PP-2023-03934 | 2023-11-07 | 120 MILROSS AVENUE #501, Vancouver, BC V6A 4K7 | Plumbing Permit | Commercial | Renovation | Completed | Commercial - UNIT #501 - Install a new fridge water line box in kitchen wall. >BP: #501 - 5th Floor Interior alterations to renovate the kitchen area of this existing Dwelling unit #501 on the 5th floor on this existing Multiple Dwelling building on this site. | Da Costa Plumbing & Heating Ltd
EP-2023-08545 | 2023-09-22 | 120 MILROSS AVENUE #501, Vancouver, BC V6A 4K7 | Electrical Permit | Commercial | Renovation - Dwelling Unit(s) only | Completed | Installation / Repair - Commercial - Updating kitchen receptacles from 15amps to 20amps, Installing lighting in bulk head over kitchen and installation of an Island receptacle. >BP: Interior alterations to renovate the kitchen area of this existing Dwelling unit #501 on the 5th floor on this existing Multiple Dwelling building on this site. OK to process as DTI as per J. Zhang August 24, 2023 | Optus Power Ltd
EP-2023-06604 | 2023-08-08 | 198 AQUARIUS MEWS #1107, Vancouver, BC V6Z 2Y4 | Electrical Permit | Residential | Addition | Issued | Installation / Repair - Residential - AC - INSTALLATION MP-2023-01239 | Reliance Comfort Limited Partnership
MP-2023-01239 | 2023-07-06 | 198 AQUARIUS MEWS #1107, Vancouver, BC V6Z 2Y4 | Mechanical Permit | NULL | NULL | Cancelled | NULL | Reliance Comfort Limited Partnership
EP-2023-05892 | 2023-07-17 | 120 MILROSS AVENUE #806, Vancouver, BC V6A 4K7 | Electrical Permit | Residential | Addition | Completed | Installation / Repair - Residential - Wiring for AC unit - Indoor Unit: 120V 15A - Outdoor Unit: 240V 20A NO MECHANICAL PERMIT AT THIS TIME. | Bright On Electric Ltd
MP-2023-01424 | 2023-08-03 | 120 MILROSS AVENUE #806, Vancouver, BC V6A 4K7 | Mechanical Permit | NULL | NULL | Stop Work | NULL | Sukhvinder Singh
EP-2023-06388 | 2023-07-19 | 1383 MARINASIDE CRESCENT #503, Vancouver, BC V6Z 2W9 | Electrical Permit | Residential | Tenant Improvement | Completed | Installation / Repair - Residential - Rewire power supply for a new outdoor AC unit. Install a new shut off switch for AC | My Electrician Enterprises Inc
MP-2023-00712 | 2023-04-27 | 1383 MARINASIDE CRESCENT #503, Vancouver, BC V6Z 2W9 | Mechanical Permit | NULL | NULL | Completed | NULL | Ashton Service Group/Ashton Mechanical Ltd.
SP-2022-00436 | 2022-03-25 | 1199 MARINASIDE CRESCENT #501, Vancouver, BC V6Z 2Y2 | Sprinkler Permit | Commercial | Renovation - Dwelling Unit(s) only | Completed | Commercial - Relocate: 4 X 155 Degree 4.9K Pendent Res 1 X 175 Degree 4.9K Pendent Res 1 X 155 Degree X 4.2K SW Res >BP: #501 - 5th Floor Interior alterations to this multi dwelling unit in this existing multiple dwelling building on this site. Scope of work: Relocate interior walls. Kitchen renovation. Bathroom Renovation. Re and re flooring and millwork throughout. Electrical, Plumbing, Sprinklers to suit. Paint. Sprinkler Permit : W.S. Fire Protection | Gisborne Industrial Construction Ltd
EP-2022-02282 | 2022-03-22 | 1199 MARINASIDE CRESCENT #501, Vancouver, BC V6Z 2Y2 | Electrical Permit | Residential | Renovation | Completed | Installation / Repair - Residential - Renovation: branch wiring, interior lighting, switches, outlets, bathroom fans >BP: #501 - 5th Floor Interior alterations to this multi dwelling unit in this existing multiple dwelling building on this site. Scope of work: Relocate interior walls. Kitchen renovation. Bathroom Renovation. Re and re flooring and millwork throughout. Electrical, Plumbing, Sprinklers to suit. Paint. | Kato Electrical Inc
PP-2022-00884 | 2022-03-17 | 1199 MARINASIDE CRESCENT #501, Vancouver, BC V6Z 2Y2 | Plumbing Permit | Residential | Renovation - Dwelling Unit(s) only | Completed | Residential - Renovation of suite bathrooms and kitchen. Re & Re of main bathroom existing fixtures. Re& Re kitchen sink and dishwasher Relocate domestic fridge water line Changing 1 tub to a shower in ensuite bathroom install one lav in ensuite bathroom to make total of two. existing lav will be re&re. >Interior alterations to this multi dwelling unit in this existing multiple dwelling building on this site. Scope of work: Relocate interior walls. Kitchen renovation. Bathroom Renovation. Re and re flooring and millwork throughout. Electrical, Plumbing, Sprinklers to suit. Paint. Sprinkler Permit : W.S. Fire Protection | JJM Mechanical Group Ltd
SP-2023-00723 | 2023-05-16 | 928 BEATTY STREET #1103, Vancouver, BC V6Z 3G6 | Sprinkler Permit | Commercial | Renovation - Dwelling Unit(s) only | Completed | Commercial - UNIT #1103 - 11TH FLOOR - Relocate 1 sprinkler head, add 1 sprinkler head *****This application does not include any of the following: 1. Not more than 20 sprinklers (add, relocate, or remove), 2. hydraulic calculations, 3. change in occupancy and /or hazard classification, 4. warehouse storage arrangements, 5. mobile compact storage arrangements, 6. alternative solutions, 7. changes to the sprinkler system supply piping (e.g. valves, mains, cross-mains, branch-lines, etc.), or 8. flexible sprinkler pipe. | Fire Pro Fire Protection Ltd.
EP-2022-02987 | 2022-04-19 | 1228 MARINASIDE CRESCENT #310, Vancouver, BC V6Z 2W4 | Electrical Permit | Residential | Renovation - Dwelling Unit(s) only | Completed | Installation / Repair - Residential - UNIT# 310 Relocating circuits, relocating switches and reworking some outlets. Kitchen is changing a few items. | PTX Electric Ltd
EP-2023-05990 | 2023-07-13 | 1500 HORNBY STREET #1008, Vancouver, BC V6Z 2R1 | Electrical Permit | Residential | Tenant Improvement | Completed | Installation / Repair - Residential - Minor Renovation, Relocate Switches and plugs, Replace Base board Heaters, Kitchen renovation, Replace light fixtures , Extra low voltage ,Data and TV wire relocation , >BP: #1008 To alter the interior of unit #1008 in this existing multiple dwelling to renovate a bathroom. Scope of work includes replacement of a tub with a new shower and removal of one shower and installation of a closet in its place. | Shanai Enterprise Inc
PP-2023-02356 | 2023-07-04 | 1500 HORNBY STREET #1008, Vancouver, BC V6Z 2R1 | Plumbing Permit | Residential | Renovation | Completed | Residential - RENOVATION AND REPIPING WATER LINE >BP: #1008 To alter the interior of unit #1008 in this existing multiple dwelling to renovate a bathroom. Scope of work includes replacement of a tub with a new shower and removal of one shower and installation of a closet in its place. | Aqua United Plumbing Ltd
EP-2023-08538 | 2023-09-27 | 1501 HOWE STREET #1503, Vancouver, BC V6Z 2P8 | Electrical Permit | Commercial | Tenant Improvement | Completed | Installation / Repair - Commercial - Heat Pump installation in a condo building with 3 heads MP-2023-01714 | Andcor Electric Ltd DBA Cory Jason McKinnon
MP-2023-01714 | 2023-09-20 | 1501 HOWE STREET #1503, Vancouver, BC V6Z 2P8 | Mechanical Permit | NULL | NULL | Completed | NULL | Evco Comfort Solutions Inc
NULL | NULL | 1500 HORNBY STREET #1902, Vancouver, BC V6Z 2R1 | Electrical Permit | Residential | Renovation - Dwelling Unit(s) only | Withdrawn | Installation / Repair - Residential - new infloor heating in 2 bathrooms. Adding a new light to a closet and increasing the size of the wattage of baseboard heating | Ryan J P Lundquist
EP-2022-04270 | 2022-05-24 | 1501 HOWE STREET #1201, Vancouver, BC V6Z 2P8 | Electrical Permit | Residential | Renovation | Completed | Installation / Repair - Residential - Residential Installation. Provide and Install New Branch Circuits, Potlights, and Smoke/Carbon Detectors. >BP: Interior alterations to provide improvements to the dwelling unit on the 12th floor (#1201) in this existing multiple dwelling building on this site. Scope of work: demo kitchen, bathroom, fireplace, new partition walls to reconfigure layout, new kitchen, bathroom, fireplace, ceiling, millwork, finishes. Plumbing, electrical, sprinklers to suit. OK for field review as per K Vogt E2 - HVAC - Install timers (up to 60 mins) , or humidifier for washroom fan(s) Energy checklist is currently no longer required with your Building Permit (BP) application. Some supporting documents are still required at BP stage, specifically Envelope and HVAC, if applicable. Service Water Heating and Lighting supporting documents, if applicable, must be submitted with your related trades permits (e.g. electrical and plumbing). All energy upgrades will be checked during inspections stage. It is the applicant's responsibility to identify and note all required upgrades including energy upgrades on their BP drawings at BP stage. | Patturn Electrical Solutions Ltd
EP-2022-05047 | 2022-06-14 | 1501 HOWE STREET #1201, Vancouver, BC V6Z 2P8 | Electrical Permit | Residential | Addition | Completed | Installation / Repair - Residential - low voltage audio wiring >BP: Interior alterations to provide improvements to the dwelling unit on the 12th floor (#1201) in this existing multiple dwelling building on this site. Scope of work: demo kitchen, bathroom, fireplace, new partition walls to reconfigure layout, new kitchen, bathroom, fireplace, ceiling, millwork, finishes. Plumbing, electrical, sprinklers to suit. OK for field review as per K Vogt E2 - HVAC - Install timers (up to 60 mins) , or humidifier for washroom fan(s) Energy checklist is currently no longer required with your Building Permit (BP) application. Some supporting documents are still required at BP stage, specifically Envelope and HVAC, if applicable. Service Water Heating and Lighting supporting documents, if applicable, must be submitted with your related trades permits (e.g. electrical and plumbing). All energy upgrades will be checked during inspections stage. It is the applicant's responsibility to identify and note all required upgrades including energy upgrades on their BP drawings at BP stage. | Mauger Consulting Services Ltd
PP-2022-02166 | 2022-07-05 | 1501 HOWE STREET #1201, Vancouver, BC V6Z 2P8 | Plumbing Permit | Residential | Renovation | Completed | Residential - RENOVATION TO SIUTE # 1201. >BP: #1201 - 12th Floor Interior alterations to provide improvements to the dwelling unit on the 12th floor (#1201) in this existing multiple dwelling building on this site. Scope of work: demo kitchen, bathroom, fireplace, new partition walls to reconfigure layout, new kitchen, bathroom, fireplace, ceiling, millwork, finishes. Plumbing, electrical, sprinklers to suit. | Neptune Plumbing & Heating Ltd
SP-2022-01003 | 2022-07-05 | 1501 HOWE STREET #1201, Vancouver, BC V6Z 2P8 | Sprinkler Permit | Residential | Renovation | Completed | Residential - MOVE SPRINKLER HEADS . | Neptune Plumbing & Heating Ltd
EP-2023-10290 | 2023-11-16 | 1483 HOMER STREET #302, Vancouver, BC V6Z 3C7 | Electrical Permit | Commercial | Renovation | Issued | Installation / Repair - Commercial - Remove electrical from den wall and relocate to end of hallway. | Wespac Electrical Contractor Ltd
EP-2022-00529 | 2022-01-25 | 1228 MARINASIDE CRESCENT #119, Vancouver, BC V6Z 2W4 | Electrical Permit | Commercial | Tenant Improvement | Completed | Installation / Repair - Commercial - Replace service main disconnect at hot side of utility meter >BP: Interior alterations to provide improvements to this existing multiple dwelling (townhouse) unit #119 on the main and upper floors at this existing multiple dwelling building on this site. Scope of work includes installing a glass guardrail separating the living and dining room, new radiant floor heating in the kitchen, relocate laundry to the upper floor, new handrails, replacing the enclosed balcony door with 3 panel glass sliding door and new lighting throughout. OK for Field Review per W.Wong, September 13, 2021 Notes: - Schedule B (Architectural), Allan Diamond, AIBC, 604-729-0437. - This building is sprinklered. A separate permit is required for this work. - Energy Upgrade: E2 - Appliances - Upgrade to an Energuide/Energy Star appliance (washer; dryer). - DBI to determine on site if Schedule B, Structural, is required. | Arc-Tech Services Inc
SP-2022-00007 | 2022-01-11 | 1228 MARINASIDE CRESCENT #119, Vancouver, BC V6Z 2W4 | Sprinkler Permit | Commercial | Tenant Improvement | Completed | Commercial - Replace & Relocate sprinkler heads >#119 Interior alterations to provide improvements to this existing multiple dwelling (townhouse) unit #119 on the main and upper floors at this existing multiple dwelling building on this site. Scope of work includes installing a glass guardrail separating the living and dining room, new radiant floor heating in the kitchen, relocate laundry to the upper floor, new handrails, replacing the enclosed balcony door with 3 panel glass sliding door and new lighting throughout. OK for Field Review per W.Wong, September 13, 2021 Notes: - Schedule B (Architectural), Allan Diamond, AIBC, 604-729-0437. - This building is sprinklered. A separate permit is required for this work. - Energy Upgrade: E2 - Appliances - Upgrade to an Energuide/Energy Star appliance (washer; dryer). - DBI to determine on site if Schedule B, Structural, is required >>*****This application does not include any of the following: 1. Not more than 20 sprinklers (add, relocate, or remove), 2. hydraulic calculations, 3. change in occupancy and /or hazard classification, 4. warehouse storage arrangements, 5. mobile compact storage arrangements, 6. alternative solutions, 7. changes to the sprinkler system supply piping (e.g. valves, mains, cross-mains, branch-lines, etc.), or 8. flexible sprinkler pipe | Viking Fire Protection Inc
EP-2023-02315 | 2023-04-14 | 1188 QUEBEC STREET #1603, Vancouver, BC V6A 4B3 | Electrical Permit | Residential | Tenant Improvement | Completed | Installation / Repair - Residential - Electrical work of mini split MP-2023-00412 | Moore And Russell Heating And Air Conditioning Ltd
MP-2023-00412 | 2023-03-17 | 1188 QUEBEC STREET #1603, Vancouver, BC V6A 4B3 | Mechanical Permit | NULL | NULL | Completed | NULL | Moore And Russell Heating And Air Conditioning Ltd
EP-2022-00825 | 2022-10-05 | 1128 QUEBEC STREET #1406, Vancouver, BC V6A 4E1 | Electrical Permit | Commercial | Tenant Improvement | Completed | Installation / Repair - Commercial - Electrical install of AC reference: MP-2022-00194 | Moore And Russell Heating And Air Conditioning Ltd
MP-2022-00194 | 2022-09-07 | 1128 QUEBEC STREET #1406, Vancouver, BC V6A 4E1 | Mechanical Permit | NULL | NULL | Completed | NULL | Moore And Russell Heating And Air Conditioning Ltd
PP-2022-02830 | 2022-08-29 | 907 BEACH AVENUE #406, Vancouver, BC V6Z 2R3 | Plumbing Permit | Commercial | Renovation | Completed | Commercial - Drainage under the sink. >#406 Interior alterations to repair water damage in this unit in this multiple dwelling building Building is not sprinklered Cleared for Field review by Kim Vogt Schedule B Arch - Scott Gordon 604.220.8272 Energy Upgrade not required - Water Damage | Clearly Plumbing and Drainage Ltd
PP-2022-02831 | 2022-08-29 | 907 BEACH AVENUE #501, Vancouver, BC V6Z 2R3 | Plumbing Permit | Residential | Renovation | Completed | Residential - sink drainage >#501 Interior alterations to provide water damage repairs to this unit in this multiple dwelling building Design Prof Arch - Scott Gordon - 604.220.8272 Energy Upgrades not required - Water Damage OK for Field Review per Kim Vogt Building not Sprinklered | Clearly Plumbing and Drainage Ltd
EP-2022-08953 | 2022-11-21 | 1010 QUEBEC STREET, Vancouver, BC V6A 4K8 | Electrical Permit | Commercial | Tenant Improvement | Completed | Installation / Repair - Commercial - A mechanical permit is required for heat pump installation before an electrical inspection will be performed Low voltage work in basement, surface mounted (for audio and data). Hookup of A/C compressor >>BP: Interior and exterior alterations to add A/C unit on the deck and firestopping of penetrations through an existing 2HR stair to this existing townhouse unit (1010 Quebec Street) in this existing multiple dwelling building on this site. Scope of work: Installing EVSE (Electric Vehicle Charging System) in the garage OK for Field Review per KVogt March 17, 2021 Schedule B & Schedule D submitted per Navid Fereidooni, Architect AIBC, 604-866-5555 Note: A/C unit to conform to City of Vancouver Noise By-Law. (The sound level of the mechanical equipment shall comply with the Noise Control By-law #6555.) Noise emanating from mechanical equipment (e.g., air conditioning units, exhaust equipment, generators, etc.) is required to conform to Vancouver By-law No. 6555 regulating Noise or Sound. (Note: Air conditioning units are not to exceed a noise level of 55 db during the daytime and 45 db at night.) | Christopher Michael Newman
MP-2022-00026 | 2022-07-17 | 1128 QUEBEC STREET #1606, Vancouver, BC V6A 4E1 | Mechanical Permit | NULL | NULL | Completed | NULL | Moore And Russell Heating And Air Conditioning Ltd
EP-2022-06014 | 2022-07-19 | 1128 QUEBEC STREET #1606, Vancouver, BC V6A 4E1 | Electrical Permit | Residential | Tenant Improvement | Completed | Installation / Repair - Residential - Electrical install of heat pump No change to existing service. BP not required. MP-2022-00026 | Moore And Russell Heating And Air Conditioning Ltd
SP-2023-00902 | 2023-05-23 | 939 EXPO BOULEVARD #611, Vancouver, BC V6Z 3G7 | Sprinkler Permit | Commercial | Renovation | Completed | Commercial - ? Relocate sprinkler head over an AC unit to the right. ? Install additional head to the left of AC unit to clear obstruction. *****This application does not include any of the following: 1. Not more than 20 sprinklers (add, relocate, or remove), 2. hydraulic calculations, 3. change in occupancy and /or hazard classification, 4. warehouse storage arrangements, 5. mobile compact storage arrangements, 6. alternative solutions, 7. changes to the sprinkler system supply piping (e.g. valves, mains, cross-mains, branch-lines, etc.), or 8. flexible sprinkler pipe. | Fire Pro Fire Protection Ltd.
SP-2022-01039 | 2022-06-27 | 910 BEACH AVENUE #312, Vancouver, BC V6Z 2W7 | Sprinkler Permit | Residential | Tenant Improvement | Completed | Residential - add and relocate sprinkler heads to suit new layout >BP: #312 - 3rd floor Interior alterations to provide improvements to this existing dwelling unit on the 3rd floor (#312) in this existing multiple dwelling. Scope of work: remove/construct select partition walls, update bathroom and kitchen, enlarge storage area, new pocket doors, finishes, electrical, plumbing and sprinkler work. REVISION #1: New RCP, install track lighting instead of drop ceiling. Storage area walls will revert to original plan. no demo | Alpine Sprinkler Systems Ltd
EP-2022-04644 | 2022-06-03 | 910 BEACH AVENUE #312, Vancouver, BC V6Z 2W7 | Electrical Permit | Residential | Renovation - Dwelling Unit(s) only | Completed | Installation / Repair - Residential - Renovations done in kitchen and bathroom, update lighting to LED -Kitchen renovation: remove and reinstall counter plugs, micro, garb and DW. Relocate fridge plug, relocate range plug, add switch for under cabinet, install new under cabinet lights. Install new track light. Bathroom renovation: install 3 LED pot lights, install LED strip lighting under floating cabinet. General lighting: replace all lights with new LED light fixtures (approx. 4 lights) Relocate 1 data outlet Update all devices to decora >BP: Interior alterations to provide improvements to this existing dwelling unit on the 3rd floor (#312) in this existing multiple dwelling. Scope of work: remove/construct select partition walls, update bathroom and kitchen, enlarge storage area, new pocket doors, finishes, electrical, plumbing and sprinkler work. REVISION #1: New RCP, install track lighting instead of drop ceiling. Storage area walls will revert to original plan. no demo OK for field review as per K Vogt E2 - Appliances - Upgrade to an Energuide/Energy Star appliance (fridge; dishwasher) Energy checklist is currently no longer required with your Building Permit (BP) application. Some supporting documents are still required at BP stage, specifically Envelope and HVAC, if applicable. Service Water Heating and Lighting supporting documents, if applicable, must be submitted with your related trades permits (e.g. electrical and plumbing). All energy upgrades will be checked during inspections stage. It is the applicant's responsibility to identify and note all required upgrades including energy upgrades on their BP drawings at BP stage. | Demitri Isidorou
PP-2022-01620 | 2022-05-11 | 910 BEACH AVENUE #312, Vancouver, BC V6Z 2W7 | Plumbing Permit | Residential | Renovation | Completed | Residential - Plumbing Fixture Upgrades >BP: #312 - 3rd floor Interior alterations to provide improvements to this existing dwelling unit on the 3rd floor (#312) in this existing multiple dwelling. Scope of work: remove/construct select partition walls, update bathroom and kitchen, enlarge storage area, new pocket doors, finishes, electrical, plumbing and sprinkler work. REVISION #1: New RCP, install track lighting instead of drop ceiling. Storage area walls will revert to original plan. no demo OK for field review as per K Vogt E2 - Appliances - Upgrade to an Energuide/Energy Star appliance (fridge; dishwasher) Energy checklist is currently no longer required with your Building Permit (BP) application. Some supporting documents are still required at BP stage, specifically Envelope and HVAC, if applicable. Service Water Heating and Lighting supporting documents, if applicable, must be submitted with your related trades permits (e.g. electrical and plumbing). All energy upgrades will be checked during inspections stage. It is the applicant's responsibility to identify and note all required upgrades including energy upgrades on their BP drawings at BP stage. | Charlotte Amanda Christensen
NULL | NULL | 1228 MARINASIDE CRESCENT #110, Vancouver, BC V6Z 2W4 | Plumbing Permit | Commercial | Renovation - Dwelling Unit(s) only | Draft | Commercial - complete re and re of kitchen and bathrooms | West Coast Watershield Inc
EP-2023-00013 | 2023-01-12 | 1228 MARINASIDE CRESCENT #110, Vancouver, BC V6Z 2W4 | Electrical Permit | Residential | Renovation | Completed | Installation / Repair - Residential - Renovation of a condo unit. Re and re lighting fixtures. Adding new wafer pot lights as well as led in millwork throughout the unit. Relocating circuits in the kitchen to accommodate new lay out. Relocation of some existing receptacles. Low voltage work will include new internet outlets and relocation of old runs and reconnecting existing low voltage devices. BP: #110 Interior alterations to provide improvements for existing dwelling unit in this existing multiple dwelling building. Work to include reframing upstairs bathroom, new lighting, plumbing and flooring. New interior doors and frames, fireplace re-re. OK for field review D. Langevin June 22, 2022 Notes: 1. energy upgrade triggers: L2 - Lighting - Install energy efficient lighting fixtures (single occupied space area) >>>>>>>>>>>Amend: January 24th, 2023 -the adress is actually unit 110 1228 Marinaside | NORTHERN LIGHTS ELECTRIC LTD
NULL | NULL | 1228 MARINASIDE CRESCENT #110, Vancouver, BC V6Z 2W4 | Mechanical Permit | NULL | NULL | Withdrawn | NULL | Nickel Heating & Ventilation
NULL | NULL | 1228 MARINASIDE CRESCENT #110, Vancouver, BC V6Z 2W4 | Mechanical Permit | NULL | NULL | Withdrawn | NULL | Nickel Heating & Ventilation
PP-2022-04339 | 2022-12-05 | 1228 MARINASIDE CRESCENT #110, Vancouver, BC V6Z 2W4 | Plumbing Permit | Residential | Renovation - Dwelling Unit(s) only | Completed | Residential - Master bath, guest bath, powder room and kitchen re and re >BP: #110 Interior alterations to provide improvements for existing dwelling unit in this existing multiple dwelling building. Work to include reframing upstairs bathroom, new lighting, plumbing and flooring. New interior doors and frames, fireplace re-re. | West Coast Watershield Inc
MP-2022-00681 | 2023-01-24 | 1228 MARINASIDE CRESCENT #110, Vancouver, BC V6Z 2W4 | Mechanical Permit | NULL | NULL | Completed | NULL | Nickel Heating & Ventilation
NULL | NULL | 1228 MARINASIDE CRESCENT #110, Vancouver, BC V6Z 2W4 | Mechanical Permit | NULL | NULL | Withdrawn | NULL | Nickel Heating & Ventilation
GP-2023-00444 | 2023-02-13 | 1228 MARINASIDE CRESCENT #110, Vancouver, BC V6Z 2W4 | Gas Permit | Commercial | Renovation | Cancelled | Commercial - Re and Re fireplace >BP: #110 Interior alterations to provide improvements for existing dwelling unit in this existing multiple dwelling building. Work to include reframing upstairs bathroom, new lighting, plumbing and flooring. New interior doors and frames, fireplace re-re. | Blue Mountain Services Ltd
NULL | NULL | 1228 MARINASIDE CRESCENT #110, Vancouver, BC V6Z 2W4 | Gas Permit | Commercial | Renovation | Draft | Commercial - INSTALL OF GAS CONNECTION AND VENTING | Blue Mountain Services Ltd
NULL | NULL | 1228 MARINASIDE CRESCENT #110, Vancouver, BC V6Z 2W4 | Gas Permit | Commercial | Renovation | Draft | Commercial - INSTALL GAS CONNECTION AND VENTING | Blue Mountain Services Ltd
NULL | NULL | 1228 MARINASIDE CRESCENT #110, Vancouver, BC V6Z 2W4 | Gas Permit | Residential | Tenant Improvement | Draft | Residential - install of gas and venting for fireplace | NULL
EP-2022-08932 | 2022-10-20 | 1228 MARINASIDE CRESCENT #112, Vancouver, BC V6Z 2W4 | Electrical Permit | Commercial | Renovation | Completed | Installation / Repair - Commercial - Drop 2x speakers to accommodate drop ceiling 3rd party verification by others >BP: Interior alterations to provide improvements to dwelling unit #112 on the ground and second floors of this multiple dwelling building on this site. Note; Architectural Schedule B and Building Envelope Schedule D may be required, to be determined by building inspector on site. Okay for DTI processing by Wayland Wong May 26 , 2022. | BD Electrical Ltd
EP-2022-09256 | 2022-11-01 | 1228 MARINASIDE CRESCENT #112, Vancouver, BC V6Z 2W4 | Electrical Permit | Commercial | Renovation - Dwelling Unit(s) only | Completed | Installation / Repair - Commercial - Install data, TV and telephone wiring. | Spectrum Networks Inc
PP-2022-02927 | 2022-08-22 | 1228 MARINASIDE CRESCENT #112, Vancouver, BC V6Z 2W4 | Plumbing Permit | Commercial | Renovation - Dwelling Unit(s) only | Completed | Commercial - moving powder room to new location , new kitchen sink location, changing two bathtubs to showers, moving laundry upstairs > Interior alterations to provide improvements to dwelling unit #112 on the ground and second floors of this multiple dwelling building on this site. Note; Architectural Schedule B and Building Envelope Schedule D may be required, to be determined by building inspector on site. Okay for DTI processing by Wayland Wong May 26 , 2022. | West Van Plumbing Ltd
EP-2022-07625 | 2022-09-13 | 1228 MARINASIDE CRESCENT #112, Vancouver, BC V6Z 2W4 | Electrical Permit | Residential | Renovation | Completed | Installation / Repair - Residential - Renovation to unit. Main floor kitchen, bath and main corridor. Upstairs baths and minor work in bedrooms >BP: #112 Interior alterations to provide improvements to dwelling unit #112 on the ground and second floors of this multiple dwelling building on this site. Note; Architectural Schedule B and Building Envelope Schedule D may be required, to be determined by building inspector on site. Okay for DTI processing by Wayland Wong May 26 , 2022. | BGM Electrical Ltd
SP-2022-01630 | 2022-10-05 | 1228 MARINASIDE CRESCENT #112, Vancouver, BC V6Z 2W4 | Sprinkler Permit | Commercial | Renovation - Dwelling Unit(s) only | Completed | Commercial - SUITE #112 - moving 8 sprinkler heads because of repositioning of some walls and bulkheads >BP: #112 Interior alterations to provide improvements to dwelling unit #112 on the ground and second floors of this multiple dwelling building on this site. *****This application does not include any of the following: 1. Not more than 20 sprinklers (add, relocate, or remove), 2. hydraulic calculations, 3. change in occupancy and /or hazard classification, 4. warehouse storage arrangements, 5. mobile compact storage arrangements, 6. alternative solutions, 7. changes to the sprinkler system supply piping (e.g. valves, mains, cross-mains, branch-lines, etc.), or 8. flexible sprinkler pipe. | Active Fire & Safety Services Ltd
EP-2023-09156 | 2023-11-08 | 1228 MARINASIDE CRESCENT #116, Vancouver, BC V6Z 2W4 | Electrical Permit | Commercial | Renovation - Dwelling Unit(s) only | Completed | Installation / Repair - Commercial - Install heat pump with load share device I will be using load sharing device for dryer and Heat pump 30 amp loads no additonal load. Install pot lights Install led strips | Wardenclyffe Electrical Ltd
NULL | NULL | 1228 MARINASIDE CRESCENT #116, Vancouver, BC V6Z 2W4 | Mechanical Permit | NULL | NULL | Withdrawn | NULL | Greg Vavasour
NULL | NULL | 1228 MARINASIDE CRESCENT #116, Vancouver, BC V6Z 2W4 | Mechanical Permit | NULL | NULL | Withdrawn | NULL | NULL
NULL | NULL | 1228 MARINASIDE CRESCENT #116, Vancouver, BC V6Z 2W4 | Mechanical Permit | NULL | NULL | Withdrawn | NULL | Greg Vavasour
MP-2023-02128 | 2023-11-30 | 1228 MARINASIDE CRESCENT #116, Vancouver, BC V6Z 2W4 | Mechanical Permit | NULL | NULL | Completed | NULL | Greg Vavasour
EP-2022-01130 | 2022-02-15 | 120 MILROSS AVENUE #605, Vancouver, BC V6A 4K7 | Electrical Permit | Residential | Addition | Completed | Installation / Repair - Residential - Power up heat pump -bonding the new heat pump >BP: Exterior alterations to install an A/C unit on the balcony at this unit #605 on the 6th floor in this existing multiple dwelling building on this site. OK for DB per Hamid Shayan & Ryan Dinh OK for field review as per Jamie Zhang, Aug.08/19 Schedule B and Schedule D-1 submitted per Brennan Vollering, 604-365-3664 Energy Upgrade Exempt: Heat Pump Installation | AUDAX ELECTRICAL LIMITED
MP-2022-00196 | 2022-09-08 | 120 MILROSS AVENUE #606, Vancouver, BC V6A 4K7 | Mechanical Permit | NULL | NULL | Completed | NULL | Milani Electric Limited
EP-2022-06584 | 2022-09-15 | 120 MILROSS AVENUE #606, Vancouver, BC V6A 4K7 | Electrical Permit | Residential | Renovation | Completed | Installation / Repair - Residential - Electrical supply for heatpump >BP: #606 - 6th floor Exterior and interior alterations to add a heat pump on the balcony of dwelling unit #606 on the 6th floor of this multiple dwelling building on this site. OK for DB per M.Alborg Architectural Schedule B & Building Envelope Schedule D, Y Fan Shi, P.Eng.,ph:604.780.1316 | Milani Electric Limited
MP-2022-00207 | 2022-09-12 | 1188 QUEBEC STREET #2702, Vancouver, BC V6A 4B3 | Mechanical Permit | NULL | NULL | Completed | NULL | Reliance Comfort Limited Partnership
EP-2022-07715 | 2022-09-15 | 1188 QUEBEC STREET #2702, Vancouver, BC V6A 4B3 | Electrical Permit | Residential | Renovation | Completed | Installation / Repair - Residential - Dedicated Circuit for AC Install -MP-2022-00207 | Pacific Star Electric Inc
EP-2022-07639 | 2022-09-15 | 1128 QUEBEC STREET #1404, Vancouver, BC V6A 4E1 | Electrical Permit | Commercial | Renovation - Dwelling Unit(s) only | Completed | Installation / Repair - Commercial - Install 240V 20amp circuit for new heat pump including new breaker and disconnect switch. And install a 120V 15 amp GFCI receptacle for new pan evaporator. -MP-2022-00149 | Bright City Electric Inc
MP-2022-00149 | 2022-08-25 | 1128 QUEBEC STREET #1404, Vancouver, BC V6A 4E1 | Mechanical Permit | NULL | NULL | Completed | NULL | Tek Climate Heating & Air Conditioning Ltd
PP-2022-00816 | 2022-03-09 | 455 BEACH CRESCENT #805, Vancouver, BC V6Z 3E5 | Plumbing Permit | Residential | Renovation | Completed | Residential - SUITE #805 - bathroom renovation #805 - 8th floor Interior alterations to renovate the bathroom in this existing dwelling unit on the 8th floor (#805) in this existing multiple dwelling building on this site. Scope of work: construct one partition wall, replace fixtures, finishes, cabinets, new lighting, and electrical work. | Reactive Plumbing & Heating Ltd
EP-2022-01733 | 2022-03-04 | 455 BEACH CRESCENT #805, Vancouver, BC V6Z 3E5 | Electrical Permit | Commercial | Renovation - Dwelling Unit(s) only | Completed | Installation / Repair - Commercial - Complete renovation of ensuite bathroom. New wall sconces, bathroom fan and in-floor heat to be installed. LED lighting to be added to new built in shelves in living room area. >>BP: #805 - 8th floor Interior alterations to renovate the bathroom in this existing dwelling unit on the 8th floor (#805) in this existing multiple dwelling building on this site. Scope of work: construct one partition wall, replace fixtures, finishes, cabinets, new lighting, and electrical work. Building Sprinklered - No sprinkler permit required. E2 - Lighting - Install energy efficient lighting fixtures (single occupied space area | Wagman Electrical Systems Inc
EP-2022-09668 | 2022-11-17 | 451 BEACH CRESCENT, Vancouver, BC V6Z 3B9 | Electrical Permit | Commercial | Tenant Improvement | Completed | Installation / Repair - Commercial - Remove and Replace EV Charging Station. Replace existing DCFCs with new DCFCs. | Power Pros Electrical Ltd
NULL | NULL | 455 BEACH CRESCENT #1107, Vancouver, BC V6Z 3E5 | Electrical Permit | Residential | Renovation - Dwelling Unit(s) only | Withdrawn | Installation / Repair - Residential - A new wall speed oven will be installed and requires proper voltage wiring | NULL
EP-2023-08867 | NULL | 455 BEACH CRESCENT #1107, Vancouver, BC V6Z 3E5 | Electrical Permit | Residential | Renovation - Dwelling Unit(s) only | Withdrawn | Installation / Repair - Residential - Installing wall speed oven which is requiring higher voltage outlet | NULL
GP-2023-02890 | NULL | 455 BEACH CRESCENT #1107, Vancouver, BC V6Z 3E5 | Gas Permit | Residential | Renovation - Dwelling Unit(s) only | Withdrawn | Residential - Changing existing old gas stove to new gas range cook top | NULL
EP-2022-06160 | 2022-07-22 | 1383 MARINASIDE CRESCENT #2501, Vancouver, BC V6Z 2W9 | Electrical Permit | Commercial | New | Completed | Installation / Repair - Commercial - UNIT# 2501 installation of wireless alarm system and cctv system | Telus Custom Security Systems Inc
EP-2022-10004 | 2022-11-28 | 1199 MARINASIDE CRESCENT #2102, Vancouver, BC V6Z 2Y2 | Electrical Permit | Residential | Renovation | Issued | Installation / Repair - Residential - Renovation. Relocate plugs and switches. Install pot lights. -No fire rated walls are being cut. We are adding LED Pot lights and cove lights. We are also relocating receptacles. | Jonathan Broomfield DBA FG Electric
MP-2024-00018 | 2024-01-05 | 189 DAVIE STREET #809, Vancouver, BC V6Z 2X9 | Mechanical Permit | NULL | NULL | Completed | NULL | Ashton Service Group/Ashton Mechanical Ltd.
EP-2024-00501 | 2024-02-02 | 189 DAVIE STREET #809, Vancouver, BC V6Z 2X9 | Electrical Permit | Commercial | Renovation - Dwelling Unit(s) only | Issued | Installation / Repair - Commercial - We will be adding a circuit for a heat pump 4600w baseboard heat removed. -reference: MP-2024-00018 | Douglas Millington o/a Moose Electric
MP-2023-00759 | 2023-05-02 | 583 BEACH CRESCENT #703, Vancouver, BC V6Z 3E6 | Mechanical Permit | NULL | NULL | Completed | NULL | Milani Electric Limited
EP-2023-03823 | 2023-05-03 | 583 BEACH CRESCENT #703, Vancouver, BC V6Z 3E6 | Electrical Permit | Residential | Renovation | Completed | Installation / Repair - Residential - Electrical supply for Dsplit. MP-2023-00759 | Milani Electric Limited
EP-2023-09555 | 2023-11-02 | 583 BEACH CRESCENT #803, Vancouver, BC V6Z 3E6 | Electrical Permit | Commercial | Renovation - Dwelling Unit(s) only | Issued | Installation / Repair - Commercial - New lighting, power points, kitchen appliances, under cabinet lighting in kitchen and bathrooms. >BP: Interior alterations to provide improvements to dwelling unit #803 on the eight floor of this multiple dwelling building on this site. OK for DTI per W. Wong October 13, 2023 | ANS Electrical Installations Ltd
PP-2023-04031 | 2023-11-16 | 583 BEACH CRESCENT #803, Vancouver, BC V6Z 3E6 | Plumbing Permit | Commercial | Renovation - Dwelling Unit(s) only | Issued | Commercial - renovation >BP: #803 Interior alterations to provide improvements to dwelling unit #803 on the eight floor of this multiple dwelling building on this site. | Tundra Plumbing Ltd
SP-2023-02104 | 2023-12-19 | 583 BEACH CRESCENT #803, Vancouver, BC V6Z 3E6 | Sprinkler Permit | Commercial | Renovation - Dwelling Unit(s) only | Issued | Commercial - Relocate two sprinkler heads >BP: #803 Interior alterations to provide improvements to dwelling unit #803 on the eight floor of this multiple dwelling building on this site. *****This application does not include any of the following: 1. Not more than 20 sprinklers (add, relocate, or remove), 2. hydraulic calculations, 3. change in occupancy and /or hazard classification, 4. warehouse storage arrangements, 5. mobile compact storage arrangements, 6. alternative solutions, 7. changes to the sprinkler system supply piping (e.g. valves, mains, cross-mains, branch-lines, etc.), or 8. flexible sprinkler pipe. | BC FIRE SPRINKLERS--Gordon Knight
EP-2023-01291 | 2023-02-16 | 1188 QUEBEC STREET #1005, Vancouver, BC V6A 4B3 | Electrical Permit | Residential | Renovation | Completed | Installation / Repair - Residential - Electrical supply for Dsplit *MP-2023-00200 | Milani Electric Limited
MP-2023-00200 | 2023-02-14 | 1188 QUEBEC STREET #1005, Vancouver, BC V6A 4B3 | Mechanical Permit | NULL | NULL | Completed | NULL | Milani Electric Limited
MP-2023-00832 | 2023-05-11 | 1188 QUEBEC STREET #1006, Vancouver, BC V6A 4B3 | Mechanical Permit | NULL | NULL | Completed | NULL | Airstream Heating & Air Conditioning Inc
EP-2023-04544 | 2023-06-01 | 1188 QUEBEC STREET #1006, Vancouver, BC V6A 4B3 | Electrical Permit | Residential | Renovation | Completed | Installation / Repair - Residential - Supply and install a 240v 20 amp power supply for new heat pump. *MP-2023-00832: Issued (Heating and Cooling) | Kato Electrical Inc
EP-2023-08478 | 2023-10-27 | 1255 MAIN STREET #903, Vancouver, BC V6A 4G5 | Electrical Permit | Commercial | Tenant Improvement | Issued | Installation / Repair - Commercial - #903 Electrical installation for mini split system -reference: MP-2023-01705: | Moore And Russell Heating And Air Conditioning Ltd
MP-2023-01705 | 2023-09-19 | 1255 MAIN STREET #903, Vancouver, BC V6A 4G5 | Mechanical Permit | NULL | NULL | Issued | NULL | Moore & Russell Heating Ltd
EP-2023-04603 | 2023-05-26 | 1255 MAIN STREET #905, Vancouver, BC V6A 4G5 | Electrical Permit | Commercial | Renovation | Completed | Installation / Repair - Commercial - Re and re light fixtures and plugs, add towel warmer. >BP: #905 Interior alterations to renovate the bathrooms and to provide improvements on the master bedroom in this existing multiple dwelling building on this site. OK for Field Review per Kim V - Oct 5/21 Work to be done: - Re & Re existing sing, vanity and toilet in both bathrooms - Convert the existing bathtub to a walk in shower in the first/master bathroom - Convert the existing to a bathtub in the second bathroom - Install New floor tile in bathrooms Energy upgrade: Upgrade to Restricted to Manual ON (per 9.4.1.1.(b) of ASHRAE 90.1-2016) | Bravo Electric Ltd
PP-2022-02662 | 2022-10-21 | 1255 MAIN STREET #905, Vancouver, BC V6A 4G5 | Plumbing Permit | Residential | Renovation | Completed | Residential - bathroom renovation (note: see PP-2022-00041--- only installed the shower) >BP: #905 Interior alterations to renovate the bathrooms and to provide improvements on the master bedroom in this existing multiple dwelling building on this site. OK for Field Review per Kim V - Oct 5/21 Work to be done: - Re & Re existing sing, vanity and toilet in both bathrooms - Convert the existing bathtub to a walk in shower in the first/master bathroom - Convert the existing to a bathtub in the second bathroom - Install New floor tile in bathrooms Energy upgrade: Upgrade to Restricted to Manual ON (per 9.4.1.1.(b) of ASHRAE 90.1-2016) | Leo's Plumbing & Heating Ltd
PP-2022-00041 | 2022-01-11 | 1255 MAIN STREET #905, Vancouver, BC V6A 4G5 | Plumbing Permit | Residential | Renovation | Completed | Residential - Bathroom renovation Unit #905 | Plumbiz Plumbing & Heating Ltd
EP-2024-00138 | 2024-01-05 | 1483 HOMER STREET #2101, Vancouver, BC V6Z 3C7 | Electrical Permit | Commercial | Renovation - Dwelling Unit(s) only | Issued | Installation / Repair - Commercial - Adding receptacle for bidet from the bathroom GFCI receptacle. >BP: #2101 Interior alterations to provide improvements to the bathroom of this dwelling unit #2101 on the 21st floor of this multiple dwelling building on this site. OK for DTI per W. Wong December 14, 2023 | Eagle West Electrical Ltd.
PP-2024-00099 | 2024-01-11 | 1483 HOMER STREET #2101, Vancouver, BC V6Z 3C7 | Plumbing Permit | Commercial | Tenant Improvement | Issued | Commercial - We are simply replacing an existing shower, diverter with a new shower diverter. A bathtub was removed, and a shower pan installed in its place. >BP: #2101 Interior alterations to provide improvements to the bathroom of this dwelling unit #2101 on the 21st floor of this multiple dwelling building on this site. | Pacific West Mechanical Ltd
EP-2023-10275 | 2023-11-27 | 1483 HOMER STREET #2101, Vancouver, BC V6Z 3C7 | Electrical Permit | Commercial | Renovation - Dwelling Unit(s) only | Completed | Installation / Repair - Commercial - installing a 30 amp breaker and feeder from panel to new wall oven Amend: Dec 18, 2023 correct suite # from 2001 to 2101 >BP: #2101 Interior alterations to provide improvements to the bathroom of this dwelling unit #2101 on the 21st floor of this multiple dwelling building on this site. OK for DTI per W. Wong December 14, 2023 | AJ's Electrical Contractors LTD
SP-2023-00382 | 2023-03-07 | 928 BEATTY STREET #907, Vancouver, BC V6Z 3G6 | Sprinkler Permit | Commercial | Renovation - Dwelling Unit(s) only | Completed | Commercial - relocate (x1) sprinkler head - Add (x1) sprinkler head to unit *****This application does not include any of the following: 1. Not more than 20 sprinklers (add, relocate, or remove), 2. hydraulic calculations, 3. change in occupancy and /or hazard classification, 4. warehouse storage arrangements, 5. mobile compact storage arrangements, 6. alternative solutions, 7. changes to the sprinkler system supply piping (e.g. valves, mains, cross-mains, branch-lines, etc.), or 8. flexible sprinkler pipe March 7/2023-AMEND Plan sketch drawings being uplaoded | Fire Pro Fire Protection Ltd.
EP-2023-02753 | 2023-04-04 | 1200 PACIFIC BOULEVARD, Vancouver, BC | Electrical Permit | Commercial | Addition | Completed | Installation / Repair - Commercial - Install 20A Breaker in Panel EW; install 10 AWG 2C Teck from Panel EW through existing penetrations to a Junction Box outside of Fire Alarm Service Room below; install 3/4" EMT and cabling from Junction Box to Parking Stall 169 and Stall 171; install 20A 120V Receptacles with lockable covers, 1 at each stall. Test connections and commission installation. -Tidy site and dispose of garbage correctly and safely | TDR Electric Inc
NULL | NULL | 888 PACIFIC STREET #1401, Vancouver, BC V6Z 2S6 | Mechanical Permit | NULL | NULL | Draft | NULL | Pro Ace Heating & Air Conditioning Services Ltd
SP-2023-01582 | 2023-09-05 | 193 AQUARIUS MEWS #702, Vancouver, BC V6Z 2Z2 | Sprinkler Permit | Commercial | Renovation - Dwelling Unit(s) only | Issued | Commercial - UNIT #702 - 1 sidewall sprinkler change to pendent sprinkler by drop celling change *****This application does not include any of the following: 1. Not more than 20 sprinklers (add, relocate, or remove), 2. hydraulic calculations, 3. change in occupancy and /or hazard classification, 4. warehouse storage arrangements, 5. mobile compact storage arrangements, 6. alternative solutions, 7. changes to the sprinkler system supply piping (e.g. valves, mains, cross-mains, branch-lines, etc.), or 8. flexible sprinkler pipe. | Spectrum Fire Protection Ltd
PP-2023-02832 | 2023-08-10 | 1201 MARINASIDE CRESCENT #702, Vancouver, BC V6Z 2V2 | Plumbing Permit | Commercial | Renovation - Dwelling Unit(s) only | Completed | Commercial - UNIT #702 - convert Bathtub to shower and R&R Replace sink ,toilet, bathtub >BP: #702 - 7th Floor Interior alterations to provide improvements to dwelling unit #702 on the 7th floor of this existing multiple dwelling building on this site. | Mirage Plumbing Ltd
MP-2023-01465 | 2023-08-09 | 1201 MARINASIDE CRESCENT #702, Vancouver, BC V6Z 2V2 | Mechanical Permit | NULL | NULL | Completed | NULL | Pro Ace Heating & Air Conditioning Services Ltd
EP-2023-07499 | 2023-08-16 | 1201 MARINASIDE CRESCENT #702, Vancouver, BC V6Z 2V2 | Electrical Permit | Commercial | Renovation - Dwelling Unit(s) only | Completed | Installation / Repair - Commercial - Re-wiring to remove portion of kitchen wall; addition of dedicated circuit for heat pump; addition of floor heat in bathrooms & kitchen; addition of 5x receptacles throughout house: addition of 10x new recessed LED pot lights. >BP: Interior alterations to provide improvements to dwelling unit #702 on the 7th floor of this existing multiple dwelling building on this site. Note: Structural drawings and Schedule B maybe required by building inspector on site. OK for DTI per W. Wong August 8, 2023 | Houle Electric Limited
EP-2023-10280 | NULL | 1201 MARINASIDE CRESCENT #705, Vancouver, BC V6Z 2V2 | Electrical Permit | Commercial | Addition | Applicant Revisions | Installation / Repair - Commercial - Electrical installation for Heat Pump *MP-2023-02017: Issued (Heating and Cooling) | Daniel Topping
MP-2023-02017 | 2023-11-10 | 1201 MARINASIDE CRESCENT #705, Vancouver, BC V6Z 2V2 | Mechanical Permit | NULL | NULL | Issued | NULL | Pro Ace Heating & Air Conditioning Services Ltd
EP-2023-05729 | 2023-06-29 | 3782 COMMERCIAL STREET, Vancouver, BC V5N 4G2 | Electrical Permit | Residential | Addition | Completed | Installation / Repair - Residential - -Supply and install 40A Breaker in EV Charging Panel -Supply and install EMT Conduit from existing EV Charging Junction Box to Stall 53 -Supply and install junction box at Stall 53 - 2' from floor level - LHS of proposed EV Charger Location -Supply and install Cabling through existing and new conduit to Stall 53 -Supply and install SWTCH Lite-On Platinum EV Charger at Stall 53 - Hardwired with EMT from Junction box -Supply and install Run-Stop to protect EV Charger -Test connections and commission installation -Tidy site and dispose of garbage correctly and safely -The service and sub service are existing and will not be affected. The volts/amps/phase is as follows. 120/208V 1200 A 3Phase Main service 120/208V 200A 3 Phase Sub service (Existing EV Charger Panel) | TDR Electric Inc
MP-2023-01127 | 2023-06-20 | 3786 COMMERCIAL STREET, Vancouver, BC V5N 4G2 | Mechanical Permit | NULL | NULL | Completed | NULL | Kits Plumbing and Heating Ltd
EP-2023-06066 | 2023-07-25 | 3786 COMMERCIAL STREET, Vancouver, BC V5N 4G2 | Electrical Permit | Residential | Renovation | Completed | Installation / Repair - Residential - Heat Pump Installation Removal of Baseboard Heating (7,000W) *MP-2023-01127: Issued (Heating and Cooling) | Kato Electrical Inc
EP-2023-05732 | 2023-06-29 | 3788 COMMERCIAL STREET, Vancouver, BC V5N 4G2 | Electrical Permit | Commercial | Addition | Completed | Installation / Repair - Commercial - -Supply and install 40A Breaker in EV Charging Panel -Supply and install EMT Conduit from existing EV Charging Junction Box to Stall 35, by way of concrete ceiling -Supply and install conduit down side of pillar, use LB to install EV Charger to front of pillar -Supply and install Cabling through existing and new conduit to Stall 35 -Supply and install SWTCH Lite-On Platinum EV Charger at Stall 35 - Hardwired with EMT from Junction box -Test connections and commission installation -Tidy site and dispose of garbage correctly and safely | TDR Electric Inc
MP-2023-01863 | 2023-10-18 | 3788 COMMERCIAL STREET, Vancouver, BC V5N 4G2 | Mechanical Permit | NULL | NULL | Completed | NULL | Kits Plumbing and Heating Ltd
EP-2023-07299 | 2023-08-21 | 3788 COMMERCIAL STREET, Vancouver, BC V5N 4G2 | Electrical Permit | Residential | Renovation | Completed | Installation / Repair - Residential - Heat Pump Installation Removal of Baseboard Heating (7,000W) | Kato Electrical Inc
EP-2023-05736 | 2023-06-29 | 3754 COMMERCIAL STREET, Vancouver, BC V5N 4G2 | Electrical Permit | Commercial | Addition | Completed | Installation / Repair - Commercial - -Supply and install 40A Breaker in EV Charging Panel -Supply and install EMT Conduit from new EV Charging Junction Box above Stall 13 to Stall 9, by way of rack and then on wall -Supply and install junction box at Stall 9 - 2' from floor level - LHS of proposed EV Charger Location -Supply and install Cabling through existing and new conduit to Stall 9 -Supply and install SWTCH Lite-On Platinum EV Charger at Stall 9 - Hardwired with EMT from Junction box -Supply and install Run-Stop to protect EV Charger -Test connections and commission installation -Tidy site and dispose of garbage correctly and safely | TDR Electric Inc
GP-2022-03787 | 2022-11-29 | 2889 W 8TH AVENUE, Vancouver, BC V6K 2B8 | Gas Permit | Residential | Renovation | Completed | Residential - re&re boiler | Milani Plumbing Heating & Air Conditioning Ltd
PP-2023-03060 | 2023-09-18 | 388 DRAKE STREET #1803, Vancouver, BC V6B 6A8 | Plumbing Permit | Commercial | Renovation - Dwelling Unit(s) only | Issued | Commercial - - Re & re of bathrooms and minor modification to kitchen sink and faucet. - Installation of water line to fridge appliance. >BP: #1803 Interior alterations to provide improvements to dwelling unit #1803 on the 18th floor of this existing multiple dwelling building on this site. | Modern Blue Mechanical Ltd
EP-2023-07753 | 2023-09-06 | 388 DRAKE STREET #1803, Vancouver, BC V6B 6A8 | Electrical Permit | Commercial | Renovation | Issued | Installation / Repair - Commercial - Installing steamer oven circuit. 20 amps Installing wall oven circuit Relocating kitchen counter plugs Relocating fridge circuit Relocating microwave circuit Adding junction box X2 Install 9 4” pot lights in kitchen and 2 bathrooms Install 4 2 1/2” pot lights in bathrooms Installing led strips in kitchen and bathrooms Installing bidet outlet Installing outlet in closet Installing island outlet (maybe) >BP: #1803 Interior alterations to provide improvements to dwelling unit #1803 on the 18th floor of this existing multiple dwelling building on this site. | Wardenclyffe Electrical Ltd
GP-2023-01545 | NULL | 1139 W CORDOVA STREET #2202, Vancouver, BC V6C 0A2 | Gas Permit | Commercial | Renovation | Application Incomplete | Commercial - Remove gas cooktop. replace with same model just new cooktop | Sunrise Heating and Cooling Ltd
EP-2024-00219 | 2024-01-12 | 188 NELSON STREET, Vancouver, BC V6B 6J8 | Electrical Permit | Commercial | Tenant Improvement | Issued | Installation / Repair - Commercial - Installation of Distribution, Lighting, Branch Wiring, Fire Alarm Devices, Data. Adding smokes detectors, speakers and strobes to existing simplex 4100ES System. >BP: interior alterations and a change of Major Occupancy from a School - Arts/Self Improvement (group A2) to a Health Care Office (group D) on the ground level of this existing high rise building on this site. CRP: Vjekica Sucic Hruskovec, Architect, 604-669-9460 Email: info@cta.bc.ca Tenant: Vancouver Coastal Health Customer proposed 47 new plumbing fixtures. Related to DP-2023-00601 (issued Nov. 2, 2023) Building Review Branch note: 1) Sprinkler Commitment Letters submitted and on file. (Dec. 12, 2023) Note: “Reviewed under the provisions of VBBL 2019 (#12511).” | Action Electric Ltd
PP-2024-00191 | 2024-01-25 | 188 NELSON STREET, Vancouver, BC V6B 6J8 | Plumbing Permit | Commercial | Renovation | Issued | Commercial - Supply and install new plumbing fixtures | Mountain West Mechanical Ltd
MP-2022-00090 | 2022-08-08 | 1077 MARINASIDE CRESCENT #2203, Vancouver, BC V6Z 2Z5 | Mechanical Permit | NULL | NULL | Completed | NULL | All Season Solution Ltd
EP-2022-04668 | 2022-06-03 | 3228 TUPPER STREET #226, Vancouver, BC V5Z 4S7 | Electrical Permit | Residential | Renovation | Completed | Installation / Repair - Residential - Relocate receptacles, disconnect electrical fireplace and relocate wiring for new baseboard heater Relocate tv box Wire and install strip lighting for floating shelves | Farrwest Electrical Inc
EP-2022-06263 | 2022-07-26 | 1009 EXPO BOULEVARD #2702, Vancouver, BC V6Z 2V9 | Electrical Permit | Residential | Renovation | Completed | Installation / Repair - Residential - Electrical installation to make everything CEC standards: Identify sub panel feeder/ Disconnect sub panel Run new circuit for current cooktop unit ( Cu armoured cable ) Provide/ Install circuit breaker for cooktop Install 4x4 JB for cooktop Install 4x11/16 JB for wall oven Install GFCI receptacle near kitchen sink Label panel directory | Kato Electrical Inc
EP-2022-02938 | 2022-04-20 | 1328 HOMER STREET #907, Vancouver, BC V6B 6A7 | Electrical Permit | Residential | Renovation | Completed | Installation / Repair - Residential - Interior alterations, including replacing old recessed lighting with new, new kitchen. Complete suite renovation. -bathrooms reno >BP: Interior alterations to provide improvements to Unit #907 on the 9th floor in this existing multiple dwelling building. Scope of work includes the removal of a wall between the kitchen and dinning area. To change the large closet access from hallway into the principle bedroom. To expand and add double sink in the principle bedroom. DBI to determine if Structural Sign off required DBI to determine if SP is required Energy upgrade E2 - Appliances - Upgrade to an Energuide/Energy Star appliance (fridge; dishwasher) Energy checklist is currently no longer required with your Building Permit (BP) application. Some supporting documents are still required at BP stage, specifically Envelope and HVAC, if applicable. Service Water Heating and Lighting supporting documents, if applicable, must be submitted with your related trades permits (e.g. electrical and plumbing). All energy upgrades will be checked during inspections stage. It is the applicant’s responsibility to identify and note all required upgrades including energy upgrades on their BP drawings at BP stage. OK For Field Review per Kirat Kang - January 20, 2022 | Torr Electric
PP-2022-01173 | 2022-04-06 | 1328 HOMER STREET #907, Vancouver, BC V6B 6A7 | Plumbing Permit | Commercial | Renovation | Completed | Commercial - UNIT #907 - 9TH FL - 2 bathroom and kitchen renovation Unit #907, 9th Floor Interior alterations to provide improvements to Unit #907 on the 9th floor in this existing multiple dwelling building. Scope of work includes the removal of a wall between the kitchen and dinning area. To change the large closet access from hallway into the principle bedroom. To expand and add double sink in the principle bedroom. | Conor Whyte Plumbing And Heating Limited
EP-2022-03762 | 2022-05-20 | 1625 HORNBY STREET #1800, Vancouver, BC V6Z 2M2 | Electrical Permit | Residential | Renovation - Dwelling Unit(s) only | Completed | Installation / Repair - Residential - Re wire renovated kitchen and two washrooms using existing circuits. Replace old stab-lok panel. -A new 125amp panel will be installed replacing the old 125amp panel. No disconnect or reconnect of service is needed. >BP: Interior alterations to provide improvements to dwelling unit #1800 on the 18th floor of this multiple dwelling building on this site. Scope of work includes reconfiguring and expanding the kitchen and bathroom and replacing the fireplace. OK for Field Review per W.Wong, January 7, 2022 Notes: - Energy Upgrade: E2 - Appliances - Upgrade to Energuide/Energy Star applicance (washer; dryer) - This building is sprinklered. DBI to determine on site if a separate sprinkler permit is required. | Strotec Electric Ltd
PP-2022-01451 | 2022-04-29 | 1625 HORNBY STREET #1800, Vancouver, BC V6Z 2M2 | Plumbing Permit | Commercial | Renovation - Dwelling Unit(s) only | Completed | Commercial - renovating condo unit #1800 #1800 Interior alterations to provide improvements to dwelling unit #1800 on the 18th floor of this multiple dwelling building on this site. Scope of work includes reconfiguring and expanding the kitchen and bathroom and replacing the fireplace. | Tidal Mechanical Ltd
EP-2023-06614 | 2023-07-26 | 1438 RICHARDS STREET #1002, Vancouver, BC V6Z 3B8 | Electrical Permit | Residential | Renovation | Completed | Installation / Repair - Residential - Bathroom renovation: install 1 pot light, move vanity light, bathroom fan. >BP: Unit #1002 - Floor 10 Interior alterations to provide improvements to unit #1002 on the 10th floor of this existing multiple dwelling building on this site. Scope of work includes bathroom renovation, replacement of the floor/shower tiles and paint. OK for DTI as per Kirat Kang, June 20, 2023 | Boguslaw Roman Wolak
PP-2023-02689 | 2023-07-28 | 1438 RICHARDS STREET #1002, Vancouver, BC V6Z 3B8 | Plumbing Permit | Commercial | Renovation - Dwelling Unit(s) only | Completed | Commercial - Change a tub to a shower.. Basin and toilet are staying the same spot.. just a re and re.. bathroom renovation. >BP: Unit #1002 - Floor 10 Interior alterations to provide improvements to unit #1002 on the 10th floor of this existing multiple dwelling building on this site. Scope of work includes bathroom renovation, replacement of the floor/shower tiles and paint. | English Bay Plumbing Heating & Gas Ltd
EP-2023-04199 | 2023-05-19 | 1067 MARINASIDE CRESCENT #2605, Vancouver, BC V6Z 3A4 | Electrical Permit | Residential | Renovation | Completed | Installation / Repair - Residential - Replacing gas oven to 30 A New line for Microwave Installing under Cabinet LED Lighting -There is no cutting. The work is being done through a drop ceiling that is exposed | E S R Electric Ltd
EP-2022-02809 | 2022-04-21 | 1077 MARINASIDE CRESCENT #GR-3M, Vancouver, BC V6Z 2Z5 | Electrical Permit | Residential | Renovation - Dwelling Unit(s) only | Completed | Installation / Repair - Residential - Kitchen, bathroom, office reno. Minor changes to switching outside major area. -Moving switches from deleted walls. adding pot lights to mentioned rooms. >BP: Interior alterations to provide improvements to this dwelling unit (GR-3M) in this existing multiple dwelling building on this site. Scope of Work: Replacement of laundry door, fireplace, plumbing fixtures, and den sliding doors. New cabinets for fireplace, partition walls proposed in the kitchen with counter extension and proposed cabinets in bathroom. DBI to determine if peng required. E2 Upgrade: SWH-install low flow shower heads in all showers Energy checklist is currently no longer required with your Building Permit (BP) application. Some supporting documents are still required at BP stage, specifically Envelope and HVAC, if applicable. Service Water Heating and Lighting supporting documents, if applicable, must be submitted with your related trades permits (e.g. electrical and plumbing). All energy upgrades will be checked during inspections stage. It is the applicant’s responsibility to identify and note all required upgrades including energy upgrades on their BP drawings at BP stage. OK for field review as per Kirat Kang December 7, 2021 | PROVEN ENERGY ELECTRIC LTD
SP-2022-00419 | 2022-03-23 | 1077 MARINASIDE CRESCENT #GR-3M, Vancouver, BC V6Z 2Z5 | Sprinkler Permit | Commercial | Renovation - Dwelling Unit(s) only | Completed | Commercial - Sidewall sprinkler need relocated by new rocky walls GR-3M - Floor 3 Interior alterations to provide improvements to this dwelling unit (GR-3M) in this existing multiple dwelling building on this site. Scope of Work: Replacement of laundry door, fireplace, plumbing fixtures, and den sliding doors. New cabinets for fireplace, partition walls proposed in the kitchen with counter extension and proposed cabinets in bathroom. *****This application does not include any of the following: 1. Not more than 20 sprinklers (add, relocate, or remove), 2. hydraulic calculations, 3. change in occupancy and /or hazard classification, 4. warehouse storage arrangements, 5. mobile compact storage arrangements, 6. alternative solutions, 7. changes to the sprinkler system supply piping (e.g. valves, mains, cross-mains, branch-lines, etc.), or 8. flexible sprinkler pipe. | Spectrum Fire Protection Ltd
PP-2022-00554 | 2022-02-17 | 1077 MARINASIDE CRESCENT #GR-3M, Vancouver, BC V6Z 2Z5 | Plumbing Permit | Commercial | Renovation - Dwelling Unit(s) only | Completed | Commercial - bathtub install GR-3M - Floor 3 Interior alterations to provide improvements to this dwelling unit (GR-3M) in this existing multiple dwelling building on this site. Scope of Work: Replacement of laundry door, fireplace, plumbing fixtures, and den sliding doors. New cabinets for fireplace, partition walls proposed in the kitchen with counter extension and proposed cabinets in bathroom | Pioneer Plumbing & Heating Inc
EP-2022-09647 | 2022-11-22 | 1077 MARINASIDE CRESCENT #905, Vancouver, BC V6Z 2Z5 | Electrical Permit | Commercial | Tenant Improvement | Completed | Installation / Repair - Commercial - UNIT# 905 Installation AC unit, Mechanical permit MP-2022-00430 | Big Forest Electric Ltd
MP-2022-00430 | 2022-10-25 | 1077 MARINASIDE CRESCENT #905, Vancouver, BC V6Z 2Z5 | Mechanical Permit | NULL | NULL | Cancelled | NULL | Royal Vancouver Air Conditioning
EP-2022-06603 | 2022-08-10 | 5380 OBEN STREET #1003, Vancouver, BC V5R 6H7 | Electrical Permit | Commercial | Renovation - Dwelling Unit(s) only | Completed | Installation / Repair - Commercial - SUITE #1003 - Replace 4 existing ceiling fixtures with new one in same place. Adding one receptacle using existing power. | Connect Electrical Installations Ltd
GP-2023-03240 | NULL | 1201 MARINASIDE CRESCENT #2005, Vancouver, BC V6Z 2V2 | Gas Permit | Residential | New | Withdrawn | Residential - 1 Fireplace Venting and hookup only | REAL LIGHTING & FIREPLACES LTD
EP-2023-09409 | 2023-10-30 | 2055 YUKON STREET #613, Vancouver, BC V5Y 4B7 | Electrical Permit | Residential | Addition | Completed | Installation / Repair - Residential - Relocating electrical panel to other side of wall - no change panel / power Decommissioning baseboard heater & thermostat & adding a light switch -No structural work or work in fire seperation to be performed - panel is just being flipped interior wall to the other side - 180 degrees. Only drywall will be cut and replaced. | Kybe Electrical Contracting Ltd
EP-2022-05126 | 2022-06-28 | 1177 PACIFIC BOULEVARD #901, Vancouver, BC V6Z 2R8 | Electrical Permit | Residential | Tenant Improvement | Completed | Installation / Repair - Residential - Installing a Load Share Device for new receptacles to plug-in AC Units -We are requesting to install a ‘Load Share’ system paralleled off the stove/range feed (50amps, 6000w) to a small subpanel in-suite. We are looking to install 3 dedicated 120V 20amp circuits and a force flow heater (one plug and force flow heater in the solarium, and the other plugs in the two spare bedrooms). Currently, the homeowner has not purchased the A/C units that will be energized by the newly installed receptacles. Originally after doing the load calculation for the suite, we determined that the 70-amp main feed will not suffice for the requested upgrades, we proposed upsizing the main feeder and fuse box. This request was not approved by the strata as this would be the only unit able to do so, because of this we are keeping all the work in the homeowners’ suite by utilizing the load share (please see the attached load calculation) | Power Pros Electrical Ltd
EP-2023-10267 | 2023-11-23 | 1628 W 7TH AVENUE, Vancouver, BC V6J 1S5 | Electrical Permit | Commercial | Renovation - Dwelling Unit(s) only | Cancelled | Installation / Repair - Commercial - Four pot lights wiring and installation, three light fixtures wiring and installation -won't be any structural work done and neither fire-rated ceiling or wall will be affected | Wirechief Electric Ltd
EP-2023-09408 | 2023-11-03 | 1033 MARINASIDE CRESCENT #1705, Vancouver, BC V6Z 3A3 | Electrical Permit | Residential | Addition | Completed | Installation / Repair - Residential - Add Branch circuits New Heat pump 4992 w Circuit (will be removing 6200w of heaters) Relocate Kitchen plugs Relocate Fridge plug -Heat pump is located on the Balcony. MP-2023-01834 >BP: #1705 Interior alterations to renovate this dwelling unit #1705 on the 17th floor of this existing Multiple Dwelling Building on this site. OK to process as DTI as per J. Zhang August 23, 2023 | DLP Electrical Ltd
MP-2023-01834 | 2023-10-16 | 1033 MARINASIDE CRESCENT #1705, Vancouver, BC V6Z 3A3 | Mechanical Permit | NULL | NULL | Completed | NULL | Truth Plumbing & HVAC Ltd
PP-2023-03341 | 2023-09-19 | 1033 MARINASIDE CRESCENT #1705, Vancouver, BC V6Z 3A3 | Plumbing Permit | Commercial | Renovation - Dwelling Unit(s) only | Completed | Commercial - UNIT #1705 - 17TH FLOOR - Re+Re shower and tub. >BP: #1705 Interior alterations to renovate this dwelling unit #1705 on the 17th floor of this existing Multiple Dwelling Building on this site. | Hyack Plumbing and Heating
NULL | NULL | 1495 RICHARDS STREET #3008, Vancouver, BC V6Z 3E3 | Mechanical Permit | NULL | NULL | Draft | NULL | NULL
NULL | NULL | 1495 RICHARDS STREET #3008, Vancouver, BC V6Z 3E3 | Mechanical Permit | NULL | NULL | Draft | NULL | NULL
NULL | NULL | 1495 RICHARDS STREET #3008, Vancouver, BC V6Z 3E3 | Mechanical Permit | NULL | NULL | Draft | NULL | NULL
EP-2022-07089 | 2022-08-25 | 1495 RICHARDS STREET #3008, Vancouver, BC V6Z 3E3 | Electrical Permit | Commercial | Renovation - Dwelling Unit(s) only | Completed | Installation / Repair - Commercial - SUITE #3008 - Installing power for a heat pump. Note: A mechanical permit is required. | Wardenclyffe Electrical Ltd
MP-2023-00090 | 2023-01-20 | 1495 RICHARDS STREET #3008, Vancouver, BC V6Z 3E3 | Mechanical Permit | NULL | NULL | Completed | NULL | Trifecta Plumbing & HVAC Ltd
MP-2023-00089 | 2023-01-20 | 1495 RICHARDS STREET #3008, Vancouver, BC V6Z 3E3 | Mechanical Permit | NULL | NULL | Cancelled | NULL | Trifecta Plumbing & HVAC Ltd
PP-2023-03390 | 2023-09-25 | 1438 RICHARDS STREET #2503, Vancouver, BC V6Z 3B8 | Plumbing Permit | Commercial | Renovation - Dwelling Unit(s) only | Completed | Commercial - It's renovation project. A shower base will be renewed, one bathtubs faucet , and shower faucet will be replaced with new ones, two vanity sinks and faucets will be replaced with new ones, two existing water closets will be replaced with the new ones. >BP: UNIT 2503-25TH FLOOR Interior alteration to renovate the bathrooms in this dwelling unit #2503 on the 25th floor of this existing multiple dwelling building on this site. | Oxin Mechanical Ltd
MP-2023-00211 | 2023-02-15 | 1077 MARINASIDE CRESCENT #803, Vancouver, BC V6Z 2Z5 | Mechanical Permit | NULL | NULL | Issued | NULL | Milani Electric Limited
EP-2023-01333 | 2023-02-17 | 1077 MARINASIDE CRESCENT #803, Vancouver, BC V6Z 2Z5 | Electrical Permit | Residential | Renovation | Issued | Installation / Repair - Residential - Electrical supply for Dsplit | Milani Electric Limited
EP-2023-02591 | 2023-03-27 | 1033 MARINASIDE CRESCENT #2002, Vancouver, BC V6Z 3A3 | Electrical Permit | Residential | Addition | Completed | Installation / Repair - Residential - Dedicated circuit for heat pump located on patio of unit *Permit Amendment Jun 26, 2023 -"Power for towel bar, bathroom heat mat, re-re lighting in kitchen, living area and closet, re-re tv power" >BP: Exterior and interior alterations to provide improvements to dwelling unit #2002 on the 20th floor of this multiple dwelling building on this site. Exterior work to add a heat pump on the balcony. OK for DB per K.Kallweit-Graham OK for Field Review per W.Wong Letters of Assurance rec'd: Schedule B Architect & Schedule D submitted as per Andrew Terrett, 604-736-3730 Energy Upgrade: L2 - HVAC - Install timers (up to 60 minute), or humidistat for washroom fan(s) Note: A/C unit to conform to City of Vancouver Noise By-Law. Noise emanating from mechanical equipment (e.g., air conditioning units, exhaust equipment, generators, etc.) is required to conform to Vancouver By-law No. 6555 regulating Noise or Sound. (Note: Air conditioning units are not to exceed a noise level of 55 db during the daytime and 45 db at night.) | BGM Electrical Ltd
MP-2023-01422 | 2023-08-03 | 1033 MARINASIDE CRESCENT #2002, Vancouver, BC V6Z 3A3 | Mechanical Permit | NULL | NULL | Issued | NULL | Callaghan Heating Ltd
SP-2023-01090 | 2023-06-20 | 1033 MARINASIDE CRESCENT #2002, Vancouver, BC V6Z 3A3 | Sprinkler Permit | Commercial | Tenant Improvement | Issued | Commercial - Sprinkler heads relocation >BP: #2002 Exterior and interior alterations to provide improvements to dwelling unit #2002 on the 20th floor of this multiple dwelling building on this site. Exterior work to add a heat pump on the balcony. *****This application does not include any of the following: 1. Not more than 20 sprinklers (add, relocate, or remove), 2. hydraulic calculations, 3. change in occupancy and /or hazard classification, 4. warehouse storage arrangements, 5. mobile compact storage arrangements, 6. alternative solutions, 7. changes to the sprinkler system supply piping (e.g. valves, mains, cross-mains, branch-lines, etc.), or 8. flexible sprinkler pipe. | Gisborne Industrial Construction Ltd
PP-2023-02459 | 2023-07-12 | 1033 MARINASIDE CRESCENT #2002, Vancouver, BC V6Z 3A3 | Plumbing Permit | Commercial | Renovation - Dwelling Unit(s) only | Issued | Commercial - CHANGE TUB TO SHOWER >BP: #2002 Exterior and interior alterations to provide improvements to dwelling unit #2002 on the 20th floor of this multiple dwelling building on this site. Exterior work to add a heat pump on the balcony. | West Van Plumbing Ltd
MP-2023-00025 | 2023-01-05 | 1077 MARINASIDE CRESCENT #1102, Vancouver, BC V6Z 2Z5 | Mechanical Permit | NULL | NULL | Completed | NULL | Moore And Russell Heating And Air Conditioning Ltd
EP-2023-00094 | 2023-01-10 | 1077 MARINASIDE CRESCENT #1102, Vancouver, BC V6Z 2Z5 | Electrical Permit | Residential | Tenant Improvement | Completed | Installation / Repair - Residential - Electrical installation of heat pump Strata approval letter uploaded MP-2023-00025 >Permit Amendment Sep 05, 2023 -"Please see attached compliance doc as requested" *Document(s) uploaded to "Application Documents" tab for Electrical Inspector review. Documents are at pending status at time of permit amendment approval Jan 6/23 AMEND Addition of load calc | Moore And Russell Heating And Air Conditioning Ltd
MP-2022-00006 | 2022-07-06 | 1033 MARINASIDE CRESCENT #2205, Vancouver, BC V6Z 3A3 | Mechanical Permit | NULL | NULL | Completed | NULL | Moore And Russell Heating And Air Conditioning Ltd
EP-2022-05713 | 2022-07-07 | 1033 MARINASIDE CRESCENT #2205, Vancouver, BC V6Z 3A3 | Electrical Permit | Commercial | Tenant Improvement | Completed | Installation / Repair - Commercial - Electrical install of heat pump. No change to existing service. BP not required, Mechanical permit will be obtained. Unit is going on the balcony. Amend: June 16th, 2023 Declaration Of Compliance.pdf uploaded | Moore And Russell Heating And Air Conditioning Ltd
EP-2022-05434 | 2022-06-28 | 1033 MARINASIDE CRESCENT #2205, Vancouver, BC V6Z 3A3 | Electrical Permit | Commercial | Renovation | Completed | Installation / Repair - Commercial - Kitchen and bathrooms upgrade/remodeling. Adding light on the ceiling. Adding AC unit (mini split) -Greenvolt Electric is providing a 30A circuit and disconnect switch only. Mechanical contractor will apply for permit and requirements. | Greenvolt Electric Ltd
SP-2022-00593 | NULL | 1033 MARINASIDE CRESCENT #2205, Vancouver, BC V6Z 3A3 | Sprinkler Permit | Residential | Renovation - Dwelling Unit(s) only | Application Incomplete | Residential - Relocate 3 heads and add 1 | Elite Sprinkler Systems Ltd
SP-2022-00768 | 2022-07-15 | 1033 MARINASIDE CRESCENT #2205, Vancouver, BC V6Z 3A3 | Sprinkler Permit | Residential | Tenant Improvement | Completed | Residential - Install 3 new sprinkler heads UNIT# 2205 *****This application does not include any of the following: 1. Not more than 20 sprinklers (add, relocate, or remove), 2. hydraulic calculations, 3. change in occupancy and /or hazard classification, 4. warehouse storage arrangements, 5. mobile compact storage arrangements, 6. alternative solutions, 7. changes to the sprinkler system supply piping (e.g. valves, mains, cross-mains, branch-lines, etc.), or 8. flexible sprinkler pipe. | Fire Pro Fire Protection Ltd.
PP-2023-03340 | 2023-09-19 | 1035 MARINASIDE CRESCENT, Vancouver, BC V6Z 3A5 | Plumbing Permit | Commercial | Renovation - Dwelling Unit(s) only | Completed | Commercial - Install bathtub and shower with new valves. Re/re 2 toilets and faucets Please Note: If the fire separation is breached the District Plumbing Inspector can request a Building Permit. | Precise Plumbing & Heating Inc
EP-2023-08757 | 2023-09-28 | 1035 MARINASIDE CRESCENT, Vancouver, BC V6Z 3A5 | Electrical Permit | Residential | Renovation | Completed | Installation / Repair - Residential - Renovation of three bathrooms, re/re 6 pot lights, re/re 2 bathroom fans and installing 2 new wall lights at existing locations. We are not opening up any drywalls. | F & S Electrical Ltd
MP-2023-00569 | 2023-04-03 | 1037 MARINASIDE CRESCENT, Vancouver, BC V6Z 3A5 | Mechanical Permit | NULL | NULL | Completed | NULL | Callaghan Heating Ltd
EP-2023-02239 | 2023-03-24 | 1037 MARINASIDE CRESCENT, Vancouver, BC V6Z 3A5 | Electrical Permit | Residential | Addition | Completed | Installation / Repair - Residential - Electrical for heat pump *An approved mechanical permit is required for the installation of air conditioning or heat pump unit at the time of installation before an electrical inspection will be performed | BGM Electrical Ltd
EP-2023-05623 | 2023-07-05 | 1057 MARINASIDE CRESCENT, Vancouver, BC V6Z 3A5 | Electrical Permit | Residential | Renovation | Completed | Installation / Repair - Residential - Wiring for new heat pump. Removing baseboard heat and altering existing upstairs hall lighting to accommodate mechanical equipment -MP-2023-01133 | BGM Electrical Ltd
MP-2023-01133 | 2023-06-20 | 1057 MARINASIDE CRESCENT, Vancouver, BC V6Z 3A5 | Mechanical Permit | NULL | NULL | Completed | NULL | Callaghan Heating Ltd
EP-2023-07112 | 2023-08-16 | 1059 MARINASIDE CRESCENT, Vancouver, BC V6Z 3A5 | Electrical Permit | Residential | Renovation | Completed | Installation / Repair - Residential - Removing 4050watts of baseboard heat to install new 4500W heat pump for unit. Panel located on top floor of townhouse and heat pump to be located in parking garage. *MP-2023-01474: Issued (Heating and Cooling) | BGM Electrical Ltd
MP-2023-01474 | 2023-08-10 | 1059 MARINASIDE CRESCENT, Vancouver, BC V6Z 3A5 | Mechanical Permit | NULL | NULL | Completed | NULL | Trifecta Plumbing & HVAC Ltd
EP-2023-02490 | 2023-05-01 | 193 AQUARIUS MEWS #3202, Vancouver, BC V6Z 2Z2 | Electrical Permit | Commercial | Renovation | Cancelled | Installation / Repair - Commercial - Electrical supply for Dsplit #3202 MP-2023-00457 | Milani Electric Limited
MP-2023-00457 | 2023-03-22 | 193 AQUARIUS MEWS #3202, Vancouver, BC V6Z 2Z2 | Mechanical Permit | NULL | NULL | Cancelled | NULL | Milani Electric Limited
EP-2023-03143 | 2023-04-21 | 1438 RICHARDS STREET #2003, Vancouver, BC V6Z 3B8 | Electrical Permit | Residential | Tenant Improvement | Completed | Installation / Repair - Residential - supply power for the new split heat pump | Command Electric Ltd
PP-2022-02870 | NULL | 428 BEACH CRESCENT #1002, Vancouver, BC V6Z 3G1 | Plumbing Permit | Residential | Renovation | Withdrawn | Residential - install shower valves install faucets install toilets | Michael M Connolly
PP-2022-03001 | 2022-08-29 | 428 BEACH CRESCENT #1002, Vancouver, BC V6Z 3G1 | Plumbing Permit | Commercial | Renovation | Completed | Commercial - Install Shower valves Install faucet install toilets ***NOTE: Any building or structural work may require a building permit | Michael M Connolly
EP-2022-06701 | 2022-08-10 | 426 BEACH CRESCENT #801, Vancouver, BC V6Z 3E9 | Electrical Permit | Commercial | Renovation - Dwelling Unit(s) only | Completed | Installation / Repair - Commercial - SUITE #810 - Run a new 208V 50A circuit from in-suite electrical panel to behind existing gas range in kitchen, for purpose of replacing the gas range with an electric range. | Arc-Tech Services Inc
MP-2023-00891 | 2023-05-19 | 1879 W 2ND AVENUE, Vancouver, BC V6J 1J1 | Mechanical Permit | NULL | NULL | Completed | NULL | Milani Electric Limited
EP-2023-04411 | 2023-05-31 | 1879 W 2ND AVENUE, Vancouver, BC V6J 1J1 | Electrical Permit | Residential | Renovation | Completed | Installation / Repair - Residential - Electrical supply for Dsplit -reference: MP-2023-00891 | Milani Electric Limited
MP-2023-00161 | 2023-02-06 | 193 AQUARIUS MEWS #3703, Vancouver, BC V6Z 2Z2 | Mechanical Permit | NULL | NULL | Completed | NULL | Milani Electric Limited
EP-2023-00998 | 2023-02-09 | 193 AQUARIUS MEWS #3703, Vancouver, BC V6Z 2Z2 | Electrical Permit | Residential | Renovation | Completed | Installation / Repair - Residential - Electrical supply for Dsplit *MP-2023-00161 | Milani Electric Limited
EP-2023-01782 | 2023-03-07 | 1077 MARINASIDE CRESCENT #502, Vancouver, BC V6Z 2Z5 | Electrical Permit | Residential | Renovation | Issued | Installation / Repair - Residential - Electrical supply for Dsplit *MP-2023-00284 | Milani Electric Limited
MP-2023-00284 | 2023-03-02 | 1077 MARINASIDE CRESCENT #502, Vancouver, BC V6Z 2Z5 | Mechanical Permit | NULL | NULL | Issued | NULL | Milani Electric Limited
PP-2023-01879 | 2023-05-29 | 1328 HOMER STREET #507, Vancouver, BC V6B 6A7 | Plumbing Permit | Residential | Renovation | Completed | Residential - Bathroom - new Shower & tub install >BP: Interior alterations to provide improvements to this Unit (# 507) in this existing Multiple Dwelling Unit on this site. Scope of work: kitchen and bathroom updates. | Grab-It Plumbing & Heating Inc
PP-2023-03708 | 2023-10-20 | 1077 MARINASIDE CRESCENT #GR-3K, Vancouver, BC V6Z 2Z5 | Plumbing Permit | Commercial | Renovation | Issued | Commercial - UNIT #GR - 3K - New fixtures being installed in apartment unit Kitchen sink/ faucet, Tub, toilet, lav sink/faucet >BP: GR-3K - Floor 3 Interior alterations to provide improvements to this dwelling unit (GR-3K) in this existing multiple dwelling building on this site. Scope of Work: Replacement of laundry door, fireplace, plumbing fixtures, washroom and kitchen updates. New cabinets for fireplace, partition walls proposed in the kitchen with counter extension and proposed cabinets in bathroom. | Livewire Mechanical Services Ltd
MP-2023-01768 | 2023-09-29 | 1077 MARINASIDE CRESCENT #GR-3K, Vancouver, BC V6Z 2Z5 | Mechanical Permit | NULL | NULL | Issued | NULL | Energy 1 Services Ltd
SP-2023-01824 | 2023-10-03 | 1077 MARINASIDE CRESCENT #GR-3K, Vancouver, BC V6Z 2Z5 | Sprinkler Permit | Commercial | Renovation - Dwelling Unit(s) only | Issued | Commercial - GR-3K - 3RD FLOOR - Relocate 9 Heads within 3K Villa Suite >BP: GR-3K - Floor 3 Interior alterations to provide improvements to this dwelling unit (GR-3K) in this existing multiple dwelling building on this site. Scope of Work: Replacement of laundry door, fireplace, plumbing fixtures, washroom and kitchen updates. New cabinets for fireplace, partition walls proposed in the kitchen with counter extension and proposed cabinets in bathroom. *****This application does not include any of the following: 1. Not more than 20 sprinklers (add, relocate, or remove), 2. hydraulic calculations, 3. change in occupancy and /or hazard classification, 4. warehouse storage arrangements, 5. mobile compact storage arrangements, 6. alternative solutions, 7. changes to the sprinkler system supply piping (e.g. valves, mains, cross-mains, branch-lines, etc.), or 8. flexible sprinkler pipe. | DSN SAFETY INC
EP-2023-09867 | 2023-11-29 | 1077 MARINASIDE CRESCENT #GR-3K, Vancouver, BC V6Z 2Z5 | Electrical Permit | Commercial | Renovation - Dwelling Unit(s) only | Issued | Installation / Repair - Commercial - Full rewire. Lights sockets kitchen units, Heat pump, caseta lighting controls *MP-2023-01768: Issued (Heating and Cooling) *Strata letter required for the installation of air conditioning or heat pump unit before a final electrical inspection will be performed >BP: GR-3K - Floor 3 Interior alterations to provide improvements to this dwelling unit (GR-3K) in this existing multiple dwelling building on this site. Scope of Work: Replacement of laundry door, fireplace, plumbing fixtures, washroom and kitchen updates. New cabinets for fireplace, partition walls proposed in the kitchen with counter extension and proposed cabinets in bathroom. DBI to determine if Peng required. | Livewire Energy Services Ltd.
EP-2022-06693 | 2022-08-10 | 1033 MARINASIDE CRESCENT #1707, Vancouver, BC V6Z 3A3 | Electrical Permit | Residential | Renovation | Completed | Installation / Repair - Residential - SUITE #1707 - Add a new circuit from panel to design location for one induction cooktop, relocate the some switches AMEND: SEPT 9/2022 Adding 3 circuit 15 amp Adding 1 circuit 20 amp Extended the fire alarm speaker box | Seven Mechanical Ltd
EP-2022-06548 | 2022-08-12 | 1033 MARINASIDE CRESCENT #1707, Vancouver, BC V6Z 3A3 | Electrical Permit | Residential | Renovation | Completed | Installation / Repair - Residential - To continue work started by others (EP-2022-05252) Dedicated Circuit for AC Install | Pacific Star Electric Inc
MP-2022-00004 | 2022-07-13 | 1033 MARINASIDE CRESCENT #1707, Vancouver, BC V6Z 3A3 | Mechanical Permit | NULL | NULL | Issued | NULL | Tek Climate Heating & Air Conditioning Ltd
EP-2022-05252 | 2022-07-26 | 1033 MARINASIDE CRESCENT #1707, Vancouver, BC V6Z 3A3 | Electrical Permit | Commercial | New | Completed | Installation / Repair - Commercial - Install 240 V 20 amp circuit for new heat pump. -reference: MP-2022-00004 | Bright City Electric Inc
EP-2023-06403 | 2023-07-31 | 1077 MARINASIDE CRESCENT #1503, Vancouver, BC V6Z 2Z5 | Electrical Permit | Commercial | Renovation | Completed | Installation / Repair - Commercial - -Install 40 amp circuit for induction stove and wiring for sconces (5) >Permit Amendment Sep 19, 2023 -Wiring for 4 sconces and relocating 3 switches and 2 receptacles *Document(s) uploaded to "Application Documents" tab for Electrical Inspector review. Documents are at pending status at time of permit amendment approval | Kato Electrical Inc
MP-2023-01585 | 2023-08-29 | 1077 MARINASIDE CRESCENT #1503, Vancouver, BC V6Z 2Z5 | Mechanical Permit | NULL | NULL | Completed | NULL | Milani Plumbing Heating & Air Conditioning Ltd
EP-2023-07862 | 2023-10-10 | 1077 MARINASIDE CRESCENT #1503, Vancouver, BC V6Z 2Z5 | Electrical Permit | Commercial | Renovation | Completed | Installation / Repair - Commercial - Electrical supply for Dsplit - MP-2023-01585 -Removing 5824W of electric baseboard head and installing HP: 4597W -NO, the indoor unit isn't being fed from a dedicated branch circuit | Milani Electric Limited
EP-2023-05733 | 2023-06-29 | 3798 COMMERCIAL STREET, Vancouver, BC V5N 4G2 | Electrical Permit | Commercial | Addition | Completed | Installation / Repair - Commercial - -Supply and install 40A Breaker in EV Charging Panel -Supply and install EMT Conduit from new EV Charging Junction Box above Stall 13 to Stall 11, by way of rack and then on wall -Supply and install junction box at Stall 11 - 2' from floor level - LHS of proposed EV Charger Location -Supply and install Cabling through existing and new conduit to Stall 11 -Supply and install SWTCH Lite-On Platinum EV Charger at Stall 11 - Hardwired with EMT from Junction box -Supply and install Run-Stop to protect EV Charger -Test connections and commission installation -Tidy site and dispose of garbage correctly and safely | TDR Electric Inc
EP-2023-07536 | 2023-08-17 | 3796 COMMERCIAL STREET, Vancouver, BC V5N 4G2 | Electrical Permit | Residential | Addition | Completed | Installation / Repair - Residential - -Supply and install 40A Breaker in EV Charging Panel -Supply and install EMT Conduit from new EV Charging Junction Box above Stall 13 to Stall 12, by way of rack and then on wall -Supply and install junction box at Stall 12 - 2' from floor level - LHS of proposed EV Charger Location -Supply and install Cabling through existing and new conduit to Stall 12 -Supply and install SWTCH Lite-On Platinum EV Charger at Stall 12 - Hardwired with EMT from Junction box -Supply and install Run-Stop to protect EV Charger -Test connections and commission installation -Tidy site and dispose of garbage correctly and safely | TDR Electric Inc
EP-2023-05737 | 2023-06-29 | 3794 COMMERCIAL STREET, Vancouver, BC V5N 4G2 | Electrical Permit | Commercial | Addition | Completed | Installation / Repair - Commercial - -Supply and install 40A Breaker in EV Charging Panel -Supply and install EMT Conduit from existing EV Charging Junction Box to Stall 18, by way of rack above drainage piping, then on wall -Supply and install junction box at Stall 13 at rack height -Supply and install junction box at Stall 18 - 2' from floor level - LHS of proposed EV Charger Location -Supply and install Cabling through existing and new conduit to Stall 18 -Supply and install SWTCH Lite-On Platinum EV Charger at Stall 18 - Hardwired with EMT from Junction box -Supply and install Run-Stop to protect EV Charger -Test connections and commission installation -Tidy site and dispose of garbage correctly and safely | TDR Electric Inc
MP-2023-01334 | 2023-07-20 | 388 DRAKE STREET #1702, Vancouver, BC V6B 6A8 | Mechanical Permit | NULL | NULL | Completed | NULL | Greg Vavasour
EP-2023-08438 | 2023-09-27 | 388 DRAKE STREET #1702, Vancouver, BC V6B 6A8 | Electrical Permit | Commercial | Addition | Completed | Installation / Repair - Commercial - Installing heat pump for unit 1702 (NOT for swimming pool) -I will be using a load sharing device for the dryer and the new heat pump being installed the disconnect for the heat pump will be rated for the heat pump specs. *MP-2023-01334 | Wardenclyffe Electrical Ltd
EP-2022-07728 | 2022-09-21 | 193 AQUARIUS MEWS #3603, Vancouver, BC V6Z 2Z2 | Electrical Permit | Residential | Renovation | Completed | Installation / Repair - Residential - Electrical supply for Dsplit #3603 Exterior alterations to add two heat pumps on the balconies of this dwelling unit #3603 on the 36th floor of this multiple dwelling building on this site. | Milani Electric Limited
MP-2022-00214 | 2022-09-13 | 193 AQUARIUS MEWS #3603, Vancouver, BC V6Z 2Z2 | Mechanical Permit | NULL | NULL | Completed | NULL | Milani Electric Limited
MP-2023-00132 | 2023-02-02 | 193 AQUARIUS MEWS #3701, Vancouver, BC V6Z 2Z2 | Mechanical Permit | NULL | NULL | Completed | NULL | Western Pacific Mechanical Ltd
EP-2023-00615 | 2023-02-03 | 193 AQUARIUS MEWS #3701, Vancouver, BC V6Z 2Z2 | Electrical Permit | Commercial | Renovation - Dwelling Unit(s) only | Completed | Installation / Repair - Commercial - running power for a 20amp 240v heat pump *MP-2023-00132 | David Stein
EP-2022-07542 | 2022-09-29 | 1438 RICHARDS STREET #2206, Vancouver, BC V6Z 3B8 | Electrical Permit | Commercial | Tenant Improvement | Completed | Installation / Repair - Commercial - Run a 10/2 feed from electrical panel to air conditioning condenser on patio. Install 30A 2 pole Stablok breaker. Terminate cables and test voltage. | RVS Electrical Ltd
MP-2023-00438 | 2023-03-23 | 1438 RICHARDS STREET #2206, Vancouver, BC V6Z 3B8 | Mechanical Permit | NULL | NULL | Completed | NULL | S & H Mechanical Inc
NULL | NULL | 1438 RICHARDS STREET #2206, Vancouver, BC V6Z 3B8 | Mechanical Permit | NULL | NULL | Draft | NULL | NULL
NULL | NULL | 283 DAVIE STREET #1502, Vancouver, BC V6B 5T6 | Gas Permit | Residential | New | Withdrawn | Residential - Bertazzoni 48" Gas Range | Han Appliances & Refrigeration Ltd
EP-2022-08473 | 2023-03-08 | 2462 SASAMAT STREET, Vancouver, BC V6R 4S8 | Electrical Permit | Commercial | Renovation | Completed | Installation / Repair - Commercial - Electric Vehicle Charging Infrastructure - Wiring installation for electric vehicle supply equipment (EVSE). EV Ready Infrastructure Installation for 41 stalls with 4:1 circuit sharing. Unico Power Cerebro EV-EMS. 9 EVSE installs at stalls 3/4*, 54/55*, 48/49*, 58/59*, 74/75*, 27/28*, 5/6*, 62/63*, 45 * denotes one charger shared for two stalls | Berts Electric (2001) Ltd
EP-2023-02891 | NULL | 2462 SASAMAT STREET, Vancouver, BC V6R 4S8 | Electrical Permit | Commercial | NULL | Withdrawn | Annual / Operating - Maintenance of EV-EMS and EV charging infrastructure | Stream Energy Systems Inc
EP-2023-02570 | 2023-03-27 | 2462 SASAMAT STREET, Vancouver, BC V6R 4S8 | Electrical Permit | Commercial | NULL | Issued | Annual / Operating - Maitenance of EV-EMS system and infrastructure. | Stream Energy Systems Inc
GP-2022-04019 | 2022-12-20 | 1789 ISLAND AVENUE, Vancouver, BC V5P 2S5 | Gas Permit | Residential | Renovation | Completed | Residential - Supply & install a Navien NCB-240/110H combi boiler -A replacement. We are replacing an existing mid-efficient boiler with a high efficient Navien combi-boiler. | Link Plumbing & Heating Ltd
GP-2022-00704 | 2022-03-04 | 328 E 11TH AVENUE #709, Vancouver, BC V5T 4W1 | Gas Permit | Residential | Renovation | Completed | Residential - SUITE #709 - gas stove disconnect and cap off existing gas line stub out. #709 7th Floor Interior alterations to the kitchen area of this dwelling unit (#709) on the 7th floor of this existing multiple dwelling building on this site. | Via Plumbing Heating and Drainage Ltd
EP-2022-01815 | 2022-03-07 | 328 E 11TH AVENUE #709, Vancouver, BC V5T 4W1 | Electrical Permit | Commercial | Renovation - Dwelling Unit(s) only | Completed | Installation / Repair - Commercial - Electrical oven wiring and connection , lighting fixture replacement X3 >BP: #709 7th Floor Interior alterations to the kitchen area of this dwelling unit (#709) on the 7th floor of this existing multiple dwelling building on this site. | Shuming Electric Ltd
EP-2023-04901 | 2023-06-09 | 3485 W 2ND AVENUE, Vancouver, BC V6R 1J3 | Electrical Permit | Residential | Renovation | Completed | Installation / Repair - Residential - Electrical supply for Dsplit MP-2023-00979 | Milani Electric Limited
MP-2023-00979 | 2023-06-01 | 3485 W 2ND AVENUE, Vancouver, BC V6R 1J3 | Mechanical Permit | NULL | NULL | Completed | NULL | Milani Electric Limited
GP-2023-01593 | 2023-05-18 | 2435 LARCH STREET, Vancouver, BC V6K 0A3 | Gas Permit | Residential | Renovation | Issued | Residential - Decommission and remove boiler and install heat pump | Ashton Service Group/Ashton Mechanical Ltd.
MP-2023-01781 | 2023-10-03 | 2435 LARCH STREET, Vancouver, BC V6K 0A3 | Mechanical Permit | NULL | NULL | Issued | NULL | Ashton Service Group/Ashton Mechanical Ltd.
GP-2023-02526 | 2023-08-30 | 1162 E 11TH AVENUE, Vancouver, BC V5T 2G3 | Gas Permit | Residential | Addition | Issued | Residential - 1 Boiler RE & RE | Superstar Plumbing Heating & Sprinkler Supplies Ltd
EP-2024-00168 | 2024-01-17 | 1515 HOMER MEWS #1101, Vancouver, BC V6Z 3E8 | Electrical Permit | Residential | Renovation | Issued | Installation / Repair - Residential - Small renovation. Replace light fixtures, receptacles and cover plates. Extend washer and dryer wires to new location. | Rainforest Electrical and Solar Ltd
PP-2024-00049 | 2024-01-09 | 1515 HOMER MEWS #1101, Vancouver, BC V6Z 3E8 | Plumbing Permit | Commercial | Renovation | Issued | Commercial - Add washer box and laundry sink Change tub to shower >NOTE: Any structural work may require a building permit | CRK Plumbing and Heating Ltd
PP-2023-03145 | 2023-09-06 | 55 E CORDOVA STREET #402, Vancouver, BC V6A 0A5 | Plumbing Permit | Commercial | Renovation - Dwelling Unit(s) only | Completed | Commercial - Remove and replace bathroom vanity, extend new vanity and add additional sink Remove Bath Tub Alteration to shower to add 2nd shower head, new tile & curb >BP: #402 - 4th Floor CF-2023-001944 Interior alterations to provide improvements to this existing live-work unit #402 on the 4th floor of this existing mixed use building on this site. Remove and replace kitchen cabinets, fixtures and appliances Remove and replace bathroom vanity, extend new vanity and add additional sink Remove Bath Tub Alteration to shower to add 2nd shower head, new tile & curb Install new barn doors to replace existing bi-fold doors | Lambert Plumbing & Heating
EP-2023-05034 | 2023-06-16 | 55 E CORDOVA STREET #518, Vancouver, BC V6A 0A5 | Electrical Permit | Residential | Renovation | Completed | Installation / Repair - Residential - disconnect/ reconnect HWT | Cameron Thomas Burr
EP-2022-07540 | 2022-09-09 | 55 E CORDOVA STREET #503, Vancouver, BC V6A 0A5 | Electrical Permit | Residential | Renovation | Completed | Installation / Repair - Residential - Add new lighting circuit for DC fans installed throughout suite. Install pipe work for fans. Install new light fixtures throughout. Move bathroom lighting switches. | Andrew Azar
EP-2022-05563 | 2022-08-05 | 55 E CORDOVA STREET #611, Vancouver, BC V6A 0A5 | Electrical Permit | Commercial | Renovation - Dwelling Unit(s) only | Completed | Installation / Repair - Commercial - UNIT# 611 adding mini split to A/C unit on Rooftop. MP-2022-00074 | Bisco Electrical Contracting Ltd.
MP-2022-00074 | 2022-08-03 | 55 E CORDOVA STREET #611, Vancouver, BC V6A 0A5 | Mechanical Permit | NULL | NULL | Completed | NULL | Pioneer Plumbing & Heating Inc
EP-2023-08488 | 2023-09-20 | 1515 HOMER MEWS #1801, Vancouver, BC V6Z 3E8 | Electrical Permit | Commercial | Renovation - Dwelling Unit(s) only | Issued | Installation / Repair - Commercial - Installation of new wiring for some parts of the apartments (kitchen, bathroom). >BP: To alter the interior of this existing dwelling unit #1801 in this existing multiple dwelling building to renovate the kitchen and bathroom areas. Architectural Schedule B provided by Narjes (Nadi) Miri, Architect AIBC | E S R Electric Ltd
SP-2023-01215 | 2023-07-12 | 1515 HOMER MEWS #1801, Vancouver, BC V6Z 3E8 | Sprinkler Permit | Residential | Renovation - Dwelling Unit(s) only | Issued | Residential - Add (6) Relocate (3) to new renovation >BP: #1801 To alter the interior of this existing dwelling unit #1801 in this existing multiple dwelling building to renovate the kitchen and bathroom areas. *****This application does not include any of the following: 1. Not more than 20 sprinklers (add, relocate, or remove), 2. hydraulic calculations, 3. change in occupancy and /or hazard classification, 4. warehouse storage arrangements, 5. mobile compact storage arrangements, 6. alternative solutions, 7. changes to the sprinkler system supply piping (e.g. valves, mains, cross-mains, branch-lines, etc.), or 8. flexible sprinkler pipe. | Community Fire Prevention Ltd
EP-2023-08518 | 2023-09-20 | 1515 HOMER MEWS #1801, Vancouver, BC V6Z 3E8 | Electrical Permit | Commercial | Renovation | Issued | Installation / Repair - Commercial - Installation of Low voltage systems, Audio, video, network, shades. >BP: #1801 To alter the interior of this existing dwelling unit #1801 in this existing multiple dwelling building to renovate the kitchen and bathroom areas. | Integrated Living Security Corp
PP-2023-02936 | 2023-08-18 | 1515 HOMER MEWS #1801, Vancouver, BC V6Z 3E8 | Plumbing Permit | Residential | Renovation | Issued | Residential - renovating Bathrooms and kitchen >BP: #1801 To alter the interior of this existing dwelling unit #1801 in this existing multiple dwelling building to renovate the kitchen and bathroom areas. | STARGATE PLUMBING & HEATING
EP-2024-00160 | 2024-01-08 | 3860 WELWYN STREET, Vancouver, BC V5N 3Y9 | Electrical Permit | Residential | Renovation | Completed | Installation / Repair - Residential - Pot light wiring and installation: "No unit above and no fire separation wall will be affected." | Wirechief Electric Ltd
GP-2023-00867 | 2023-03-10 | 8378 VICTORIA DRIVE, Vancouver, BC V5P 4A9 | Gas Permit | Residential | Renovation | Completed | Residential - Replacement boiler | BC Wide Home Services Ltd
PP-2023-01945 | 2023-06-02 | 55 E CORDOVA STREET #215, Vancouver, BC V6A 0A5 | Plumbing Permit | Residential | Renovation | Completed | Residential - moving kitchen approx 12 ft over, consisting of sink, dishwasher, gas range **No Building alterations or Building work otherwise a BP will be required | Goldstein Plumbing & Gas
GP-2023-01797 | NULL | 55 E CORDOVA STREET #215, Vancouver, BC V6A 0A5 | Gas Permit | Residential | Renovation | Cancelled | Residential - move gas stove approx 12 ft . | Goldstein Plumbing & Gas
EP-2023-04446 | 2023-05-26 | 55 E CORDOVA STREET #215, Vancouver, BC V6A 0A5 | Electrical Permit | Commercial | Renovation | Completed | Installation / Repair - Commercial - #215 Kitchen circuits relocation | Wirechief Electric Ltd
EP-2022-00928 | 2022-02-07 | 55 E CORDOVA STREET #207, Vancouver, BC V6A 0A5 | Electrical Permit | Commercial | Renovation - Dwelling Unit(s) only | Completed | Installation / Repair - Commercial - Apt reno, relocate lighting and outlets BP: Interior alterations to renovate this existing live-work (office use) unit #207 on the 2nd floor of this existing mixed use building. L2 - SWH - Install low flow shower heads in all showers | TCA Industries Ltd
PP-2022-03530 | 2022-10-05 | 1082 SEYMOUR STREET #1508, Vancouver, BC V6B 1X9 | Plumbing Permit | Residential | Renovation | Completed | Residential - SUITE #1508 - Change old tub to shower, new diverter, new lav, new toilet. >BP: Unit 1508 Interior alterations to renovate the bathroom in this existing dwelling unit #1508 on the 15th floor of this existing Multiple Dwelling building on this site. | CRYSTAL SPRING PLUMBING
MP-2023-00874 | 2023-05-18 | 682 W 6TH AVENUE, Vancouver, BC V5Z 1A3 | Mechanical Permit | NULL | NULL | Issued | NULL | Titanium HVAC Inc
EP-2023-05455 | 2023-06-30 | 682 W 6TH AVENUE, Vancouver, BC V5Z 1A3 | Electrical Permit | Commercial | Tenant Improvement | Completed | Installation / Repair - Commercial - Heat pump install -Cap off the baseboards -Run 10/2 Teck cable from electrical panel to disconnect at front of home. From disconnect run whip into condenser unit. - Install a 2 pole 25A Stablok breaker. - Terminate and test equipment. *MP-2023-00874: Issued (Heating and Cooling) | RVS Electrical Ltd
EP-2023-00117 | 2023-01-06 | 684 W 6TH AVENUE, Vancouver, BC V5Z 1A3 | Electrical Permit | Commercial | Addition | Completed | Installation / Repair - Commercial - - Run new 10/2 teck cable feed from electrical panel through closet and living room into disconnect and condenser unit at front entrance of home. - Install new Stablok 2 pole 25A breaker in electrical panel. - Terminate cables and test system. Related to MP-2022-00749 Amend: Feb 10, 2023 See attached revised load calculation. Matt/Andrew already have a copy in an email but asked for it to be uploaded to the website. | RVS Electrical Ltd
MP-2022-00749 | 2022-12-29 | 684 W 6TH AVENUE, Vancouver, BC V5Z 1A3 | Mechanical Permit | NULL | NULL | Completed | NULL | Titanium HVAC Inc
GP-2022-02229 | 2022-07-28 | 166 W 13TH AVENUE, Vancouver, BC V5Y 1V7 | Gas Permit | Residential | Tenant Improvement | Cancelled | Residential - decommissioning and removal of gas furnace | 0994152 BC Ltd
GP-2022-04057 | 2022-12-19 | 1151 E 12TH AVENUE, Vancouver, BC V5T 2J8 | Gas Permit | Residential | Renovation | Completed | Residential - Re&re Tankless water heater | Milani Plumbing Heating & Air Conditioning Ltd
MP-2023-00099 | 2023-01-25 | 650 W 6TH AVENUE, Vancouver, BC V5Z 1A3 | Mechanical Permit | NULL | NULL | Completed | NULL | Titanium HVAC Inc
EP-2023-00856 | 2023-02-10 | 650 W 6TH AVENUE, Vancouver, BC V5Z 1A3 | Electrical Permit | Commercial | Tenant Improvement | Completed | Installation / Repair - Commercial - - Run new 10/2 teck cable feed from electrical panel through closet and living room into disconnect and condenser unit at front entrance of home. - Install new Stablok 2 pole 25A breaker in electrical panel. - Terminate cables and test system. *MP-2023-00099/ MINI SPLIT | RVS Electrical Ltd
NULL | NULL | 5378 OAK STREET, Vancouver, BC V6M 2V4 | Electrical Permit | Residential | Addition | Draft | Installation / Repair - Residential - Dedicated circuit for AC install | Pacific Star Electric Inc
GP-2022-01799 | 2022-06-13 | 5378 OAK STREET, Vancouver, BC V6M 2V4 | Gas Permit | Residential | Renovation | Cancelled | Residential - re re furnace | Thomson Industries Ltd
EP-2023-10225 | 2023-11-29 | 58 KEEFER PLACE #2803, Vancouver, BC V6B 0B8 | Electrical Permit | Commercial | Tenant Improvement | Issued | Installation / Repair - Commercial - #2803 Add 3 plugs. 1 counter plug and 2 plugs for the toilet seat. No Service will not be affected. the work is not associated with the heat pump. No structural work. We will also be adding 1x 30 amp load switch. It will add another 1,200 to the total cost. | Vijay Kumar Sharma
EP-2023-10216 | NULL | 58 KEEFER PLACE #2803, Vancouver, BC V6B 0B8 | Electrical Permit | Commercial | Renovation | Applicant Revisions | Installation / Repair - Commercial - Installation of AC system *MP-2023-01999: Issued (Heating and Cooling) | Watt HVAC Ltd
MP-2023-01999 | 2023-11-09 | 58 KEEFER PLACE #2803, Vancouver, BC V6B 0B8 | Mechanical Permit | NULL | NULL | Issued | NULL | Watt HVAC Ltd
MP-2023-01209 | 2023-06-30 | 3768 COMMERCIAL STREET, Vancouver, BC V5N 4G2 | Mechanical Permit | NULL | NULL | Completed | NULL | Kits Plumbing and Heating Ltd
EP-2023-06520 | 2023-08-02 | 3768 COMMERCIAL STREET, Vancouver, BC V5N 4G2 | Electrical Permit | Commercial | Renovation | Completed | Installation / Repair - Commercial - Heat pump install *MP-2023-01209: Issued (Heating and Cooling) | Kato Electrical Inc
MP-2023-01121 | 2023-06-20 | 3770 COMMERCIAL STREET, Vancouver, BC V5N 4G2 | Mechanical Permit | NULL | NULL | Completed | NULL | Kits Plumbing and Heating Ltd
EP-2023-04726 | 2023-06-05 | 3770 COMMERCIAL STREET, Vancouver, BC V5N 4G2 | Electrical Permit | Commercial | Renovation | Completed | Installation / Repair - Commercial - Heat pump installation *An approved mechanical permit is required for the installation of air conditioning or heat pump unit at the time of installation before an electrical inspection will be performed *Permit Amendment Aug 15, 2023 heat pump was upgraded. Pls see attached the specs and the updated Load Calculation | Kato Electrical Inc
EP-2022-10233 | 2022-12-05 | 909 MAINLAND STREET #1204, Vancouver, BC V6B 1S3 | Electrical Permit | Residential | Renovation - Dwelling Unit(s) only | Completed | Installation / Repair - Residential - Replacing Faulty Meter stack breaker | Power Pros Electrical Ltd
SP-2023-02138 | 2024-01-19 | 418 E KENT AVENUE SOUTH #119, Vancouver, BC V5X 2X7 | Sprinkler Permit | Commercial | Tenant Improvement | Issued | Commercial - Relocate sprinkler heads to suit new layout >BP: #119-418 E Kent Ave South Exterior and interior alterations to provide improvements to this existing catering establishment tenant at #119 on the ground floor of this building on this site. Exterior work to add new roof top units. *****This application does not include any of the following: 1. Not more than 20 sprinklers (add, relocate, or remove), 2. hydraulic calculations, 3. change in occupancy and /or hazard classification, 4. warehouse storage arrangements, 5. mobile compact storage arrangements, 6. alternative solutions, 7. changes to the sprinkler system supply piping (e.g. valves, mains, cross-mains, branch-lines, etc.), or 8. flexible sprinkler pipe. | Alpine Sprinkler Systems Ltd
EP-2022-00966 | 2022-02-08 | 418 E KENT AVENUE SOUTH #114, Vancouver, BC V5X 2X7 | Electrical Permit | Commercial | Renovation | Completed | Installation / Repair - Commercial - To install light, receptacles & heater in new office room on ground floor. To install exit signs/emergency lights on ground floor. >BP: Interior alteration to add partition walls and doors to create an office space to this existing warehouse space on the ground floor (Unit #114) of this existing manufacturing building on this site. Electrical permit and Sprinkler permit required per DBI. Energy upgrade: Upgrade to Local Control Energy checklist is currently no longer required with your Building Permit (BP) application. Some supporting documents are still required at BP stage, specifically Envelope and HVAC, if applicable. Service Water Heating and Lighting supporting documents, if applicable, must be submitted with your related trades permits (e.g. electrical and plumbing). All energy upgrades will be checked during inspections stage. It is the applicant’s responsibility to identify and note all required upgrades including energy upgrades on their BP drawings at BP stage. Okay for field review as per K. Kang October 20, 2021 | Eltec Electric Ltd
EP-2023-07596 | 2023-08-24 | 1633 WOODLAND DRIVE, Vancouver, BC V5L 3S9 | Electrical Permit | Residential | New | Completed | Installation / Repair - Residential - Installation of associated wiring for a new solar array on the roof, the system is a grid-tie-only. >BP: To install twelve (12) flush mounted solar panels on the roof of this existing Infill Single Detached House, which also has a principal Single Detached House at 1476 Graveley Street on this site. | Haven Solar Inc
EP-2022-07545 | NULL | 2004 E 4TH AVENUE, Vancouver, BC V5N 1K4 | Electrical Permit | Residential | Addition | Application Incomplete | Installation / Repair - Residential - Run electrical circuit for heat pump. | DYNAMIC MECHANICAL SERVICES LTD
NULL | NULL | 2020 SEMLIN DRIVE, Vancouver, BC V5N 4R1 | Mechanical Permit | NULL | NULL | Draft | NULL | DYNAMIC MECHANICAL SERVICES LTD
EP-2022-07546 | NULL | 2020 SEMLIN DRIVE, Vancouver, BC V5N 4R1 | Electrical Permit | Residential | Addition | Application Incomplete | Installation / Repair - Residential - Installing electrical circuit for heat pump | DYNAMIC MECHANICAL SERVICES LTD
EP-2022-05621 | 2022-07-04 | 380 E 11TH AVENUE, Vancouver, BC V5T 4V9 | Electrical Permit | Residential | Tenant Improvement | Completed | Installation / Repair - Residential - Replacement of the suite feeder damaged in the slab for unit 380 East 11th | Mott Electric General Partnership
SP-2023-00822 | 2023-05-12 | 428 BEACH CRESCENT #2501, Vancouver, BC V6Z 3G1 | Sprinkler Permit | Residential | Renovation | Completed | Residential - UNIT 2501-25TH FLOOR Relocate 3 sprinkler heads and add 1 new pendant >BP: UNIT 2501-25TH FLOOR Interior alterations to this existing dwelling unit #2501 on the 25th floor of this existing multiple dwelling building (west tower of building 2) on this site. *****This application does not include any of the following: 1. Not more than 20 sprinklers (add, relocate, or remove), 2. hydraulic calculations, 3. change in occupancy and /or hazard classification, 4. warehouse storage arrangements, 5. mobile compact storage arrangements, 6. alternative solutions, 7. changes to the sprinkler system supply piping (e.g. valves, mains, cross-mains, branch-lines, etc.), or 8. flexible sprinkler pipe. | A R T Fire Protection Inc
EP-2023-02172 | 2023-03-14 | 428 BEACH CRESCENT #2501, Vancouver, BC V6Z 3G1 | Electrical Permit | Commercial | Renovation - Dwelling Unit(s) only | Completed | Installation / Repair - Commercial - RENOVATION OF CONDO, NEW KITCHEN CIRCUITS, NEW LED POT LIGHTS THROUGHOUT AND LAUNDRY RE-LOCATION OF CIRCUITS >BP: UNIT 2501-25TH FLOOR Interior alterations to this existing dwelling unit #2501 on the 25th floor of this existing multiple dwelling building (west tower of building 2) on this site. Okay for DTI processing by J Zhang March 3, 2023. | Troico Home Solutions & Manufacturing Inc
EP-2023-03096 | NULL | 428 BEACH CRESCENT #2501, Vancouver, BC V6Z 3G1 | Electrical Permit | Residential | Renovation | Withdrawn | Installation / Repair - Residential - ADDING POTLIGHTS AND RE-CONFIGURING KITCHEN >BP: Interior alterations to this existing dwelling unit #2501 on the 25th floor of this existing multiple dwelling building (west tower of building 2) on this site. Okay for DTI processing by J Zhang March 3, 2023. | Troico Home Solutions & Manufacturing Inc
PP-2023-01429 | 2023-04-24 | 428 BEACH CRESCENT #2501, Vancouver, BC V6Z 3G1 | Plumbing Permit | Residential | Renovation | Completed | Residential - Bathrooms >BP: UNIT 2501-25TH FLOOR Interior alterations to this existing dwelling unit #2501 on the 25th floor of this existing multiple dwelling building (west tower of building 2) on this site. | Vancity Plumbing & Heating Ltd
NULL | NULL | 788 RICHARDS STREET, Vancouver, BC V6B 0C7 | Sprinkler Permit | Residential | Renovation - Dwelling Unit(s) only | Withdrawn | Residential - Relocation of sprinkler head to accommodate the install of an a/c unit in living room | NULL
MP-2023-01140 | 2023-06-21 | 3774 COMMERCIAL STREET, Vancouver, BC V5N 4G2 | Mechanical Permit | NULL | NULL | Completed | NULL | Kits Plumbing and Heating Ltd
EP-2023-05738 | 2023-06-29 | 3774 COMMERCIAL STREET, Vancouver, BC V5N 4G2 | Electrical Permit | Commercial | Addition | Completed | Installation / Repair - Commercial - -Supply and install 40A Breaker in EV Charging Panel -Supply and install EMT Conduit from existing EV Charging Junction Box to Stall 49, by way of concrete ceiling -Supply and install junction box at Stall 49 - 2' from floor level - LHS of proposed EV Charger Location -Supply and install Cabling through existing and new conduit to Stall 49 -Supply and install SWTCH Lite-On Platinum EV Charger at Stall 49 - Hardwired with EMT from Junction box -Supply and install Run-Stop to protect EV Charger -Test connections and commission installation -Tidy site and dispose of garbage correctly and safely | TDR Electric Inc
EP-2023-06521 | 2023-08-02 | 3774 COMMERCIAL STREET, Vancouver, BC V5N 4G2 | Electrical Permit | Commercial | Renovation | Completed | Installation / Repair - Commercial - Heat Pump Install | Kato Electrical Inc
MP-2023-01125 | 2023-06-20 | 3776 COMMERCIAL STREET, Vancouver, BC V5N 4G2 | Mechanical Permit | NULL | NULL | Completed | NULL | Kits Plumbing and Heating Ltd
EP-2023-04979 | 2023-06-13 | 3776 COMMERCIAL STREET, Vancouver, BC V5N 4G2 | Electrical Permit | Residential | Renovation | Completed | Installation / Repair - Residential - Heat pump installation *An approved mechanical permit is required for the installation of air conditioning or heat pump unit at the time of installation before an electrical inspection will be performed *Permit Amendment Aug 15, 2023 -Heat pump was upgraded. Pls see attached the specs and the updated Load Calculation , this is for all the units in the complex, they are all the same | Kato Electrical Inc
MP-2023-01207 | 2023-06-30 | 3778 COMMERCIAL STREET, Vancouver, BC V5N 4G2 | Mechanical Permit | NULL | NULL | Completed | NULL | Kits Plumbing and Heating Ltd
EP-2023-06116 | 2023-07-25 | 3778 COMMERCIAL STREET, Vancouver, BC V5N 4G2 | Electrical Permit | Residential | Renovation | Completed | Installation / Repair - Residential - Heat Pump Installation Removal of Baseboard Heating (7,000W) *MP-2023-01207: Issued (Heating and Cooling) | Kato Electrical Inc
EP-2022-04670 | 2022-07-07 | 3818 COMMERCIAL STREET, Vancouver, BC V5N 4G2 | Electrical Permit | Residential | Tenant Improvement | Completed | Installation / Repair - Residential - Install a new 200 Amp, 208 Volt, 3 phase Distribution Panel and meter from Main electrical distribution. Note: We are only adding an addition panel (EVSE). | Power Pros Electrical Ltd
GP-2023-01844 | 2023-06-16 | 5318 OAK STREET, Vancouver, BC V6M 2V4 | Gas Permit | Residential | Addition | Completed | Residential - re and re gas stove top | Christopher Sterling
EP-2022-08058 | NULL | 335 W 15TH AVENUE, Vancouver, BC V5Y 1Y3 | Electrical Permit | Residential | Renovation - Dwelling Unit(s) only | Application Incomplete | Installation / Repair - Residential - Addition of an Electric Vehicle Charging Station 335 w 15th Ave. In the backlane, electrical closet. Off the house panel. Call Stephen for access | KBE Electrical Contractors Inc
EP-2022-00170 | NULL | 3862 WELWYN STREET, Vancouver, BC V5N 3Y9 | Electrical Permit | Residential | Renovation - Dwelling Unit(s) only | Application Incomplete | Installation / Repair - Residential - Relocation of dining room chandelier -We are relocating a light fixture 20' within the same room. This is on the middle floor of a townhouse (not a fire wall) | Clear Energy Solutions Inc
GP-2023-00066 | 2023-01-06 | 1830 BLANCA STREET, Vancouver, BC V6R 4E5 | Gas Permit | Residential | Renovation | Completed | Residential - Fulgor 30" Dual Fuel Range | Han Appliances & Refrigeration Ltd
GP-2023-00102 | 2023-01-10 | 2998 W 2ND AVENUE, Vancouver, BC V6K 1K4 | Gas Permit | Residential | Renovation | Completed | Residential - Re&re Boiler | Milani Plumbing Heating & Air Conditioning Ltd
SP-2023-00757 | 2023-05-02 | 426 BEACH CRESCENT #203, Vancouver, BC V6Z 3E9 | Sprinkler Permit | Commercial | Renovation | Issued | Commercial - Adding 6 new and relocating 6 exiting to suit the new ceilings >BP: Interior alterations to provide improvements to this existing dwelling unit on the 2nd floor ( #203) in this existing multiple dwelling building on this site. *****This application does not include any of the following: 1. Not more than 20 sprinklers (add, relocate, or remove), 2. hydraulic calculations, 3. change in occupancy and /or hazard classification, 4. warehouse storage arrangements, 5. mobile compact storage arrangements, 6. alternative solutions, 7. changes to the sprinkler system supply piping (e.g. valves, mains, cross-mains, branch-lines, etc.), or 8. flexible sprinkler pipe. Scope of work: Partial removal of non-structural wall to create open plan kitchen layout, replace all flooring, tiling, millwork, plumbing, appliances, and install new feature ceiling design. Replace and install new energy lighting throughout suite. Reconfiguring storage. Exterior to remain unchanged. | A R T Fire Protection Inc
PP-2023-01540 | 2023-05-02 | 426 BEACH CRESCENT #203, Vancouver, BC V6Z 3E9 | Plumbing Permit | Commercial | Renovation - Dwelling Unit(s) only | Issued | Commercial - UNIT #203 - 2ND FLOOR - re and re fixtures #203 - 2nd floor Interior alterations to provide improvements to this existing dwelling unit on the 2nd floor ( #203) in this existing multiple dwelling building on this site. Scope of work: Partial removal of non-structural wall to create open plan kitchen layout, replace all flooring, tiling, millwork, plumbing, appliances, and install new feature ceiling design. Replace and install new energy lighting throughout suite. Reconfiguring storage. Exterior to remain unchanged. | Anion Contracting Group Inc
EP-2023-02752 | 2023-03-30 | 426 BEACH CRESCENT #203, Vancouver, BC V6Z 3E9 | Electrical Permit | Commercial | Renovation | Issued | Installation / Repair - Commercial - Network, phone, audio, video wires. >BP: #203 - 2nd floor Interior alterations to provide improvements to this existing dwelling unit on the 2nd floor ( #203) in this existing multiple dwelling building on this site. Scope of work: Partial removal of non-structural wall to create open plan kitchen layout, replace all flooring, tiling, millwork, plumbing, appliances, and install new feature ceiling design. Replace and install new energy lighting throughout suite. Reconfiguring storage. Exterior to remain unchanged. | Paramount Automation Ltd
EP-2023-01458 | 2023-02-22 | 426 BEACH CRESCENT #203, Vancouver, BC V6Z 3E9 | Electrical Permit | Commercial | Renovation | Issued | Installation / Repair - Commercial - Reno , lighting and kitchen appliances replace >BP: #203 - 2nd floor Interior alterations to provide improvements to this existing dwelling unit on the 2nd floor ( #203) in this existing multiple dwelling building on this site. Scope of work: Partial removal of non-structural wall to create open plan kitchen layout, replace all flooring, tiling, millwork, plumbing, appliances, and install new feature ceiling design. Replace and install new energy lighting throughout suite. Reconfiguring storage. Exterior to remain unchanged. | G Chu Electric Ltd
PP-2022-02624 | 2022-07-27 | 426 BEACH CRESCENT #102, Vancouver, BC V6Z 3E9 | Plumbing Permit | Commercial | Renovation | Issued | Commercial - UNIT# 102 Renovating townhome #102 - Ground Floor Interior alterations only to provide improvements to suite #102 on the ground floor of this existing multiple dwelling building on this site. Scope of work includes: Replace flooring throughout/ Kitchen alteration/ stairs alteration/ all washrooms for alteration/ misc appliance upgrades, and lighting upgrades . Upgrade fireplace | PG Precision Gas & Mechanical Inc
SP-2022-00383 | 2022-03-31 | 426 BEACH CRESCENT #102, Vancouver, BC V6Z 3E9 | Sprinkler Permit | Commercial | Renovation | Issued | Commercial - Renovation requires to remove bulk housing two sidewall sprinklers. Relocate two side wall sprinklers back to wall from face of bulk. Also raise 3 to 4 sprinklers to new ceiling elevation. #102 - Ground Floor Interior alterations only to provide improvements to suite #102 on the ground floor of this existing multiple dwelling building on this site. Scope of work includes: Replace flooring throughout/ Kitchen alteration/ stairs alteration/ all washrooms for alteration/ misc appliance upgrades, and lighting upgrades . Upgrade fireplace *****This application does not include any of the following: 1. Not more than 20 sprinklers (add, relocate, or remove), 2. hydraulic calculations, 3. change in occupancy and /or hazard classification, 4. warehouse storage arrangements, 5. mobile compact storage arrangements, 6. alternative solutions, 7. changes to the sprinkler system supply piping (e.g. valves, mains, cross-mains, branch-lines, etc.), or 8. flexible sprinkler pipe. | Rising Force Fire Sprinkler Installations and Service Inc
EP-2022-03107 | 2022-04-19 | 426 BEACH CRESCENT #102, Vancouver, BC V6Z 3E9 | Electrical Permit | Residential | Renovation - Dwelling Unit(s) only | Issued | Installation / Repair - Residential - Interior renovations, relocation and new, lights, plugs and switches >BP: Interior alterations only to provide improvements to suite #102 on the ground floor of this existing multiple dwelling building on this site. Scope of work includes: Replace flooring throughout/ Kitchen alteration/ stairs alteration/ all washrooms for alteration/ misc appliance upgrades, and lighting upgrades . Upgrade fireplace OK for Field Review per Kim V - Feb 22/21 Energy requirements: Rehabilitation - Renovation/Addition (E2): E2 - Lighting - Install energy efficient lighting fixtures (single occupied space area) Note to applicant: The services of a structural engineer may be required, based upon site inspection by the District Building Inspector. A separate Sprinkler permit may be required based upon site inspection by the District Building Inspector. | Ian Rutherford
EP-2022-03406 | 2022-04-28 | 3228 TUPPER STREET #322, Vancouver, BC V5Z 4S7 | Electrical Permit | Residential | Renovation | Completed | Installation / Repair - Residential - Removal of track lighting in kitchen & install x8 4" led pot lights with dimmer switch. Re-re x2 undercabinet puck lights & re-re x2 baseboard heater thermostats. Add x1 dimmer switch for dining table light. -Please note Re-Re existing track lighting. No drywall cutting required thru fire-rated walls. | Brian Van Schagen
GP-2023-01883 | 2023-06-21 | 3252 W 6TH AVENUE, Vancouver, BC V6K 1X8 | Gas Permit | Residential | Renovation | Completed | Residential - Re&re tankless | Milani Plumbing Heating & Air Conditioning Ltd
MP-2023-01128 | 2023-06-21 | 3252 W 6TH AVENUE, Vancouver, BC V6K 1X8 | Mechanical Permit | NULL | NULL | Completed | NULL | Milani Plumbing Heating & Air Conditioning Ltd
EP-2023-05530 | 2023-07-27 | 3252 W 6TH AVENUE, Vancouver, BC V6K 1X8 | Electrical Permit | Residential | Renovation | Completed | Installation / Repair - Residential - Electrical supply for Dsplit MP-2023-01128 | Milani Electric Limited
EP-2023-08264 | 2023-09-21 | 2055 YUKON STREET #804, Vancouver, BC V5Y 4B7 | Electrical Permit | Commercial | Addition | Completed | Installation / Repair - Commercial - ¦ MURB: RENO ¦ -Supply and install 12 AWG 3C BX from Main Panel to 2G switch in Bathroom -Supply and install 12 AWG 2C BX from Switch to 15A GFCI Outlet below -Supply and install 12 AWG 2C BX from Switch to 15A GFCI Outlet beside toilet -Remove existing conduit and wiring -Test connections and commission installation -Tidy site and dispose of Garbage correctly and safely | TDR Electric Inc
PP-2022-02259 | 2022-06-28 | 928 HOMER STREET #1703, Vancouver, BC V6B 1T7 | Plumbing Permit | Commercial | Renovation | Completed | Commercial - There is a leak on the hot water line that services the kitchen. The line is in concrete slab so will need to be abandoned and repiped. | Ashton Service Group/Ashton Mechanical Ltd.
EP-2024-00556 | 2024-01-30 | 5338 OAK STREET, Vancouver, BC V6M 2V4 | Electrical Permit | Residential | Renovation | Issued | Installation / Repair - Residential - Installation and replacement - to replace existing pot lights in the kitchen with a new style, track lights in the hallways with a new style, and retrofit pot lights in the bedrooms. No fire separations between units will be penetrated, all into unit's already accessible attic. | Bourne Electric Ltd
EP-2022-06538 | 2022-08-04 | 1495 RICHARDS STREET #1805, Vancouver, BC V6Z 3E3 | Electrical Permit | Residential | Renovation | Completed | Installation / Repair - Residential - Electrical supply for heat pump. >BP: To install a heat pump on the balcony of this dwelling unit #1805 on the 18th floor of this existing multiple dwelling building. | Milani Electric Limited
MP-2022-00271 | 2022-09-26 | 1495 RICHARDS STREET #1805, Vancouver, BC V6Z 3E3 | Mechanical Permit | NULL | NULL | Completed | NULL | Milani Electric Limited
GP-2023-04131 | 2023-12-20 | 7775 FRASER STREET, Vancouver, BC V5X 3W9 | Gas Permit | Residential | Renovation | Issued | Residential - REPLACE OLD BOILER WITH NEW BOILER | Superstar Plumbing Heating & Sprinkler Supplies Ltd
EP-2023-07863 | 2023-10-06 | 335 W 11TH AVENUE, Vancouver, BC V5Y 1T3 | Electrical Permit | Residential | Renovation | Completed | Installation / Repair - Residential - Electrical supply for Dsplit -MP-2023-01586 | Milani Electric Limited
MP-2023-01586 | 2023-08-29 | 335 W 11TH AVENUE, Vancouver, BC V5Y 1T3 | Mechanical Permit | NULL | NULL | Completed | NULL | Milani Plumbing Heating & Air Conditioning Ltd
SP-2022-01322 | 2022-08-18 | 428 BEACH CRESCENT #2801, Vancouver, BC V6Z 3G1 | Sprinkler Permit | Residential | Renovation - Dwelling Unit(s) only | Issued | Residential - Relocate, add, delete no more than 13 sprinkler heads to suit renovation >BP: #2801 - 28th floor (West Tower) Interior alterations to provide improvements to this existing dwelling unit on the 28th floor ( #2801) in this existing multiple dwelling building on this site. Scope of work: kitchen and bathroom (4) renovation, replace all flooring, tiling, millwork, plumbing, appliances, and install new feature ceiling design. Replace and install new energy lighting throughout suite. Exterior and storage to remain unchanged. | Peak Fire Protection Ltd
EP-2022-08373 | 2022-10-05 | 428 BEACH CRESCENT #2801, Vancouver, BC V6Z 3G1 | Electrical Permit | Residential | Renovation - Dwelling Unit(s) only | Issued | Installation / Repair - Residential - Complete apartment Renovation New Kitchen, Living, Dining, Bedroom x 3, Washroom x 3, Laundry Lighting will be primarily done via LED Cove Strips >BP: #2801 - 28th floor (West Tower) Interior alterations to provide improvements to this existing dwelling unit on the 28th floor ( #2801) in this existing multiple dwelling building on this site. Scope of work: kitchen and bathroom (4) renovation, replace all flooring, tiling, millwork, plumbing, appliances, and install new feature ceiling design. Replace and install new energy lighting throughout suite. Exterior and storage to remain unchanged. AMEND: NOV 15/2022 To include the reinstallation of the Buildings Fire Alarm Speakers that were taken down in Unit 2801 | TCA Industries Ltd
PP-2022-03594 | 2022-10-11 | 428 BEACH CRESCENT #2801, Vancouver, BC V6Z 3G1 | Plumbing Permit | Residential | Renovation | Issued | Residential - re and re of kitchen, renovation of powder room, re and re of laundry room, bathrooms and master ensuite >BP: #2801 - 28th floor (West Tower) Interior alterations to provide improvements to this existing dwelling unit on the 28th floor ( #2801) in this existing multiple dwelling building on this site. Scope of work: kitchen and bathroom (4) renovation, replace all flooring, tiling, millwork, plumbing, appliances, and install new feature ceiling design. Replace and install new energy lighting throughout suite. Exterior and storage to remain unchanged. | Hashtag Plumbing Inc
EP-2022-09137 | 2022-10-27 | 428 BEACH CRESCENT #2801, Vancouver, BC V6Z 3G1 | Electrical Permit | Commercial | Renovation | Issued | Installation / Repair - Commercial - Network, phone, cable, audio, video and shade wires. 1 TV, 4 speakers,14 Lutron KP wires >BP: Interior alterations to provide improvements to this existing dwelling unit on the 28th floor ( #2801) in this existing multiple dwelling building on this site. Scope of work: kitchen and bathroom (4) renovation, replace all flooring, tiling, millwork, plumbing, appliances, and install new feature ceiling design. Replace and install new energy lighting throughout suite. Exterior and storage to remain unchanged. Okay for Field Review by Kim Vogt. E2 - Lighting - Install lighting dimmer, timers, and/or motion detectors on interior lights. Energy checklist is currently no longer required with your Building Permit (BP) application. Some supporting documents are still required at BP stage, specifically Envelope and HVAC, if applicable. Service Water Heating and Lighting supporting documents, if applicable, must be submitted with your related trades permits (e.g. electrical and plumbing). All energy upgrades will be checked during inspections stage. It is the applicant's responsibility to identify and note all required upgrades including energy upgrades on their BP drawings at BP stage. | Paramount Automation Ltd
MP-2023-01145 | 2023-06-21 | 5639 WILLOW STREET, Vancouver, BC V5Z 3S3 | Mechanical Permit | NULL | NULL | Issued | NULL | Thomson Industries Ltd
NULL | NULL | 5639 WILLOW STREET, Vancouver, BC V5Z 3S3 | Electrical Permit | Residential | Renovation | Draft | Installation / Repair - Residential - Dedicated circuit for heat pump | Pacific Star Electric Inc
EP-2023-08307 | 2023-09-21 | 5639 WILLOW STREET, Vancouver, BC V5Z 3S3 | Electrical Permit | Residential | Renovation | Issued | Installation / Repair - Residential - ¦ MURB: HP/ BBH REMOVAL ¦ wire in minisplitt *MP-2023-01145: Issued (Heating and Cooling) | Thomson Industries Ltd
EP-2023-03965 | 2023-05-12 | 5631 WILLOW STREET, Vancouver, BC V5Z 3S3 | Electrical Permit | Residential | Renovation | Issued | Installation / Repair - Residential - Dedicated circuit for heat pump *MP-2023-00731 | Pacific Star Electric Inc
MP-2023-00731 | 2023-04-28 | 5631 WILLOW STREET, Vancouver, BC V5Z 3S3 | Mechanical Permit | NULL | NULL | Issued | NULL | Thomson Industries Ltd
EP-2023-03273 | 2023-04-27 | 55 E CORDOVA STREET #606, Vancouver, BC V6A 0A5 | Electrical Permit | Commercial | Addition | Completed | Installation / Repair - Commercial - #606 wiring for A/C unit -MP-2023-00449: Issued | Westridge Electric Co. Ltd.
MP-2023-00449 | 2023-03-22 | 55 E CORDOVA STREET #606, Vancouver, BC V6A 0A5 | Mechanical Permit | NULL | NULL | Completed | NULL | HUGH MILLIGAN & COMPANY LTD
EP-2023-06178 | 2023-07-10 | 1480 MCRAE AVENUE, Vancouver, BC V6H 0B2 | Electrical Permit | Residential | Renovation - Dwelling Unit(s) only | Completed | Installation / Repair - Residential - Removing existing interior light fixtures and installing all new fixtures. Also disconnecting all appliances and then reconnecting all new appliances. There will be no drywall cutting or repair. We are only removing existing light fixtures and installing new light fixtures after new painting. Also disconnecting kitchen appliances and reconnecting new updated appliances. >Permit Amendment Oct 17, 2023 Relocated 1 existing fire alarm buzzer to new wall. Installing LUTRON lighting control. Changing all existing pot lights to new LED pot lights. Wiring for new steam oven. Pre-wing for EV car charger in parking garage. Please Note: Existing service for this unit is: 200amp 3phase 120/208volt -"See attached PDF - Image 1 (Panel Photo)" *Document(s) uploaded to "Application Documents tab for Electrical Inspector review. Documents are at pending status at time of permit amendment approval | PRO D Electric Ltd
PP-2023-03481 | 2023-10-03 | 1480 MCRAE AVENUE, Vancouver, BC V6H 0B2 | Plumbing Permit | Commercial | Renovation | Completed | Commercial - Replace existing fixtures with new and alter rough in as needed to accommodate new fixtures >BP: Interior alterations to this existing Dwelling Unit in this existing Multiple Dwelling Building on this site. OK to process as DTI as per J. Zhang July 31, 2023 REVISION #1: Interior layout changes to 2nd floor and updates to the RCP to reflect the changes. August 24, 2023 (EV) | Total Force Mechanical Ltd
SP-2023-01867 | 2023-10-11 | 1480 MCRAE AVENUE, Vancouver, BC V6H 0B2 | Sprinkler Permit | Commercial | Renovation - Dwelling Unit(s) only | Completed | Commercial - Relocate existing sprinkler heads >BP: Interior alterations to this existing Dwelling Unit in this existing Multiple Dwelling Building on this site. OK to process as DTI as per J. Zhang July 31, 2023 REVISION #1: Interior layout changes to 2nd floor and updates to the RCP to reflect the changes. August 24, 2023 (EV) *****This application does not include any of the following: 1. Not more than 20 sprinklers (add, relocate, or remove), 2. hydraulic calculations, 3. change in occupancy and /or hazard classification, 4. warehouse storage arrangements, 5. mobile compact storage arrangements, 6. alternative solutions, 7. changes to the sprinkler system supply piping (e.g. valves, mains, cross-mains, branch-lines, etc.), or 8. flexible sprinkler pipe. | Frontier Fire Protection Ltd
EP-2023-08770 | 2023-09-28 | 3677 COMMERCIAL STREET, Vancouver, BC V5N 4G1 | Electrical Permit | Residential | Addition | Completed | Installation / Repair - Residential - Supply and install a 40A Breaker in existing EV Charger Panel, 3/4" EMT Conduit from nearest junction box to junction box at customer stall, #8 AWG RW90 branch circuit conductors through existing and new Conduit to Customer Stall junction box, #8 AWG 3C Teck for final connection to FLO Core+ EV Charger. Supply and install TDR Electric supplied FLO Core+ EV Charger. Supply and install Run Stop to Customer Stall. Test connections and commission installation. Tidy site and dispose of garbage correctly and safely. | TDR Electric Inc
SP-2022-01909 | 2022-11-16 | 1515 HOMER MEWS #302, Vancouver, BC V6Z 3E8 | Sprinkler Permit | Residential | Renovation - Dwelling Unit(s) only | Completed | Residential - Relocate 5 existing heads to suit new Suite design Add 4 new heads to suit new suite design >BP: #302 Interior alterations to provide improvements to unit #302 in this existing multiple dwelling building. Scope of work: - Replacement & installation of all flooring, tiling, finishes, plumbing fixtures, lighting, millwork, interior doors, kitchen appliances, removal gas fireplace & replace with electric gas fireplace. - Removal of non- structural partition walls to create open plan kitchen layout, relocate electrical panel, removal of power room and change the layout out of foyer room. | A R T Fire Protection Inc
EP-2022-08493 | 2022-10-11 | 1515 HOMER MEWS #302, Vancouver, BC V6Z 3E8 | Electrical Permit | Residential | Renovation | Completed | Installation / Repair - Residential - Reno kitchen, replace lighting to LED -Replace exciting lighting to New LED lighting fixtures, Replace all kitchen appliances. relocate panel to new location, >BP: Interior alterations to provide improvements to unit #302 in this existing multiple dwelling building. Scope of work: - Replacement & installation of all flooring, tiling, finishes, plumbing fixtures, lighting, millwork, interior doors, kitchen appliances, removal gas fireplace & replace with electric gas fireplace. - Removal of non- structural partition walls to create open plan kitchen layout, relocate electrical panel, removal of power room and change the layout out of foyer room. OK for field review per Nehzat J. - August 05, 2022 L2 - Lighting - Install energy efficient lighting fixtures. Note: Building Inspector to determine if P.Eng. is required for removal of interior walls | G Chu Electric Ltd
PP-2022-04420 | 2022-12-13 | 1515 HOMER MEWS #302, Vancouver, BC V6Z 3E8 | Plumbing Permit | Residential | New | Completed | Residential - plumbing for: >BP: #302 Interior alterations to provide improvements to unit #302 in this existing multiple dwelling building. Scope of work: - Replacement & installation of all flooring, tiling, finishes, plumbing fixtures, lighting, millwork, interior doors, kitchen appliances, removal gas fireplace & replace with electric gas fireplace. - Removal of non- structural partition walls to create open plan kitchen layout, relocate electrical panel, removal of power room and change the layout out of foyer room. | Anion Contracting Group Inc
EP-2022-10445 | 2022-12-15 | 1515 HOMER MEWS #302, Vancouver, BC V6Z 3E8 | Electrical Permit | Commercial | Renovation | Completed | Installation / Repair - Commercial - Network, phone, cable, audio, video and shade wires. >BP; #302 Interior alterations to provide improvements to unit #302 in this existing multiple dwelling building. Scope of work: - Replacement & installation of all flooring, tiling, finishes, plumbing fixtures, lighting, millwork, interior doors, kitchen appliances, removal gas fireplace & replace with electric gas fireplace. - Removal of non- structural partition walls to create open plan kitchen layout, relocate electrical panel, removal of power room and change the layout out of foyer room. OK for field review per Nehzat J. - August 05, 2022 L2 - Lighting - Install energy efficient lighting fixtures. Note: Building Inspector to determine if P.Eng. is required for removal of interior walls | Paramount Automation Ltd
NULL | NULL | 1515 HOMER MEWS #302, Vancouver, BC V6Z 3E8 | Electrical Permit | Commercial | NULL | Draft | Annual / Operating - Network, phone, cable, shade wires. | Paramount Automation Ltd
EP-2022-00224 | 2022-03-28 | 1188 W PENDER STREET #2902, Vancouver, BC V6E 0A2 | Electrical Permit | Commercial | Addition | Completed | Installation / Repair - Commercial - #2902 car charger installation prewired to JB only adding car charger. | Arise Electrical Ltd
EP-2023-00758 | 2023-01-31 | 909 MAINLAND STREET #1009, Vancouver, BC V6B 1S3 | Electrical Permit | Commercial | Renovation - Dwelling Unit(s) only | Completed | Installation / Repair - Commercial - SUITE #1009 - Install 2 pot lights | Halcyon Electric Inc
GP-2023-03177 | 2023-10-23 | 390 E 15TH AVENUE, Vancouver, BC V5T 2R1 | Gas Permit | Residential | Addition | Completed | Residential - re and re gas range | Christopher Sterling
PP-2022-00070 | 2022-01-12 | 519 E 7TH AVENUE, Vancouver, BC V5T 1N8 | Plumbing Permit | Residential | Renovation | Completed | Residential - Installing fixtures Interior alterations to renovate the kitchen and bedroom in this existing townhouse/multiple dwelling building on site. | MCKIM MECHANICAL
GP-2022-00069 | 2022-01-11 | 519 E 7TH AVENUE, Vancouver, BC V5T 1N8 | Gas Permit | Residential | Renovation | Completed | Residential - Re & Re of range | MCKIM MECHANICAL
SP-2022-00253 | 2022-02-25 | 519 E 7TH AVENUE, Vancouver, BC V5T 1N8 | Sprinkler Permit | Residential | Renovation - Dwelling Unit(s) only | Completed | Residential - Relocate 1 Head and change 9 heads to concealed (same K factor) Interior alterations to renovate the kitchen and bedroom in this existing townhouse/multiple dwelling building on site. *****This application does not include any of the following: 1. Not more than 20 sprinklers (add, relocate, or remove), 2. hydraulic calculations, 3. change in occupancy and /or hazard classification, 4. warehouse storage arrangements, 5. mobile compact storage arrangements, 6. alternative solutions, 7. changes to the sprinkler system supply piping (e.g. valves, mains, cross-mains, branch-lines, etc.), or 8. flexible sprinkler pipe. | Elite Sprinkler Systems Ltd
EP-2023-02899 | 2023-04-17 | 977 W 8TH AVENUE #101, Vancouver, BC V5Z 1E4 | Electrical Permit | Residential | Renovation | Completed | Installation / Repair - Residential - Changing light fixtures, adding LED pot lights, adding new outlets -We are changing existing light fixtures to new ones and adding outlets. *CF-2023-003237 >>>Amend: Apr 28, 2023 -208 V 40 amps car charger level 2 installation to existing permit | Rightway Electric Inc
EP-2022-02899 | 2022-04-12 | 555 CARDERO STREET, Vancouver, BC V6G 3L2 | Electrical Permit | Commercial | Renovation | Completed | Installation / Repair - Commercial - celling lights, celling track lights ,led strip light , exit sign , EM head light. ,add new plug , electrical installation ,roughing and finishing work >BP: Interior alterations to change the use from Dry Cleaning to Hair Salon on the ground floor of this existing mixed-use building. Scope of work includes: new partition walls, sinks, washer/dryer (ductless) and interior finishes. | Gill Noor Electrical Ltd
NULL | NULL | 555 CARDERO STREET, Vancouver, BC V6G 3L2 | Electrical Permit | Commercial | Renovation | Draft | Installation / Repair - Commercial - Track lights, new receptacles, Washer and Dryer plug, Ceiling lights, LED strip lights, Microwave plug, Exit sign and EM Head, Electrical roughing and finishing. | NULL
SP-2022-00439 | 2022-03-29 | 555 CARDERO STREET, Vancouver, BC V6G 3L2 | Sprinkler Permit | Commercial | Tenant Improvement | Completed | Commercial - adding 2 sprinklers >BP: Interior alterations to change the use from Dry Cleaning to Hair Salon on the ground floor of this existing mixed-use building. Scope of work includes: new partition walls, sinks, washer/dryer (ductless) and interior finishes. OK for field review as per Jamie Zhang, Dec. 16/21 OK for use per POD, Karen, Dec. 16/21 Mechanical and Plumbing Schedule B submitted by Farzad Hemmati, P. Eng., 604-649-4574 *****This application does not include any of the following: 1. Not more than 20 sprinklers (add, relocate, or remove), 2. hydraulic calculations, 3. change in occupancy and /or hazard classification, 4. warehouse storage arrangements, 5. mobile compact storage arrangements, 6. alternative solutions, 7. changes to the sprinkler system supply piping (e.g. valves, mains, cross-mains, branch-lines, etc.), or 8. flexible sprinkler pipe. | Titan Fire Protection Ltd
NULL | NULL | 555 CARDERO STREET, Vancouver, BC V6G 3L2 | Electrical Permit | Commercial | Renovation | Draft | Installation / Repair - Commercial - wiring and installation: track lights, washer,dryer, micro plug, add some new receptacles, led strip lights, ceiling lights, exit sign and em head, | NULL
PP-2022-00832 | 2022-03-10 | 555 CARDERO STREET, Vancouver, BC V6G 3L2 | Plumbing Permit | Commercial | Tenant Improvement | Completed | Commercial - Install plumbing drainage pipe and water supply pipe to plumbing fixtures Interior alterations to change the use from Dry Cleaning to Hair Salon on the ground floor of this existing mixed-use building. Scope of work includes: new partition walls, sinks, washer/dryer (ductless) and interior finishes. | 615837 BC Ltd DBA 1 For All Plumbing and Heating Services
SP-2023-02087 | 2023-11-16 | 428 BEACH CRESCENT #2001, Vancouver, BC V6Z 3G1 | Sprinkler Permit | Commercial | Renovation - Dwelling Unit(s) only | Issued | Commercial - Relocate (5) Add (1) BP: #2001 Interior alterations to provide improvements to dwelling unit #2001 on the 20th floor of this multiple dwelling building on this site. | Community Fire Prevention Ltd
EP-2022-04042 | 2022-05-17 | 189 NATIONAL AVENUE #501, Vancouver, BC V6A 4L8 | Electrical Permit | Commercial | Renovation | Completed | Installation / Repair - Commercial - Bathroom renovation. Install 2 shower light, install 2 new bathroom fan relocate switches and lights >BP: #501 Interior alterations to provide improvements to this unit (501) in this existing multiple dwelling building on this site. Scope of work: Re and re master and main bathroom. Kitchen renovation. | Edik Zohrabian
PP-2022-01734 | 2022-05-20 | 189 NATIONAL AVENUE #501, Vancouver, BC V6A 4L8 | Plumbing Permit | Commercial | Renovation | Completed | Commercial - Renovation 2 bathrooms >BP: #501 Interior alterations to provide improvements to this unit (501) in this existing multiple dwelling building on this site. Scope of work: Re and re master and main bathroom. Kitchen renovation. OK for field review as per Rosa Astorino - January 6, 2021 Note to applicant: The services of a structural engineer may be required, based upon site inspection by the District Building Inspector. A Sprinkler permit may be required, as determined by the District Building Inspector. Energy checklist is currently no longer required with your Building Permit (BP) application. Some supporting documents are still required at BP stage, specifically Envelope and HVAC, if applicable. Service Water Heating and Lighting supporting documents, if applicable, must be submitted with your related Trades permits (e.g. electrical and plumbing). All energy upgrades will be checked during inspections stage. It is the applicant’s responsibility to identify and note all required upgrades including energy upgrades on their BP drawings at BP stage. | 1268803 BC Ltd
EP-2022-07946 | 2022-09-22 | 633 KINGHORNE MEWS #305, Vancouver, BC V6Z 3H3 | Electrical Permit | Residential | Renovation | Completed | Installation / Repair - Residential - Apartment Renovation -branch appliance ccts -lighting -class 2 wiring >BP: Unit #305 - 3rd floor Interior alterations to provide improvements to this existing dwelling unit on the 3rd floor (#305) of this existing multiple dwelling building on this site. Scope of work: remove/construct select partition walls/doors, new millwork, cabinetry and countertops, bathroom fixtures, reconfiguration of closets in bedrooms, finishes, lighting, electrical, plumbing and sprinkler work. | BC Smart Homes Ltd
SP-2022-01533 | 2022-09-27 | 633 KINGHORNE MEWS #305, Vancouver, BC V6Z 3H3 | Sprinkler Permit | Residential | Renovation - Dwelling Unit(s) only | Completed | Residential - Removing of 2 heads inside closets, built in cabinets will be placed into closet space 1x relocated sidewall >BP: Unit #305 - 3rd floor Interior alterations to provide improvements to this existing dwelling unit on the 3rd floor (#305) of this existing multiple dwelling building on this site. Scope of work: remove/construct select partition walls/doors, new millwork, cabinetry and countertops, bathroom fixtures, reconfiguration of closets in bedrooms, finishes, lighting, electrical, plumbing and sprinkler work. | Shore Fire Protection Ltd
PP-2022-03328 | 2022-09-21 | 633 KINGHORNE MEWS #305, Vancouver, BC V6Z 3H3 | Plumbing Permit | Residential | Renovation | Completed | Residential - Reno of 2 bath plus kitchen >BP: Unit #305 - 3rd floor Interior alterations to provide improvements to this existing dwelling unit on the 3rd floor (#305) of this existing multiple dwelling building on this site. Scope of work: remove/construct select partition walls/doors, new millwork, cabinetry and countertops, bathroom fixtures, reconfiguration of closets in bedrooms, finishes, lighting, electrical, plumbing and sprinkler work. | Hashtag Plumbing Inc
GP-2023-02508 | 2023-08-29 | 6632 VICTORIA DRIVE, Vancouver, BC V5P 3Y1 | Gas Permit | Residential | Renovation | Issued | Residential - 1 Boiler | East West Plumbing (2007) Ltd
GP-2023-00137 | 2023-01-12 | 1920 W 11TH AVENUE, Vancouver, BC V6J 2C6 | Gas Permit | Residential | Renovation - Dwelling Unit(s) only | Completed | Residential - Installing combination boiler | Reid Brothers Plumbing & Heating Ltd
MP-2023-00529 | 2023-04-03 | 125 MILROSS AVENUE #2004, Vancouver, BC V6A 0A1 | Mechanical Permit | NULL | NULL | Completed | NULL | Watt HVAC Ltd
EP-2023-09864 | NULL | 125 MILROSS AVENUE #2004, Vancouver, BC V6A 0A1 | Electrical Permit | Commercial | Renovation - Dwelling Unit(s) only | Applicant Revisions | Installation / Repair - Commercial - ¦ MURB: HP ¦ Heap pump installation *MP-2023-00529: Completed (Heating and Cooling) -Mechanical permit has been completed for the installation of heat pump. Any future electrical work completed without an electrical permit will result in WWOP fees. | Watt HVAC Ltd
SP-2023-00344 | 2023-02-28 | 125 MILROSS AVENUE #2101, Vancouver, BC V6A 0A1 | Sprinkler Permit | Commercial | Renovation - Dwelling Unit(s) only | Completed | Commercial - Add (1) new sprinkler head in new Laundry Closet >BP: Interior alterations to provide improvements to dwelling unit #2101 on the 21st floor of this multiple dwelling building on this site. *****This application does not include any of the following: 1. Not more than 20 sprinklers (add, relocate, or remove), 2. hydraulic calculations, 3. change in occupancy and /or hazard classification, 4. warehouse storage arrangements, 5. mobile compact storage arrangements, 6. alternative solutions, 7. changes to the sprinkler system supply piping (e.g. valves, mains, cross-mains, branch-lines, etc.), or 8. flexible sprinkler pipe | Community Fire Prevention Ltd
EP-2022-07930 | 2022-10-13 | 125 MILROSS AVENUE #2101, Vancouver, BC V6A 0A1 | Electrical Permit | Residential | Renovation - Dwelling Unit(s) only | Completed | Installation / Repair - Residential - Re&Re of all devices Relocation of Kitchen Switching Addition of one receptacle to office Addition of backlit mirrors to washrooms | TCA Industries Ltd
PP-2022-03316 | 2022-09-27 | 125 MILROSS AVENUE #2101, Vancouver, BC V6A 0A1 | Plumbing Permit | Residential | Renovation | Completed | Residential - moving location of laundry box | Lambert Plumbing & Heating Ltd
EP-2022-09423 | 2022-11-07 | 1189 MELVILLE STREET #2007, Vancouver, BC V6E 4T8 | Electrical Permit | Residential | Renovation - Dwelling Unit(s) only | Issued | Installation / Repair - Residential - UNIT# 2007 Re-move wire , add plug | FB Electric Ltd
PP-2022-00148 | 2022-01-19 | 1205 W HASTINGS STREET #1502, Vancouver, BC V6E 4T7 | Plumbing Permit | Commercial | Renovation - Dwelling Unit(s) only | Completed | Commercial - SUITE #1502 - renovate 2 bathrooms and kitchen #1502 Interior alterations to provide improvements to the bathroom and kitchen in this existing unit #1502 on the 15th floor on this mixed use building on site. | Conor Whyte Plumbing And Heating Limited
SP-2022-00308 | 2022-03-08 | 1205 W HASTINGS STREET #1502, Vancouver, BC V6E 4T7 | Sprinkler Permit | Residential | Renovation | Completed | Residential - Relocate existing sprinklers #1502 Interior alterations to provide improvements to the bathroom and kitchen in this existing unit #1502 on the 15th floor on this mixed use building on site. OK For Field Review per Kim V - Oct 27/21 Work to be done included: - Alteration to the kitchen layout and add kitchen island - Change storage and laundry room door - Alteration to En-Suite in the master bedroom - Alteration to bathroom, expand it and provide access to bedroom - New flooring & millwork - Lightning & Electrical upgrade *****This application does not include any of the following: 1. Not more than 20 sprinklers (add, relocate, or remove), 2. hydraulic calculations, 3. change in occupancy and /or hazard classification, 4. warehouse storage arrangements, 5. mobile compact storage arrangements, 6. alternative solutions, 7. changes to the sprinkler system supply piping (e.g. valves, mains, cross-mains, branch-lines, etc.), or 8. flexible sprinkler pipe. | Aries Fire Protection Ltd
EP-2023-07864 | NULL | 125 MILROSS AVENUE #1905, Vancouver, BC V6A 0A1 | Electrical Permit | Commercial | Renovation | Cancelled | Installation / Repair - Commercial - Electrical supply for Dsplit - MP-2023-01587 | Milani Electric Limited
MP-2023-01587 | 2023-08-29 | 125 MILROSS AVENUE #1905, Vancouver, BC V6A 0A1 | Mechanical Permit | NULL | NULL | Cancelled | NULL | Milani Plumbing Heating & Air Conditioning Ltd
GP-2023-00430 | 2023-02-06 | 1750 W 3RD AVENUE #201, Vancouver, BC V6J 1K4 | Gas Permit | Residential | Tenant Improvement | Completed | Residential - Installation of a gs combi boiler | Boaz Szabo
PP-2023-00627 | 2023-03-02 | 1189 MELVILLE STREET #2201, Vancouver, BC V6E 4T8 | Plumbing Permit | Commercial | Renovation - Dwelling Unit(s) only | Completed | Commercial - SUITE #2201 - Where we are replacing the bath tubs and shower there is no fire walls and inside there won’t be any walls to alter or add | Morteza Shahrvand
PP-2023-03400 | 2023-09-25 | 2828 MAIN STREET #208, Vancouver, BC V5T 3G2 | Plumbing Permit | Commercial | Renovation | Completed | Commercial - UNIT #208 - Move kitchen drainage and waterlines over 2’ Tub installation with refresh diverter | Platinum Ridge Plumbing Ltd
EP-2023-09892 | 2023-11-02 | 2828 MAIN STREET #208, Vancouver, BC V5T 3G2 | Electrical Permit | Commercial | Renovation - Dwelling Unit(s) only | Completed | Installation / Repair - Commercial - - move an oven plug and fridge plug - if there are any counter plugs that need to be relocated due to new kitchen plan, please do so | Vancity Electric Inc
NULL | NULL | 495 W 6TH AVENUE #405, Vancouver, BC V5Y 1L3 | Mechanical Permit | NULL | NULL | Draft | NULL | Craig Burgess & Adam McFarlane
MP-2023-02069 | NULL | 495 W 6TH AVENUE #405, Vancouver, BC V5Y 1L3 | Mechanical Permit | NULL | NULL | Application Incomplete | NULL | Craig Burgess & Adam McFarlane
EP-2023-01907 | 2023-04-25 | 495 W 6TH AVENUE #405, Vancouver, BC V5Y 1L3 | Electrical Permit | Residential | Addition | Issued | Installation / Repair - Residential - New teck cable and disconnect for Heat pump. NO MECHANICAL PERMIT AT TIME OF ISSUANCE. | Balsam Electric Ltd
EP-2023-01962 | 2023-03-15 | 637 E 10TH AVENUE, Vancouver, BC V5T 2A6 | Electrical Permit | Residential | Renovation | Completed | Installation / Repair - Residential - Adding a circuit for a heat pump *GP-2022-02568 | Douglas Millington o/a Moose Electric
GP-2022-02568 | 2022-08-29 | 637 E 10TH AVENUE, Vancouver, BC V5T 2A6 | Gas Permit | Residential | Renovation | Issued | Residential - decommission and remove furnace Install Heat Pump | Ashton Service Group/Ashton Mechanical Ltd.
GP-2022-02348 | 2022-08-16 | 3459 GRANDVIEW HIGHWAY, Vancouver, BC V5M 2G6 | Gas Permit | Residential | Renovation | Completed | Residential - Combi Boiler replacement | Maple Furnace Heating & Air Conditioning
EP-2022-02124 | 2022-03-21 | 1750 W 3RD AVENUE, Vancouver, BC V6J 1K4 | Electrical Permit | Commercial | Addition | Completed | Installation / Repair - Commercial - 10 Ev Charging Stations with Ev Ready Plan | Kato Electrical Inc
NULL | NULL | 688 ABBOTT STREET #1103, Vancouver, BC V6B 0B9 | Plumbing Permit | Commercial | Renovation | Withdrawn | Commercial - Renovation of 42 bathrooms, re and re of tubs toilets and vanitys | Western BC Plumbing & Heating Ltd
MP-2022-00451 | 2022-10-21 | 1189 MELVILLE STREET #3304, Vancouver, BC V6E 4T8 | Mechanical Permit | NULL | NULL | Completed | NULL | Kits Plumbing and Heating Ltd
EP-2022-04952 | 2022-06-22 | 1189 MELVILLE STREET #3304, Vancouver, BC V6E 4T8 | Electrical Permit | Residential | Addition | Completed | Installation / Repair - Residential - -Installation of client supplied pot lights (20) (7) gimbal, (13) standard -Supply and install (4) maestro dimmers -Supply and install 20A Counter plug circuit, client to provide pop up receptacles (2) -Install new Panasonic whisper fan -No timer required. -Demo existing BBH and blank off -Install 10' LED strip lighting -Supply and install power for outside 1.5 tonne unit -Wiring between units done by others | TDR Electric Inc
PP-2023-03123 | 2023-09-06 | 1189 MELVILLE STREET #3306, Vancouver, BC V6E 4T8 | Plumbing Permit | Residential | Renovation | Issued | Residential - 3306-1189 Melville St ***No Building alterations or Building work otherwise a BP will be required | Advantage Home Service Ltd
EP-2023-11181 | 2023-12-15 | 1180 HOMER STREET #302, Vancouver, BC V6B 2X6 | Electrical Permit | Commercial | Renovation - Dwelling Unit(s) only | Issued | Installation / Repair - Commercial - Class 2 Circuits, Audio, Video and Network upgrade >BP: Interior alterations to renovate this existing dwelling unit #302 on the 3rd floor of this existing mixed use building on this site. OK to process as DTI as per J. Zhang August 23, 2023 | Pure Image Technology Solutions Ltd
EP-2024-00536 | 2024-01-29 | 1180 HOMER STREET #302, Vancouver, BC V6B 2X6 | Electrical Permit | Commercial | Renovation - Dwelling Unit(s) only | Issued | Installation / Repair - Commercial - Condo Reno: - wire cleanup - about 27 new pot lights throughout - replace/add fixtures - run new circuit for wine fridge - receptacles for projector and screen - switch legs for LED ribbon and new low-voltage lighting >BP: #302 - 3rd floor Interior alterations to renovate this existing dwelling unit #302 on the 3rd floor of this existing mixed use building on this site. OK to process as DTI as per J. Zhang August 23, 2023 | New Moon Electric Ltd
NULL | NULL | 1750 W 3RD AVENUE #207, Vancouver, BC V6J 1K4 | Electrical Permit | Commercial | NULL | Withdrawn | Annual / Operating - A/C Feeder | BC Smart Homes Ltd
EP-2022-06058 | 2022-07-25 | 1750 W 3RD AVENUE #207, Vancouver, BC V6J 1K4 | Electrical Permit | Commercial | Addition | Completed | Installation / Repair - Commercial - SUITE #207 - AC Feed | BC Smart Homes Ltd
EP-2022-06059 | 2022-07-25 | 1750 W 3RD AVENUE #208, Vancouver, BC V6J 1K4 | Electrical Permit | Commercial | Addition | Completed | Installation / Repair - Commercial - SUITE #208 - AC Feeder | BC Smart Homes Ltd
EP-2022-06060 | 2022-07-25 | 1750 W 3RD AVENUE #210, Vancouver, BC V6J 1K4 | Electrical Permit | Commercial | Addition | Completed | Installation / Repair - Commercial - SUITE #210 - AC unit feed | BC Smart Homes Ltd
SP-2023-02247 | 2023-12-15 | 269 E 23RD AVENUE, Vancouver, BC V5V 1X4 | Sprinkler Permit | Commercial | Renovation | Issued | Commercial - Lower bsmt bathroom sprinkler. Move bsmt sprinkler to center in bsmt bedroom. Add two 175 degree sprinkler in laundry and hvac closet Move sprinkler to center mainfloor stair landing. Lower sprinkler in mainfloor hall to center. Add sprinkler in mainfloor closet back of the stairs >BP: MCD - #269 Exterior and interior alterations to renovate this dwelling unit #269 in this existing MCD heritage B building. Letters of assurance submitted: - Sch B (Structural): Mike Shafai, P.eng., 604.986.2256 Notes: - This building is sprinklered. DBI to determine if a sprinkler permit is required. | Rising Force Fire Sprinkler Installations and Service Inc
MP-2023-02081 | 2023-11-25 | 269 E 23RD AVENUE, Vancouver, BC V5V 1X4 | Mechanical Permit | NULL | NULL | Issued | NULL | Titanium HVAC Inc
EP-2023-08263 | 2023-10-18 | 269 E 23RD AVENUE, Vancouver, BC V5V 1X4 | Electrical Permit | Residential | Renovation | Issued | Installation / Repair - Residential - ¦ MCD: RENO/ HP ¦ -400A service upgrade -Renovation of apartment including new wiring, fixtures, receptacles, switches, adding a sub panel and installation of electrical wiring for heat pump *An approved mechanical permit is required for the installation of air conditioning or heat pump unit at the time of installation before an electrical inspection will be performed >BP: MCD - #269 Exterior and interior alterations to renovate this dwelling unit #269 in this existing MCD heritage B building. Letters of assurance submitted: - Sch B (Structural): Mike Shafai, P.eng., 604.986.2256 Notes: - This building is sprinklered. DBI to determine if a sprinkler permit is required. | Kybe Electrical Contracting Ltd
PP-2023-03233 | 2023-09-12 | 269 E 23RD AVENUE, Vancouver, BC V5V 1X4 | Plumbing Permit | Residential | Renovation | Issued | Residential - MCD - new bathroom >DB: #269 Exterior and interior alterations to renovate this dwelling unit #269 in this existing MCD heritage B building. AMEND: JAN 17/2024 Would like to add 2 fixtures to my permit 1 bathtub on second floor 1 refrigerator line on second floor | Ventresca Plumbing Ltd
EP-2023-06490 | 2023-08-08 | 880 GORE AVENUE, Vancouver, BC V6A 3A1 | Electrical Permit | Residential | Renovation - Dwelling Unit(s) only | Issued | Installation / Repair - Residential - ***** HOMEOWNER PERMIT***** RELOCATION OF EXISTING POWER OUTLETS AND LIGHTS. NO ADDITIONAL LOADS TO EXISTING PANEL. >BP: Interior alterations to renovate the main floor of this existing One Family Dwelling (building 1) on this site. OK to process as DTI as per J. Zhang March 6, 2023 | NULL
PP-2023-02644 | 2023-07-26 | 880 GORE AVENUE, Vancouver, BC V6A 3A1 | Plumbing Permit | Residential | Renovation | Issued | Residential - *****HOMEOWNER PERMIT***** Relocating 1 existing toilet and 1 shower. Using the existing plumbing lines. >BP: Interior alterations to renovate the main floor of this existing One Family Dwelling (building 1) on this site. | NULL
SP-2022-02047 | 2022-12-20 | 495 W 6TH AVENUE #604, Vancouver, BC V5Y 1L3 | Sprinkler Permit | Residential | Renovation - Dwelling Unit(s) only | Completed | Residential - relocate existing pendant head higher because ceiling is being removed. No building work will be done | Five Star Fire Protection Ltd
PP-2022-04332 | 2022-12-05 | 495 W 6TH AVENUE #604, Vancouver, BC V5Y 1L3 | Plumbing Permit | Residential | Renovation | Completed | Residential - Re & Re existing plumbing fixtures | D'AMATO PLUMBING & HEATING
EP-2022-10072 | 2022-11-29 | 495 W 6TH AVENUE #604, Vancouver, BC V5Y 1L3 | Electrical Permit | Residential | Renovation - Dwelling Unit(s) only | Completed | Installation / Repair - Residential - UNIT# 604 move hotwater tank . move and add lighting in bathroom,ang liveing room, replace bathroom floor heating | Jonkman Electric Ltd
GP-2023-01201 | 2023-04-12 | 2142 E 1ST AVENUE, Vancouver, BC V5N 1B8 | Gas Permit | Residential | Renovation | Completed | Residential - Re&re boiler | Milani Plumbing Heating & Air Conditioning Ltd
GP-2022-00160 | 2022-01-19 | 954 W 15TH AVENUE, Vancouver, BC V5Z 1R9 | Gas Permit | Residential | Renovation | Completed | Residential - replace condensing gas boiler with new combi boiler | Conor Whyte Plumbing And Heating Limited
GP-2022-04126 | 2022-12-25 | 958 W 15TH AVENUE, Vancouver, BC V5Z 1R9 | Gas Permit | Residential | Renovation | Completed | Residential - Replacement boiler and hot water tank with a combi boiler system | Cangas Heating Service Ltd
NULL | NULL | 688 ABBOTT STREET #708, Vancouver, BC V6B 0B9 | Mechanical Permit | NULL | NULL | Draft | NULL | Royal Vancouver Air Conditioning
MP-2023-00171 | 2023-02-08 | 688 ABBOTT STREET #708, Vancouver, BC V6B 0B9 | Mechanical Permit | NULL | NULL | Completed | NULL | Tek Climate Heating & Air Conditioning Ltd
EP-2022-10563 | 2022-12-16 | 688 ABBOTT STREET #709, Vancouver, BC V6B 0B9 | Electrical Permit | Residential | Addition | Completed | Installation / Repair - Residential - -Supply and install DIVVEE-40 in cabinets next to existing range -Re-route range supply to DIVVEE-40, through the primary terminals -Supply and install 8AWG 3C inside the cabinet to a junction box -Supply and install 3/4” EMT for the surface run from cabinet to cabinet -Supply and install 8AWG 3C Teck from cabinet junction box, through core hole, outside to AC unit on the balcony -Supply and install a 30A fused disconnect as a disconnection means for the AC unit -Supply and install 10AWG 3C Teck from 30A fused disconnect to AC unit -Test connections and commission installation -Supply and install wiring to 2 bedside wall mounted fixtures in each bedroom -Fixtures are to be switched from each side of the bed and fed from plug below -Cable routing will be inside wall and run left to right behind the baseboards -Replace existing thermostat with client supplied smart thermostat related to MP-2022-00406 | TDR Electric Inc
MP-2022-00406 | 2022-10-14 | 688 ABBOTT STREET #709, Vancouver, BC V6B 0B9 | Mechanical Permit | NULL | NULL | Cancelled | NULL | Royal Vancouver Air Conditioning
EP-2022-07853 | 2022-09-26 | 538 SMITHE STREET #310, Vancouver, BC V6B 0A6 | Electrical Permit | Residential | Addition | Completed | Installation / Repair - Residential - **To Continue work started by previous company** -MP-2022-00039 Heat Pump wiring and Installation. Work at this location was completed with the assumption that there is a permit. Permit EP-2022-06641 might be cancelled as Bright City Electric could not do the job in a fashion that the home owner wanted. JZ Electric Ltd has since completed that job on 2022-09-16. This application is a result of a conversation with Bryan Baldwin (DBA Bright City Electric) who has advised that he there is potentially a cancelled permit. This application is simply to ensure that there is a permit, and we also intend to take credit for the work performed. We apologize for our two offices being out of set. reference: MP-2022-00039 | JZ Electric Ltd
MP-2022-00039 | 2022-07-20 | 538 SMITHE STREET #310, Vancouver, BC V6B 0A6 | Mechanical Permit | NULL | NULL | Completed | NULL | Tek Climate Heating & Air Conditioning Ltd
EP-2022-06641 | 2022-08-11 | 538 SMITHE STREET #310, Vancouver, BC V6B 0A6 | Electrical Permit | Commercial | Addition | Cancelled | Installation / Repair - Commercial - install 240V 15 amp heat pump Reference : MP-2022-00039 | Bright City Electric Inc
EP-2022-05074 | 2022-07-07 | 1805 BLENHEIM STREET, Vancouver, BC V6K 4H7 | Electrical Permit | Residential | Addition | Completed | Installation / Repair - Residential - Installation of 32A EV Charger outlet (14-50R) on 200A Duplex house/ Mechanical panel. | Linfoot Electric Ltd
EP-2022-03945 | 2022-06-03 | 728 E 13TH AVENUE, Vancouver, BC V5T 2L3 | Electrical Permit | Residential | Addition | Completed | Installation / Repair - Residential - We installed a circuit to a disconnect for a heat pump | Douglas Millington o/a Moose Electric
NULL | NULL | 5854 FRASER STREET, Vancouver, BC V5W 2Z5 | Sprinkler Permit | Commercial | Renovation - Dwelling Unit(s) only | Withdrawn | Commercial - Tenant left, removed the enclosed low ceilings, return back to original state, move the existing sprinkler head back on top. | NULL
GP-2023-03009 | 2023-10-11 | 1443 E 21ST AVENUE, Vancouver, BC V5N 2N3 | Gas Permit | Residential | Tenant Improvement | Issued | Residential - Installed Rinnai Tankless Combi Boiler | Point Grey Plumbing & Heating Ltd
MP-2023-02186 | 2023-12-07 | 1189 MELVILLE STREET #2501, Vancouver, BC V6E 4T8 | Mechanical Permit | NULL | NULL | Issued | NULL | Ashton Service Group/Ashton Mechanical Ltd.
EP-2023-03700 | 2023-05-03 | 1189 MELVILLE STREET #2501, Vancouver, BC V6E 4T8 | Electrical Permit | Commercial | Renovation - Dwelling Unit(s) only | Issued | Installation / Repair - Commercial - Add circuit for heat pump *An approved mechanical permit is required for the installation of air conditioning or heat pump unit at the time of installation before an electrical inspection will be performed | Douglas Millington o/a Moose Electric
EP-2022-06050 | 2022-07-25 | 901 RICHARDS STREET, Vancouver, BC V6B 3B6 | Electrical Permit | Residential | Addition | Completed | Installation / Repair - Residential - Provide wiring for heat pump. | JZ Electric Ltd
MP-2022-00024 | 2022-07-15 | 901 RICHARDS STREET, Vancouver, BC V6B 3B6 | Mechanical Permit | NULL | NULL | Completed | NULL | Kits Plumbing and Heating Ltd
MP-2022-00021 | 2022-07-15 | 903 RICHARDS STREET, Vancouver, BC V6B 3B6 | Mechanical Permit | NULL | NULL | Completed | NULL | Kits Plumbing and Heating Ltd
EP-2022-06051 | 2022-07-25 | 903 RICHARDS STREET, Vancouver, BC V6B 3B6 | Electrical Permit | Residential | Addition | Completed | Installation / Repair - Residential - Run dedicated circuit for heat pump. | JZ Electric Ltd
SP-2022-00415 | 2022-03-22 | 538 SMITHE STREET #204, Vancouver, BC V6B 0A6 | Sprinkler Permit | Residential | Renovation - Dwelling Unit(s) only | Completed | Residential - Eliminate Side walls and install Pendants due to new ceiling height #204 - To permit interior alterations to this unit #204 in this existing multiple dwelling building on this site. Scope of work: -Renovate bathroom -Relocating the washer/dryer on main floor. -Add a powder room on 2nd level. Ok For Field Review per A.Campbell - Nov.18.2020 Notes: 1. Energy upgrade trigger: L2 - SWH - Install low flow shower heads in all showers 2. Building Inspector to determine if P. Eng is required to remove closet wall 3. No sprinkler permit required per DBI S. Cowdell, Jan 14 2021 *****This application does not include any of the following: 1. Not more than 20 sprinklers (add, relocate, or remove), 2. hydraulic calculations, 3. change in occupancy and /or hazard classification, 4. warehouse storage arrangements, 5. mobile compact storage arrangements, 6. alternative solutions, 7. changes to the sprinkler system supply piping (e.g. valves, mains, cross-mains, branch-lines, etc.), or 8. flexible sprinkler pipe. | Elite Sprinkler Systems Ltd
EP-2023-06994 | 2023-08-15 | 2008 BAYSWATER STREET #302, Vancouver, BC V6K 4A8 | Electrical Permit | Commercial | Renovation | Completed | Installation / Repair - Commercial - Supply and install wiring to relocate lighting; delete [1] light fixture. | Wespac Electrical Contractor Ltd
GP-2023-01674 | 2023-06-26 | 2724 W 1ST AVENUE, Vancouver, BC V6K 1H3 | Gas Permit | Residential | Renovation | Completed | Residential - 1 Replacement Furnace -Decommission, remove, and recycle old furnace -Supply and install new AirEase 3 Ton 45,000 BTU/Hr Upflow/Horizontal 2 Stage Gas Furnace ¦ 96% AFUE SKU #:A96UH2E045B12S-ALD MFG #:14D35 -Tie in all exhaust and fresh air -Supply and install condensate pump, drain and neutralizer -Test and commission furnace | STUART PLUMBING AND HEATING LTD.
EP-2023-10611 | 2023-11-24 | 651 E 14TH AVENUE, Vancouver, BC V5T 2N2 | Electrical Permit | Residential | Tenant Improvement | Completed | Installation / Repair - Residential - Emergency Work. To repair electrical service that was disconnected by BC hydro because a car ran into the building. | Pacific Western Power & Control Ltd
GP-2023-00352 | 2023-01-30 | 1993 E 4TH AVENUE, Vancouver, BC V5N 1K3 | Gas Permit | Residential | Renovation | Completed | Residential - Re&re Boiler | Milani Plumbing Heating & Air Conditioning Ltd
EP-2022-03852 | 2022-05-12 | 515 BEACH CRESCENT, Vancouver, BC V6Z 3E4 | Electrical Permit | Residential | Renovation | Completed | Installation / Repair - Residential - Install 15A 208V circuit, heat pump disconnect, hook up heat pump. -The heat pump checklist is all good except for the requirement of 5ft away from property line. The location is right at the property line because this is a town house and there is no other suitable location. I've attached a document that contains the strata approval for the location of the AC unit. | Hot Electric Inc.
PP-2023-02133 | 2023-06-16 | 193 AQUARIUS MEWS #2603, Vancouver, BC V6Z 2Z2 | Plumbing Permit | Residential | Renovation | Completed | Residential - Re and Re a dishwasher and bathtub **No Building alterations or structural work otherwise a BP will be required | Kalsi Plumbing Services Ltd
SP-2022-00764 | 2022-05-17 | 208 E 12TH AVENUE, Vancouver, BC V5T 2G9 | Sprinkler Permit | Commercial | Tenant Improvement | Completed | Commercial - relocate 1 upright and add one new pendant to suit the newly constructed bathroom Interior alterations and to change the use of approximately 600.0 square feet from a Retail use (Limited Food-E) to a Liquor Establishment Class-1(A2), in this existing mixed-use building on this site. Total number of seats provided is 23. *****This application does not include any of the following: 1. Not more than 20 sprinklers (add, relocate, or remove), 2. hydraulic calculations, 3. change in occupancy and /or hazard classification, 4. warehouse storage arrangements, 5. mobile compact storage arrangements, 6. alternative solutions, 7. changes to the sprinkler system supply piping (e.g. valves, mains, cross-mains, branch-lines, etc.), or 8. flexible sprinkler pipe. | Aqueduct Life Safety Ltd
PP-2022-01165 | 2022-04-06 | 208 E 12TH AVENUE, Vancouver, BC V5T 2G9 | Plumbing Permit | Commercial | Tenant Improvement | Completed | Commercial - bar renovation REFER TO: CF-2020-014283 Interior alterations and to change the use of approximately 600.0 square feet from a Retail use (Limited Food-E) to a Liquor Establishment Class-1(A2), in this existing mixed-use building on this site. Total number of seats provided is 23. Note: This application is reviewed under VBBL 2019. Scope of Work: modifications to existing washroom, new finishes and furniture; and bar including new interceptor, minor adjustment to sprinklers and new lighting. AMEND: MAY 19/2022 please add 3 INSIDE back flow assemblies to the permit | Tundra Plumbing Ltd
EP-2022-03025 | 2022-04-13 | 208 E 12TH AVENUE, Vancouver, BC V5T 2G9 | Electrical Permit | Commercial | Tenant Improvement | Completed | Installation / Repair - Commercial - Running new circuits for bar equipment + small washroom + Track lighting is existing -CF-2020-014283 >BP: Building Permit for DP-2019-00655 Interior alterations and to change the use of approximately 600.0 square feet from a Retail use (Limited Food-E) to a Liquor Establishment Class-1(A2), in this existing mixed-use building on this site. Total number of seats provided is 23. Note: This application is reviewed under VBBL 2019. Scope of Work: modifications to existing washroom, new finishes and furniture; and bar including new interceptor, minor adjustment to sprinklers and new lighting. | J & L Ferda Electrical and Plumbing
EP-2022-03136 | 2022-04-19 | 208 E 12TH AVENUE, Vancouver, BC V5T 2G9 | Electrical Permit | Commercial | New | Completed | Installation / Repair - Commercial - LOW VOLTAGE WIRING - SECURITY SYSTEM, CAMERAS >BP: Building Permit for DP-2019-00655 Interior alterations and to change the use of approximately 600.0 square feet from a Retail use (Limited Food-E) to a Liquor Establishment Class-1(A2), in this existing mixed-use building on this site. Total number of seats provided is 23. Note: This application is reviewed under VBBL 2019. Scope of Work: modifications to existing washroom, new finishes and furniture; and bar including new interceptor, minor adjustment to sprinklers and new lighting | Burglar Busters Alarm & Security Ltd
SP-2022-01990 | 2022-11-29 | 1077 MARINASIDE CRESCENT #2102, Vancouver, BC V6Z 2Z5 | Sprinkler Permit | Residential | Renovation - Dwelling Unit(s) only | Completed | Residential - relocate 11 concealed heads >2102 & 2103 - Interior alterations only to combine and provide improvements to units 2102 & 2103 in the existing multiple dwelling building on this site. Scope of work to include converting two small enclosed balconies to living space, converting a living room area to an enclosed balcony, combining units, new layouts. Addressing notes:#2102 - One Dwelling Unit (SL 305 - 306) #2102 and #2103 has combined to become one unit. #2102 has been retained. #2103 has been cancelled and is to be removed from the suite. #2102 is to be posted at the suite entry in accordance with the Building By-law prior to final inspection. OK or field review per D.Langevin April 21, 2022 Planning OK for combining units and moving enclosed balcony - Ben February 24, 2022 Notes: 1. Energy Upgrade - L2 - HVAC - Install timers (up to 60 minute), or humidistat for washroom fan(s) 2. DBI to determine if P.Eng. is required for this work | H20 Fire Systems Ltd
GP-2022-03764 | 2022-11-29 | 1077 MARINASIDE CRESCENT #2102, Vancouver, BC V6Z 2Z5 | Gas Permit | Residential | Renovation | Cancelled | Residential - removal of a fireplace and installation of a fireplace with all required venting | Galaxy Fireplaces Ltd
PP-2022-03877 | 2022-10-27 | 1077 MARINASIDE CRESCENT #2102, Vancouver, BC V6Z 2Z5 | Plumbing Permit | Residential | Renovation - Dwelling Unit(s) only | Completed | Residential - Full plumbing reno >BP: 2102 & 2103 - Interior alterations only to combine and provide improvements to units 2102 & 2103 in the existing multiple dwelling building on this site. Scope of work to include converting two small enclosed balconies to living space, converting a living room area to an enclosed balcony, combining units, new layouts. | Costello and Co. Plumbing Inc
MP-2022-00476 | 2022-10-26 | 1077 MARINASIDE CRESCENT #2102, Vancouver, BC V6Z 2Z5 | Mechanical Permit | NULL | NULL | Completed | NULL | Titanium HVAC Inc
EP-2022-09201 | 2022-10-31 | 1077 MARINASIDE CRESCENT #2102, Vancouver, BC V6Z 2Z5 | Electrical Permit | Commercial | Renovation - Dwelling Unit(s) only | Completed | Installation / Repair - Commercial - Renovation to entire suite. Addition of lighting and receptacles. Wire heat pump. New kitchen circuits. Addition and relocation of ethernet and phone. Replace bathroom exhaust fans. Electric in floor heat in bathrooms. 2102 & 2103 - Interior alterations only to combine and provide improvements to units 2102 & 2103 in the existing multiple dwelling building on this site. Scope of work to include converting two small enclosed balconies to living space, converting a living room area to an enclosed balcony, combining units, new layouts. | REDISON ELECTRIC LTD
MP-2023-00824 | 2023-05-10 | 1077 MARINASIDE CRESCENT #2105, Vancouver, BC V6Z 2Z5 | Mechanical Permit | NULL | NULL | Completed | NULL | Greenway HVAC Ltd
SP-2023-00502 | 2023-03-23 | 1077 MARINASIDE CRESCENT #2105, Vancouver, BC V6Z 2Z5 | Sprinkler Permit | Commercial | Renovation | Completed | Commercial - fire sprinkler head relocated by layout change >BP: #2105 Interior alterations to provide improvements to dwelling unit 2105 on the 21st floor in the existing multiple dwelling building on this site. Scope of Work: Alterations to kitchen and bathrooms, interior layout changes. | Spectrum Fire Protection Ltd
EP-2023-02472 | 2023-03-23 | 1077 MARINASIDE CRESCENT #2105, Vancouver, BC V6Z 2Z5 | Electrical Permit | Commercial | Renovation - Dwelling Unit(s) only | Completed | Installation / Repair - Commercial - Adding new lights and wine fridge >BP: Interior alterations to provide improvements to dwelling unit 2105 on the 21st floor in the existing multiple dwelling building on this site. Scope of Work: Alterations to kitchen and bathrooms, interior layout changes. Energy Upgrade – E2 Appliances- Upgrade to an Energuide/Energy Star appliance OK for DTI per D. Langevin October 25, 2022 Amendment to include AC circuit. A. Thornley | Hind Electric Ltd
PP-2023-00989 | 2023-03-22 | 1077 MARINASIDE CRESCENT #2105, Vancouver, BC V6Z 2Z5 | Plumbing Permit | Commercial | Renovation | Completed | Commercial - 2 shower installations >BP: #2105 Interior alterations to provide improvements to dwelling unit 2105 on the 21st floor in the existing multiple dwelling building on this site. Scope of Work: Alterations to kitchen and bathrooms, interior layout changes. | Ankon Plumbing & Heating Ltd
EP-2022-07696 | 2022-09-16 | 1195 PACIFIC BOULEVARD, Vancouver, BC V6Z 2R8 | Electrical Permit | Commercial | Addition | Completed | Installation / Repair - Commercial - Relocate power outlet. | Coastland Electric Ltd
EP-2023-03467 | 2023-05-01 | 1199 PACIFIC BOULEVARD, Vancouver, BC V6Z 2R8 | Electrical Permit | Commercial | Tenant Improvement | Completed | Installation / Repair - Commercial - tenant improvement lighting installation, dining area outlet , outlets for kitchen area like food warmer , rice cooker , fridge , microwave , standing cooler and freezer, sandwich unit outlets , exit and emergency lighting installation *Amend Jun 13, 2023 -"Moving fire alarm speaker to ceiling" | Star Delta Electric Ltd
NULL | NULL | 1199 PACIFIC BOULEVARD, Vancouver, BC V6Z 2R8 | Electrical Permit | Commercial | Tenant Improvement | Withdrawn | Installation / Repair - Commercial - tenant improvement | Star Delta Electric Ltd
PP-2023-01259 | 2023-04-19 | 1199 PACIFIC BOULEVARD, Vancouver, BC V6Z 2R8 | Plumbing Permit | Commercial | Tenant Improvement | Completed | Commercial - First floor >BP: Interior alterations to provide tenant improvements to a new retail limited food tenant in this unit on the ground floor of this existing mixed use building on this site. | Atlantis Plumbing & Heating Ltd
EP-2023-03248 | 2023-04-14 | 1199 PACIFIC BOULEVARD, Vancouver, BC V6Z 2R8 | Electrical Permit | Commercial | Tenant Improvement | Completed | Installation / Repair - Commercial - Security, CCTV and Audio roughin and finishing. >BP: Interior alterations to provide tenant improvements to a new retail limited food tenant in this unit on the ground floor of this existing mixed use building on this site. | Venture One Services Inc
SP-2023-00991 | 2023-06-07 | 1199 PACIFIC BOULEVARD, Vancouver, BC V6Z 2R8 | Sprinkler Permit | Commercial | Renovation | Completed | Commercial - Relocate (5) existing sprinklers; Plug (3) existing sprinklers >BP: Interior alterations to provide tenant improvements to a new retail limited food tenant in this unit on the ground floor of this existing mixed use building on this site. *****This application does not include any of the following: 1. Not more than 20 sprinklers (add, relocate, or remove), 2. hydraulic calculations, 3. change in occupancy and /or hazard classification, 4. warehouse storage arrangements, 5. mobile compact storage arrangements, 6. alternative solutions, 7. changes to the sprinkler system supply piping (e.g. valves, mains, cross-mains, branch-lines, etc.), or 8. flexible sprinkler pipe. | Community Fire Prevention Ltd
EP-2023-07032 | NULL | 1199 PACIFIC BOULEVARD, Vancouver, BC V6Z 2R8 | Electrical Permit | Commercial | Renovation | Application Incomplete | Installation / Repair - Commercial - wire and hook up heat pump unit >BP: Interior alterations to relocate heat pump to underground storage room for this existing retail tenant at 1199 Pacific Boulevard at this commercial building on this site. | Quality Electric Ltd
EP-2023-05588 | 2023-06-23 | 1199 PACIFIC BOULEVARD, Vancouver, BC V6Z 2R8 | Electrical Permit | Commercial | Tenant Improvement | Completed | Installation / Repair - Commercial - 200A service upgrade from existing 100a service only. 200a 3p meter base, 200a 3p Disconnect, 200a MB 120/208 72cct SQD NQ panel. 3/0 CU 4c feeder. >BP: Interior alterations to provide tenant improvements to a new retail limited food tenant in this unit on the ground floor of this existing mixed use building on this site. | Houle Electric Limited
GP-2022-02121 | 2022-07-19 | 112 W 11TH AVENUE, Vancouver, BC V5Y 1S7 | Gas Permit | Residential | Renovation | Completed | Residential - REANDRE GAS COOKTOP | Coal Harbour Mechanical Ltd
EP-2023-00821 | 2023-02-01 | 1318 HOMER STREET #603, Vancouver, BC V6B 6A7 | Electrical Permit | Residential | Renovation | Completed | Installation / Repair - Residential - Kitchen, CO2/smokes, two bathrooms -Service to remain as is. normal lighting, branch circuits, light fixtures etc.. will all be grounded through the system per CEC. LED pot lights, bathroom fans, CO2/smoke detectors in all bedrooms. Full kitchen scope TBC. New plug and switches. >BP: Interior alterations to the 6th floor (unit #603) of this existing multiple dwelling building to renovate the kitchen and bathroom areas. Scope of work includes: Minor interior alternations in bathroom and kitchen. Remove kitchen wall, Replace bathtub with shower, Repair existing flooring and ceiling and Refinish existing washroom. OK for Field Review per Nehzat J. Sep 29, 2022 Sprinkler permit not required. E2 - HVAC - Install timers (up to 60 minute), or humidistat for washroom fan(s) | Fowlstone Electric Ltd
PP-2023-00717 | 2023-03-03 | 1318 HOMER STREET #603, Vancouver, BC V6B 6A7 | Plumbing Permit | Commercial | Renovation - Dwelling Unit(s) only | Completed | Commercial - SUITE #603 - change bathtub to shower base >BP: #603-1318 Homer St Interior alterations to the 6th floor (unit #603) of this existing multiple dwelling building to renovate the kitchen and bathroom areas. Scope of work includes: Minor interior alternations in bathroom and kitchen. Remove kitchen wall, Replace bathtub with shower, Repair existing flooring and ceiling and Refinish existing washroom. AMEND: MAY 8/2023 Replacing a bath tub in a second bathroom need to add one bath tub to existing permit | West Van Plumbing Ltd
EP-2023-02533 | 2023-03-24 | 212 DAVIE STREET #1301, Vancouver, BC V6B 5Z4 | Electrical Permit | Residential | Renovation - Dwelling Unit(s) only | Completed | Installation / Repair - Residential - Rewire kitchen. Add pot lights. New layout for electrical. >BP: Unit 1301- 13th Floor Interior alterations to renovate this dwelling unit #1301 on the 13th floor of this existing multiple dwelling building. | West Pier Electric Ltd
PP-2022-04040 | 2023-03-29 | 212 DAVIE STREET #1301, Vancouver, BC V6B 5Z4 | Plumbing Permit | Residential | Renovation | Completed | Residential - UNIT #1301 - 13TH FLOOR - Installation of rough in for two washrooms. Wall hung faucets, rough in for shower and drainage for tiled shower. -Installation of water and drainage for the new location of the bathroom sink. -Installation of vent for the kitchen sink (location back to the bathroom) -Installation of the water box for the fridge. -Installation of baseboard heaters around the unit >BP: Unit 1301- 13th Floor Interior alterations to renovate this dwelling unit #1301 on the 13th floor of this existing multiple dwelling building. | Pioneer Plumbing & Heating Inc
PP-2022-03544 | 2022-10-06 | 1318 HOMER STREET #901, Vancouver, BC V6B 6A7 | Plumbing Permit | Commercial | Renovation - Dwelling Unit(s) only | Completed | Commercial - two new tubs >BP: Unit #901, 9th Floor Interior alterations to provide improvements to Unit #901 on the 9th floor in this existing multiple dwelling building. Scope of work includes the removal of two closets. To replace bi-folding door of storage by barn door. To replace bathtubs in lavatories. To enlarge closet in master bedroom. To replace hardwood floor. | WESTBRIDGE PLUMBING & HEATING LTD
EP-2022-08317 | 2022-10-03 | 1318 HOMER STREET #901, Vancouver, BC V6B 6A7 | Electrical Permit | Commercial | Renovation - Dwelling Unit(s) only | Completed | Installation / Repair - Commercial - move kitchen area switches, install 2 smoke alarms in bedroom, install 2 receptacles, Unit #901, 9th Floor Interior alterations to provide improvements to Unit #901 on the 9th floor in this existing multiple dwelling building. Scope of work includes the removal of two closets. To replace bi-folding door of storage by barn door. To replace bathtubs in lavatories. To enlarge closet in master bedroom. To replace hardwood floor. | Rui Power Electric Limited
EP-2022-02564 | 2022-04-20 | 1033 MARINASIDE CRESCENT #3905, Vancouver, BC V6Z 3A3 | Electrical Permit | Residential | Renovation - Dwelling Unit(s) only | Completed | Installation / Repair - Residential - Interior - Adding in new wall sconces in the dining room, re & re existing fixtures, we will be using a surface mount fixture, 120volts to new shades for master bed windows, adding in 3 ethernet drops. Exterior - Wiring for AV speakers and amp. All new LED lighting in planters. Re & re on plugs in new bar. Adding in some Caseta switching for the lights. | WESTPEAK ELECTRICAL LTD
MP-2023-02225 | 2023-12-13 | 193 AQUARIUS MEWS #1903, Vancouver, BC V6Z 2Z2 | Mechanical Permit | NULL | NULL | Issued | NULL | Pacific West Mechanical Ltd
PP-2023-01136 | 2023-03-31 | 2631 W BROADWAY, Vancouver, BC V6K 2G2 | Plumbing Permit | Commercial | Addition | Completed | Commercial - Commercial - we will be adding a new 2" system 15 rough in drainage for a dual kitchen sink and tie the venting to existing 2' cast iron vent, venting will be 1 1/2 new 1/2' pex water supply lines for cold and hot.. | Main-Drain Plumbing
NULL | NULL | 2631 W BROADWAY, Vancouver, BC V6K 2G2 | Plumbing Permit | Commercial | Addition | Withdrawn | Commercial - we will be adding a new 2" system 15 rough in for a dual kitchen sink and tie the venting to existing 2' cast iron vent, new 1/2' water supply as well. | Main-Drain Plumbing
EP-2023-09961 | NULL | 1855 STAINSBURY AVENUE #107, Vancouver, BC V5N 2M6 | Electrical Permit | Commercial | Addition | Applicant Revisions | Installation / Repair - Commercial - ¦ MURB: HP ¦ installation of a heat pump in unit, running lumex inside drywalll, heat pump will be 30amp and 30amp disconnect outside *MP-2023-01688: Completed (Heating and Cooling) ¦ Mechanical permit has been completed for the installation of heat pump. Any future electrical work completed without an electrical permit will result in WWOP fees | Intense Voltage Electrical Ltd
NULL | NULL | 1855 STAINSBURY AVENUE #107, Vancouver, BC V5N 2M6 | Mechanical Permit | NULL | NULL | Draft | NULL | Chappa Kurte, Ricardo DBA: The Cool Guys
MP-2023-01688 | 2023-09-15 | 1855 STAINSBURY AVENUE #107, Vancouver, BC V5N 2M6 | Mechanical Permit | NULL | NULL | Completed | NULL | Chappa Kurte, Ricardo DBA: The Cool Guys
EP-2023-07155 | 2023-09-18 | 1855 STAINSBURY AVENUE #106, Vancouver, BC V5N 2M6 | Electrical Permit | Residential | Renovation | Completed | Installation / Repair - Residential - Electrical supply for Dsplit Baseboard heat load of 45 amps have been removed and in place 25 amps breaker for Dsplit load is installed. MP-2023-01439 | Milani Electric Limited
MP-2023-01439 | 2023-08-08 | 1855 STAINSBURY AVENUE #106, Vancouver, BC V5N 2M6 | Mechanical Permit | NULL | NULL | Completed | NULL | Milani Plumbing Heating & Air Conditioning Ltd
EP-2023-07446 | 2023-08-15 | 116 DAVIE STREET, Vancouver, BC V6Z 2V4 | Electrical Permit | Commercial | Tenant Improvement | Completed | Installation / Repair - Commercial - Demo of existing lighting and power. Make safe back to base building. Freedom Mobile is moving out and has to have the space cleaned for the landlord. No lighting work is being performed. This is all being removed to a bare shell. >BP: To provide interior demo for this existing Retail Store to Retail Store Shell of this existing mixed-use building. Separate Tenant Improvement Permit required for final finishes and lighting layout. This permit approved for Retail Store Shell only, occupancy not permitted under this permit. Ok for DTI C. Yue August 2, 2023 | Wynn's Electrical Contractors Ltd
EP-2022-06195 | 2022-07-27 | 1438 RICHARDS STREET #503, Vancouver, BC V6Z 3B8 | Electrical Permit | Commercial | Addition | Completed | Installation / Repair - Commercial - Install 240V 20amp circuit for new heat pump. Mechanical Permit MP-2022-00016 >>>Amend: August 3rd -It is a 240V 30 amp circuit for new heat pump The existing service is 125 amp, not 100 New load calculation is uploaded Sorry for the inconvenience | Bright City Electric Inc
MP-2022-00016 | 2022-07-13 | 1438 RICHARDS STREET #503, Vancouver, BC V6Z 3B8 | Mechanical Permit | NULL | NULL | Completed | NULL | Tek Climate Heating & Air Conditioning Ltd
SP-2022-00148 | 2022-02-04 | 1288 MARINASIDE CRESCENT #1007, Vancouver, BC V6Z 2W5 | Sprinkler Permit | Commercial | Renovation - Dwelling Unit(s) only | Completed | Commercial - Add & Relocate Sprinkler Heads >BP: #1007 - Floor 10 Interior alterations to this unit (1007) in this existing multiple dwelling building on this site. Scope of work includes: Deconstruct interior walls. Full bathroom renos(2), kitchen reno and returning the unauthorized master bedroom expansion back into the enclosed balcony. OK for field review as per Stewart Cowdell August 19, 2021 Notes: - DBI to determine if peng is required - Energy upgrade: L2 - HVAC - Install timers (up to 60 minute), or humidistat for washroom fan(s) | Viking Fire Protection Inc
EP-2022-00759 | 2022-02-09 | 1288 MARINASIDE CRESCENT #1007, Vancouver, BC V6Z 2W5 | Electrical Permit | Residential | Renovation | Completed | Installation / Repair - Residential - New lighting, new bathrooms kitchen upgrade: plugs , lights , switches #1007 - Floor 10 Interior alterations to this unit (1007) in this existing multiple dwelling building on this site. Scope of work includes: Deconstruct interior walls. Full bathroom renos(2), kitchen reno and returning the unauthorized master bedroom expansion back into the enclosed balcony. | Bravo Electric Ltd
GP-2023-00498 | 2023-02-10 | 1077 MARINASIDE CRESCENT #2305, Vancouver, BC V6Z 2Z5 | Gas Permit | Residential | Renovation | Issued | Residential - Decommission and remove the furnace. Install Heat pump. | Ashton Service Group/Ashton Mechanical Ltd.
PP-2023-01295 | 2023-06-02 | 1488 HORNBY STREET #603, Vancouver, BC V6Z 1X3 | Plumbing Permit | Commercial | Renovation | Completed | Commercial - Apartment renovation >BP: Interior alterations to unit 603 - 1488 Hornby Street of this existing multiple dwelling building. Scope of work includes: 1) Re & Re of kitchen millwork and updating appliances. 2) Re & Re of bathroom 3) New flooring and paint throughout unit. 4) Re & Re of gas fireplace. 5) Skim coating of existing stipple ceiling. 6) Updating baseboards, ceilings and interior doors 7) Updating electrical fixtures. Sept 28/2023-AMEND - to add an electric water heater | Connor F Davis
GP-2023-01251 | NULL | 1488 HORNBY STREET #603, Vancouver, BC V6Z 1X3 | Gas Permit | Residential | Renovation | Withdrawn | Residential - Tankless water heater installation and gas fireplace. | Parlay Mechanical
GP-2023-01222 | NULL | 1488 HORNBY STREET #603, Vancouver, BC V6Z 1X3 | Gas Permit | Residential | Renovation | Withdrawn | Residential - 1 Hot Water Heater, 1 BBQ and 1 Fire Place Tankless water heater installation Gas barbecue box installation Gas fireplace gas installation | Parlay Mechanical
EP-2023-05523 | 2023-06-27 | 1488 HORNBY STREET #603, Vancouver, BC V6Z 1X3 | Electrical Permit | Commercial | Renovation | Completed | Installation / Repair - Commercial - Kitchen renovation, bathroom reno x2, adding wall lights in 3 bedrooms and around the fireplace, low voltage puck lights being added in kitchen. >BP: #603 - 1488 Hornby St Interior alterations to unit 603 - 1488 Hornby Street of this existing multiple dwelling building. Scope of work includes: 1) Re & Re of kitchen millwork and updating appliances. 2) Re & Re of bathroom 3) New flooring and paint throughout unit. 4) Re & Re of gas fireplace. 5) Skim coating of existing stipple ceiling. 6) Updating baseboards, ceilings and interior doors 7) Updating electrical fixtures. | 1325941 B.C. LTD.
SP-2023-00948 | 2023-05-30 | 1488 HORNBY STREET #603, Vancouver, BC V6Z 1X3 | Sprinkler Permit | Commercial | Renovation - Dwelling Unit(s) only | Completed | Commercial - UNIT #603 - Add 1 x new residential sidewall sprinkler head, relocate 5 x residential sidewall sprinkler head, change out 2 x residential sidewall sprinkler head to concealed sidewall sprinkler head change out 2 x residential pendants to concealed residential pendants >BP: #603 - 1488 Hornby St Interior alterations to unit 603 - 1488 Hornby Street of this existing multiple dwelling building. Scope of work includes: 1) Re & Re of kitchen millwork and updating appliances. 2) Re & Re of bathroom 3) New flooring and paint throughout unit. 4) Re & Re of gas fireplace. 5) Skim coating of existing stipple ceiling. 6) Updating baseboards, ceilings and interior doors 7) Updating electrical fixtures. *****This application does not include any of the following: 1. Not more than 20 sprinklers (add, relocate, or remove), 2. hydraulic calculations, 3. change in occupancy and /or hazard classification, 4. warehouse storage arrangements, 5. mobile compact storage arrangements, 6. alternative solutions, 7. changes to the sprinkler system supply piping (e.g. valves, mains, cross-mains, branch-lines, etc.), or 8. flexible sprinkler pipe. | Peak Fire Protection Ltd
MP-2023-01264 | 2023-07-10 | 1488 HORNBY STREET #603, Vancouver, BC V6Z 1X3 | Mechanical Permit | NULL | NULL | Issued | NULL | TSAWWASSEN AIR
EP-2023-03253 | 2023-04-20 | 1099 MARINASIDE CRESCENT #1101, Vancouver, BC V6Z 2Z3 | Electrical Permit | Residential | Renovation | Issued | Installation / Repair - Residential - Installing 9 pot lights and 2 wall lights, removing puck lights in den and wiring for 15A/240V bbq. Removing all electric baseboard heaters and wiring for new high efficiency heat pump. (MP-2023-00343) | F & S Electrical Ltd
MP-2023-00229 | NULL | 1099 MARINASIDE CRESCENT #1101, Vancouver, BC V6Z 2Z3 | Mechanical Permit | NULL | NULL | Cancelled | NULL | All Season Solution Ltd
MP-2023-00343 | 2023-03-14 | 1099 MARINASIDE CRESCENT #1101, Vancouver, BC V6Z 2Z3 | Mechanical Permit | NULL | NULL | Completed | NULL | Greenway HVAC Ltd
MP-2022-00351 | 2022-10-05 | 1600 HORNBY STREET #404, Vancouver, BC V6Z 2S4 | Mechanical Permit | NULL | NULL | Completed | NULL | Ashton Service Group/Ashton Mechanical Ltd.
EP-2022-09592 | 2022-11-16 | 1033 MARINASIDE CRESCENT #2706, Vancouver, BC V6Z 3A3 | Electrical Permit | Residential | Renovation - Dwelling Unit(s) only | Completed | Installation / Repair - Residential - #2706 Wiring for A/C unit A dedicate 30 Amp 240volt circuit. Note: A mechanical permit is required. | M G S Electric Inc
MP-2022-00586 | 2022-11-21 | 1033 MARINASIDE CRESCENT #2706, Vancouver, BC V6Z 3A3 | Mechanical Permit | NULL | NULL | Completed | NULL | Moore And Russell Heating And Air Conditioning Ltd
MP-2022-00049 | NULL | 1033 MARINASIDE CRESCENT #2706, Vancouver, BC V6Z 3A3 | Mechanical Permit | NULL | NULL | Withdrawn | NULL | Satrap HVAC Services Inc
MP-2022-00005 | 2022-09-01 | 1067 MARINASIDE CRESCENT #502, Vancouver, BC V6Z 3A4 | Mechanical Permit | NULL | NULL | Completed | NULL | Royal Vancouver Air Conditioning
SP-2023-01811 | 2023-09-29 | 1009 EXPO BOULEVARD #803, Vancouver, BC V6Z 2V9 | Sprinkler Permit | Commercial | Renovation - Dwelling Unit(s) only | Completed | Commercial - UNIT #803 - 8TH FLOOR - relocation of 3 sprinkler heads >BP: #803 Interior alterations to renovate this dwelling unit 803 on the 8th floor of this existing multiple dwelling building on this site. *****This application does not include any of the following: 1. Not more than 20 sprinklers (add, relocate, or remove), 2. hydraulic calculations, 3. change in occupancy and /or hazard classification, 4. warehouse storage arrangements, 5. mobile compact storage arrangements, 6. alternative solutions, 7. changes to the sprinkler system supply piping (e.g. valves, mains, cross-mains, branch-lines, etc.), or 8. flexible sprinkler pipe. | Elite Sprinkler Systems Ltd
PP-2023-03552 | 2023-10-10 | 1009 EXPO BOULEVARD #803, Vancouver, BC V6Z 2V9 | Plumbing Permit | Commercial | Renovation - Dwelling Unit(s) only | Completed | Commercial - UNIT #803 - 3 piece bathrooms re and re fixtures x 2 Kitchen sink relocate 4 feet >BP: #803 Interior alterations to renovate this dwelling unit 803 on the 8th floor of this existing multiple dwelling building on this site. | Sunny Beach Plumbing & Heating Ltd
EP-2023-08943 | 2023-10-05 | 1009 EXPO BOULEVARD #803, Vancouver, BC V6Z 2V9 | Electrical Permit | Commercial | Renovation | Completed | Installation / Repair - Commercial - Kitchen renovation. To relocate existing counter receptacle and stove receptacle to the new layout of the kitchen. New LED potlight fixtures in the kitchen. >BP: #803 Interior alterations to renovate this dwelling unit 803 on the 8th floor of this existing multiple dwelling building on this site. | Big Power Electric Ltd
PP-2022-01010 | 2022-03-25 | 238 ALVIN NAROD MEWS #403, Vancouver, BC V6B 5Z3 | Plumbing Permit | Commercial | Renovation - Dwelling Unit(s) only | Completed | Commercial - SUITE #403 - Change plumbing fixtures to new for two bathrooms and kitchen. Minor adjustments to kitchen sink location. Minor adjustments to shower valve locations. 1 bathroom changing from tub to walk-in shower. #403 - 4th floor Interior alterations to provide improvements to this existing multiple dwelling unit on the 4th floor (unit #403) of this existing mixed use building on the site. Scope of work: change floor plan by relocating kitchen to dining room and, create a new den where kitchen used to be. New kitchen cabinets, & appliances. Remove two closets. Update both bathrooms, replace interior doors and closet organizers, new flooring and paint throughout, Electrical and Plumbing work. Enclosed Balcony with impervious flooring is to be retained. | Division 15 Mechanical Ltd
PP-2023-01020 | 2023-03-24 | 1495 RICHARDS STREET #1202, Vancouver, BC V6Z 3E3 | Plumbing Permit | Residential | Renovation | Completed | Residential - re-do kitchen and bathroom Note: Any Structural work may require a building permit Oct 5/2023-AMEND Please add one more of the following: 1 water closet, 1 basin and 1 shower. | Hashtag Plumbing Inc
PP-2023-01146 | 2023-04-03 | 1255 SEYMOUR STREET #313, Vancouver, BC V6B 0H1 | Plumbing Permit | Commercial | Renovation - Dwelling Unit(s) only | Completed | Commercial - UNIT #313 - Kitchen Sink Relocation AMEND: APR 19/2023 Add shower valve remove and replace on the 3rd storey. | James Wilson
EP-2023-03233 | 2023-05-05 | 1255 SEYMOUR STREET #311, Vancouver, BC V6B 0H1 | Electrical Permit | Residential | Addition | Completed | Installation / Repair - Residential - Provide power for mini split outdoor unit and indoor unit, Unit is getting power from an existing baseboard heater cct. The tstat will be cap off and blank plate provided. No change in load calculation. Outdoor Disconnect is a 15amp double pole feed from liquid tight. The cable set used from the outdoor unit to the indoor unit is the manufactured CEC approved cable sleeve in liquid tight. The panel directory is re-labeled to accommodate new load all holes sealed with duct seal. Strata approval letter attached - NOTE. Using existing BBH cct to feed the mini split no additional load .The last BBH breaker will be now dedicated and relabeled as mini split. *MP-2022-00140 | Benchmark Electrical Services Ltd
MP-2022-00140 | 2022-08-24 | 1255 SEYMOUR STREET #311, Vancouver, BC V6B 0H1 | Mechanical Permit | NULL | NULL | Issued | NULL | Tek Climate Heating & Air Conditioning Ltd
PP-2022-02543 | 2022-07-21 | 1067 MARINASIDE CRESCENT #2G, Vancouver, BC V6Z 3A4 | Plumbing Permit | Residential | Renovation - Dwelling Unit(s) only | Completed | Residential - Bathroom reno | Pacific Mechanical Systems Ltd
EP-2022-00880 | 2022-02-04 | 1067 MARINASIDE CRESCENT #2G, Vancouver, BC V6Z 3A4 | Electrical Permit | Residential | Renovation | Completed | Installation / Repair - Residential - Install wiring and wire mold for 2 ceiling fans and 2 receptacles. | Santec Electric Inc
EP-2022-10028 | 2022-11-28 | 1201 MARINASIDE CRESCENT #2605, Vancouver, BC V6Z 2V2 | Electrical Permit | Residential | Renovation - Dwelling Unit(s) only | Completed | Installation / Repair - Residential - Lighting, class 2 low voltage, appliance power points, 20A counterplugs. -Kitchen and bathroom renovation. >BP: Interior alterations only to provide improvements and to update kitchen of this existing dwelling unit in this existing mixed-use building on this site. Selected energy upgrade: E2 - Lighting - Install energy efficient lighting fixtures (single occupied space area) OK to process as DTI as per N. Jalalkamali, July 05, 2022 | ANS Electrical Installations Ltd
NULL | NULL | 193 AQUARIUS MEWS #1001, Vancouver, BC V6Z 2Z2 | Gas Permit | Residential | Renovation | Draft | Residential - replace range | Maestro Plumbing Heating & Air Conditioning Ltd
SP-2022-00873 | 2022-06-02 | 1255 SEYMOUR STREET #3402, Vancouver, BC V6B 0H1 | Sprinkler Permit | Commercial | Tenant Improvement | Completed | Commercial - relocate 2 and raise 3 sprinklers #3402 Interior alterations to provide improvements through out in unit #3402 in this existing multiple dwelling building on this site. Scope of work includes new radiant floor heating in the ensuite bathroom, new flooring for the stairs, fireplace replacement, lighting layout changes and interior wall layout changes. *****This application does not include any of the following: 1. Not more than 20 sprinklers (add, relocate, or remove), 2. hydraulic calculations, 3. change in occupancy and /or hazard classification, 4. warehouse storage arrangements, 5. mobile compact storage arrangements, 6. alternative solutions, 7. changes to the sprinkler system supply piping (e.g. valves, mains, cross-mains, branch-lines, etc.), or 8. flexible sprinkler pipe. | Mountain Fire Protection Ltd
EP-2022-05635 | 2022-07-05 | 1255 SEYMOUR STREET #3402, Vancouver, BC V6B 0H1 | Electrical Permit | Residential | Renovation | Completed | Installation / Repair - Residential - Suite renovation. Replace Lighting, update plugs, and relocate some switches. >BP: Interior alterations to provide improvements through out in unit #3402 in this existing multiple dwelling building on this site. Scope of work includes new radiant floor heating in the ensuite bathroom, new flooring for the stairs, fireplace replacement, lighting layout changes and interior wall layout changes. OK for Field Review per Kim V - jan 12/22 Notes: - This building is sprinklered. DBI to determine on site if a separate sprinkler permit is required. - DBI to determine on site if Schedule B, Structural, is required. - Energy Upgrade: E2 - Appliances - Upgrade to an Energuide/Energy Star appliance (fridge; dishwasher) - Energy checklist is currently no longer required with your Building Permit (BP) application. Some supporting documents are still required at BP stage, specifically Envelope and HVAC, if applicable. Service Water Heating and Lighting supporting documents, if applicable, must be submitted with your related trades permits (e.g. electrical and plumbing). All energy upgrades will be checked during inspections stage. It is the applicant’s responsibility to identify and note all required upgrades including energy upgrades on their BP drawings at BP stage. | Ward Electric Ltd
PP-2022-02301 | 2022-06-30 | 1255 SEYMOUR STREET #3402, Vancouver, BC V6B 0H1 | Plumbing Permit | Residential | Renovation | Completed | Residential - Condo renovations and upgrades. > Interior alterations to provide improvements through out in unit #3402 in this existing multiple dwelling building on this site. Scope of work includes new radiant floor heating in the ensuite bathroom, new flooring for the stairs, fireplace replacement, lighting layout changes and interior wall layout changes. OK for Field Review per Kim V - jan 12/22 Notes: - This building is sprinklered. DBI to determine on site if a separate sprinkler permit is required. - DBI to determine on site if Schedule B, Structural, is required. - Energy Upgrade: E2 - Appliances - Upgrade to an Energuide/Energy Star appliance (fridge; dishwasher) - Energy checklist is currently no longer required with your Building Permit (BP) application. Some supporting documents are still required at BP stage, specifically Envelope and HVAC, if applicable. Service Water Heating and Lighting supporting documents, if applicable, must be submitted with your related trades permits (e.g. electrical and plumbing). All energy upgrades will be checked during inspections stage. It is the applicant’s responsibility to identify and note all required upgrades including energy upgrades on their BP drawings at BP stage. | Kearney Plumbing & Heating
NULL | NULL | 1255 SEYMOUR STREET #2006, Vancouver, BC V6B 0H1 | Plumbing Permit | Commercial | Addition | Draft | Commercial - Rough in and installation for on sink . | Advantage Home Service Ltd
GP-2022-03911 | 2022-12-08 | 2812 WATSON STREET, Vancouver, BC V5T 3H3 | Gas Permit | Residential | Renovation | Issued | Residential - Decommission and remove furnace | Ashton Service Group/Ashton Mechanical Ltd.
EP-2023-01909 | 2023-04-14 | 2812 WATSON STREET, Vancouver, BC V5T 3H3 | Electrical Permit | Commercial | Renovation | Issued | Installation / Repair - Commercial - We are installing a circuit for a heat pump NO MECHANICAL PERMIT AT THIS TIME. | Douglas Millington o/a Moose Electric
EP-2023-09664 | 2023-11-06 | 140 W 11TH AVENUE #2, Vancouver, BC V5Y 1S7 | Electrical Permit | Commercial | Addition | Issued | Installation / Repair - Commercial - -Supply and install 200A Fused Disconnect W/ 125A Rated Fuses to replace existing House Disconnect -Supply and install 125A Main Panel to replace existing House Panel -Supply and install 2/0 AWG RW90 to replace existing House Feeder wiring -Supply and install 1 x 30A Breaker to House Panel for AC -Supply and install 10 AWG 3C Teck from House Panel to Disconnect on wall beside AC Condenser -Supply and install 10 AWG 3C Teck for connection from Disconnect to Condenser -Test connections and commission installation -Tidy site and dispose of garbage correctly and safely *All heating, cooking and dryer appliances are Gas *An approved mechanical permit is required for the installation of air conditioning or heat pump unit at the time of installation before a final electrical inspection will be performed | TDR Electric Inc
NULL | NULL | 140 W 11TH AVENUE #2, Vancouver, BC V5Y 1S7 | Electrical Permit | Residential | Addition | Withdrawn | Installation / Repair - Residential - -Supply and install 200A Fused Disconnect W/ 125A Rated Fuses to replace existing House Disconnect -Supply and install 125A Main Panel to replace existing House Panel -Supply and install 2/0 AWG RW90 to replace existing House Feeder wiring -Supply and install 1 x 30A Breaker to House Panel for AC -Supply and install 10 AWG 3C Teck from House Panel to Disconnect on wall beside AC Condenser -Supply and install 10 AWG 3C Teck for connection from Disconnect to Condenser -Test connections and commission installation -Tidy site and dispose of garbage correctly and safely | TDR Electric Inc
MP-2023-02065 | 2023-11-22 | 140 W 11TH AVENUE #2, Vancouver, BC V5Y 1S7 | Mechanical Permit | NULL | NULL | Completed | NULL | Milani Plumbing Heating & Air Conditioning Ltd
PP-2022-01012 | 2022-03-25 | 1201 MARINASIDE CRESCENT #3103, Vancouver, BC V6Z 2V2 | Plumbing Permit | Residential | Renovation | Completed | Residential - SUITE #3103 - 31STFLOOR - re & re toilet ,vanity, sink, shower ,bathtub and relocate two vanity #3103 31st Floor Interior alterations to provide improvements to unit #3103 on the 31st floor of this existing mixed-use building. Scope of work includes the removal and additions of new walls between the master bed and the 3rd bedroom. Upgrades to the bathrooms. | Mirage Plumbing Ltd
SP-2022-00552 | 2022-04-19 | 1201 MARINASIDE CRESCENT #3103, Vancouver, BC V6Z 2V2 | Sprinkler Permit | Commercial | Renovation - Dwelling Unit(s) only | Completed | Commercial - Lowering of 13 sprinklers to accommodate adjusted ceiling height. >BP: #3103 31st Floor Interior alterations to provide improvements to unit #3103 on the 31st floor of this existing mixed-use building. Scope of work includes the removal and additions of new walls between the master bed and the 3rd bedroom. Upgrades to the bathrooms. Energy upgrade - E2 - Lighting - Install energy efficient lighting fixtures (single occupied space area) Energy checklist is currently no longer required with your Building Permit (BP) application. Some supporting documents are still required at BP stage, specifically Envelope and HVAC, if applicable. Service Water Heating and Lighting supporting documents, if applicable, must be submitted with your related trades permits (e.g. electrical and plumbing). All energy upgrades will be checked during inspections stage. It is the applicant?s responsibility to identify and note all required upgrades including energy upgrades on their BP drawings at BP stage. Ok for field review as per Kirat Kang, March 4, 2022 | 0777792 BC Ltd
GP-2023-01102 | 2023-03-31 | 1201 MARINASIDE CRESCENT #3103, Vancouver, BC V6Z 2V2 | Gas Permit | Residential | Renovation | Cancelled | Residential - Installation of a gas stove March 31/2023-AMEND Range should be 40K BTU May 4/2023-AMEND to cancel this permit since it is TSBC jurisdiction | Milani Plumbing Heating & Air Conditioning Ltd
EP-2023-05252 | 2023-08-09 | 1201 MARINASIDE CRESCENT #3105, Vancouver, BC V6Z 2V2 | Electrical Permit | Residential | Addition | Completed | Installation / Repair - Residential - install divee 40 load share device to share range with air conditioner for single unit of multi dwelling building. we will run cable to the patio to power the ac pump | ELECTRICAL SAVVY CONTRACTING INC
MP-2023-00953 | 2023-05-29 | 1201 MARINASIDE CRESCENT #3105, Vancouver, BC V6Z 2V2 | Mechanical Permit | NULL | NULL | Completed | NULL | Titanium HVAC Inc
NULL | NULL | 1488 HORNBY STREET #102, Vancouver, BC V6Z 1X3 | Plumbing Permit | Residential | Renovation | Draft | Residential - -To isolate, disconnect and cap existing fixtures -To alter lav rough in for 2 x lav sinks -To confirm toilet rough in/flange in good condition -To cap off old tub tub and shower drains in parkade -To mark out new tub for drain and faucet postition -To bring in subtrade to can and core the tub drain position -To rough in new tub drain position -To rough in new free standing faucet -To install client supplied tub and tub faucet, lav sinks, faucets x 2, and water closet -To fully test installation | Oreana Designs Ltd.
EP-2022-02697 | 2022-04-05 | 1600 HORNBY STREET #503, Vancouver, BC V6Z 2S4 | Electrical Permit | Commercial | Renovation - Dwelling Unit(s) only | Completed | Installation / Repair - Commercial - Residential renovations, including: - Power for wall mount TV - LED ribbon lighting for den millwork | Wespac Electrical Contractor Ltd
NULL | NULL | 1600 HORNBY STREET #503, Vancouver, BC V6Z 2S4 | Sprinkler Permit | Commercial | Renovation - Dwelling Unit(s) only | Withdrawn | Commercial - Removal of 1 sprinkler head at an open closet receiving custom millwork. | Phaser Fire Protection Ltd
EP-2023-03879 | 2023-05-04 | 1255 SEYMOUR STREET #2602, Vancouver, BC V6B 0H1 | Electrical Permit | Commercial | Renovation - Dwelling Unit(s) only | Completed | Installation / Repair - Commercial - Installation of 20 amp dedicated branch circuit. | Wespac Electrical Contractor Ltd
MP-2023-01229 | 2023-07-05 | 1438 RICHARDS STREET #2903, Vancouver, BC V6Z 3B8 | Mechanical Permit | NULL | NULL | Completed | NULL | Ashton Service Group/Ashton Mechanical Ltd.
GP-2023-04181 | 2023-12-22 | 1438 RICHARDS STREET #3007, Vancouver, BC V6Z 3B8 | Gas Permit | Residential | Renovation | Issued | Residential - Samsung 30 inch slide in gas range | Han Appliances & Refrigeration Ltd
EP-2023-06174 | 2023-07-17 | 2948 W 4TH AVENUE, Vancouver, BC V6K 1R2 | Electrical Permit | Commercial | Tenant Improvement | Issued | Installation / Repair - Commercial - Installation of 120V 15A wall receptacles. Replacement of old LIGHTFIXTURES with LED Luminaire. Test circuits. (no structural work be performed). | We Do Electrical Ltd
SP-2022-00138 | 2022-02-09 | 1033 MARINASIDE CRESCENT #3507, Vancouver, BC V6Z 3A3 | Sprinkler Permit | Commercial | Renovation - Dwelling Unit(s) only | Completed | Commercial - Add (x3) Pendants and Relocate (x1) pendent No DB, ok per DBI | Fire Pro Fire Protection Ltd.
EP-2023-04318 | 2023-05-30 | 1288 MARINASIDE CRESCENT #TH112, Vancouver, BC V6Z 2W5 | Electrical Permit | Residential | Renovation | Completed | Installation / Repair - Residential - Electrical supply for Dsplit *MP-2023-00863: Issued (Heating and Cooling) | Milani Electric Limited
MP-2023-00863 | 2023-05-16 | 1288 MARINASIDE CRESCENT #TH112, Vancouver, BC V6Z 2W5 | Mechanical Permit | NULL | NULL | Completed | NULL | Milani Electric Limited
EP-2023-09088 | 2023-10-30 | 193 AQUARIUS MEWS #2707, Vancouver, BC V6Z 2Z2 | Electrical Permit | Commercial | Addition | Completed | Installation / Repair - Commercial - Installing one new Air conditioner(heat pump) for this condo unit -This apartment unit is 89 SQ/M. no electric stove. only one bigger load is dryer and baseboard heater. the propose installing A/C is 24000 BTU. MP-2023-01780: Issued Removing 4750W heat Add 4160 heat pump. See load calculation. | Buddy Electric Ltd
MP-2023-01780 | 2023-10-03 | 193 AQUARIUS MEWS #2707, Vancouver, BC V6Z 2Z2 | Mechanical Permit | NULL | NULL | Completed | NULL | Lumi HVAC Ltd
PP-2022-00413 | 2022-02-08 | 1500 HOWE STREET #2005, Vancouver, BC V6Z 2N1 | Plumbing Permit | Residential | Renovation - Dwelling Unit(s) only | Completed | Residential - SUITE #2005 - RE N RE - To replace 1 kitchen sink and 1 shower #2005 - 20th Floor Interior alterations to provide improvements to the existing dwelling unit on the 20th Floor (#2005) in this existing multiple dwelling building. Scope of work: Renovate kitchen with new fixtures Renovate bathroom with new fixtures Remove closet from master bathroom AMEND: APR 14/2022 Add 1 shower install in bathroom | Paolo's Plumbing & Heating Ltd
EP-2022-00460 | 2022-01-28 | 1500 HOWE STREET #2005, Vancouver, BC V6Z 2N1 | Electrical Permit | Residential | Renovation | Completed | Installation / Repair - Residential - relocate kitchen appliances, added, relocated receptacles/switching, lighting >BP: #2005 - 20th Floor Interior alterations to provide improvements to the existing dwelling unit on the 20th Floor (#2005) in this existing multiple dwelling building. Scope of work: Renovate kitchen with new fixtures Renovate bathroom with new fixtures Remove closet from master bathroom | TKG Electic Ltd
EP-2022-01962 | 2022-03-10 | 1500 HOWE STREET #2005, Vancouver, BC V6Z 2N1 | Electrical Permit | Residential | New | Completed | Installation / Repair - Residential - SUITE #2005 - data/tv/tel rough in & completion #2005 - 20th Floor Interior alterations to provide improvements to the existing dwelling unit on the 20th Floor (#2005) in this existing multiple dwelling building. Scope of work: Renovate kitchen with new fixtures Renovate bathroom with new fixtures Remove closet from master bathroom | Repel Security Systems Ltd
EP-2023-04152 | 2023-05-12 | 1033 MARINASIDE CRESCENT #3807, Vancouver, BC V6Z 3A3 | Electrical Permit | Residential | Renovation - Dwelling Unit(s) only | Issued | Installation / Repair - Residential - No change to the exiting service. New led recessed pot lights throughout that will be controlled by a ra3 system. New 120v combo hardwired smoke alarms throughout, all new plugs, add 2 FA speakers to the existing fire alarm system, new data drops with waps on both floors. >BP: Interior alterations to provide residential tenant improvements to #3807 on the 38th level of this existing multiple dwelling building on the site. Note: separate mechanical permit is required for the installation of the heat pump. OK for field Review as per S. Yu on March 27, 2023 | WESTPEAK ELECTRICAL LTD
MP-2023-00942 | 2023-05-26 | 1033 MARINASIDE CRESCENT #3807, Vancouver, BC V6Z 3A3 | Mechanical Permit | NULL | NULL | Issued | NULL | Nickel Heating & Ventilation
NULL | NULL | 1033 MARINASIDE CRESCENT #3807, Vancouver, BC V6Z 3A3 | Sprinkler Permit | Commercial | Renovation | Draft | Commercial - Add and relocate 11 sprinkler heads and delete 6 heads | 0777792 BC Ltd
SP-2023-00969 | 2023-06-05 | 1033 MARINASIDE CRESCENT #3807, Vancouver, BC V6Z 3A3 | Sprinkler Permit | Commercial | Renovation - Dwelling Unit(s) only | Issued | Commercial - UNIT #3807 - Add and relocate approx.12 sprinkler heads >BP: #3807 Interior alterations to provide residential tenant improvements to #3807 on the 38th level of this existing multiple dwelling building on the site. *****This application does not include any of the following: 1. Not more than 20 sprinklers (add, relocate, or remove), 2. hydraulic calculations, 3. change in occupancy and /or hazard classification, 4. warehouse storage arrangements, 5. mobile compact storage arrangements, 6. alternative solutions, 7. changes to the sprinkler system supply piping (e.g. valves, mains, cross-mains, branch-lines, etc.), or 8. flexible sprinkler pipe. | 0777792 BC Ltd
PP-2023-02570 | 2023-07-19 | 1033 MARINASIDE CRESCENT #3807, Vancouver, BC V6Z 3A3 | Plumbing Permit | Commercial | Renovation - Dwelling Unit(s) only | Issued | Commercial - UNIT #3807 - Condo Reno >BP: #3807 Interior alterations to provide residential tenant improvements to #3807 on the 38th level of this existing multiple dwelling building on the site. Note: separate mechanical permit is required for the installation of the heat pump. AMEND: AUG 15/2023 Unable to find a solution for the bar sink/ little sump. Please remove this from our permit. | Pacific Peak to Peak Plumbing & Heating Ltd
EP-2023-04780 | 2023-07-12 | 238 ALVIN NAROD MEWS #904, Vancouver, BC V6B 5Z3 | Electrical Permit | Commercial | Renovation - Dwelling Unit(s) only | Completed | Installation / Repair - Commercial - Adding 1 plug , 2 lights on existing circuits and floor heat for one room - No structural work | Zenergy Electric Ltd
EP-2023-01930 | 2023-03-14 | 1099 MARINASIDE CRESCENT #803, Vancouver, BC V6Z 2Z3 | Electrical Permit | Residential | Renovation | Completed | Installation / Repair - Residential - We installed a circuit for a heat pump | Douglas Millington o/a Moose Electric
MP-2022-00294 | 2022-09-28 | 1099 MARINASIDE CRESCENT #803, Vancouver, BC V6Z 2Z3 | Mechanical Permit | NULL | NULL | Completed | NULL | Ashton Service Group/Ashton Mechanical Ltd.
MP-2022-00131 | 2022-08-19 | 1099 MARINASIDE CRESCENT #901, Vancouver, BC V6Z 2Z3 | Mechanical Permit | NULL | NULL | Completed | NULL | Milani Electric Limited
EP-2022-09008 | 2022-10-24 | 1099 MARINASIDE CRESCENT #901, Vancouver, BC V6Z 2Z3 | Electrical Permit | Residential | Renovation | Completed | Installation / Repair - Residential - Elecrtcial supply for Dsplit MP-2022-00131 Amend: Feb 10, 2023 updated load calculation | Milani Electric Limited
EP-2022-03250 | 2022-04-22 | 1600 HOWE STREET #801, Vancouver, BC V6Z 2L9 | Electrical Permit | Residential | Renovation - Dwelling Unit(s) only | Completed | Installation / Repair - Residential - Apt reno Lighting, new circuits, floor heat >BP: Interior alterations to provide improvements to this existing residential unit #801 on the 8th floor in this existing mixed use building on this site. Scope of work includes replacing the counter tops & cabinets and reconfiguring the fixtures in the kitchen; installing a new bar with sink in the dining room; replacing a bathtub; installing new exterior balcony sliding doors; reducing the size of an existing post and wall in the living room; and replacing the gas fireplace with an in wall electric heater. OK for Field Review per Kim Vogt Ok for DB per Hamid POD March 9, 2021 Notes: - Energy Upgrade: E2 - Lighting - Install energy efficient lighting fixtures (single occupied space area) - DBI to determine on site if Schedule B, Structural is required - Schedule D, Matthew Dudzinski, 604-520-6456, EXT 109 - This level is not sprinklered (only L1 to P3 are) | TCA Industries Ltd
PP-2022-01552 | 2022-05-05 | 1600 HOWE STREET #801, Vancouver, BC V6Z 2L9 | Plumbing Permit | Commercial | Renovation | Completed | Commercial - Plumbing re: condo renovation > #801 Interior alterations to provide improvements to this existing residential unit #801 on the 8th floor in this existing mixed use building on this site. Scope of work includes replacing the counter tops & cabinets and reconfiguring the fixtures in the kitchen; installing a new bar with sink in the dining room; replacing a bathtub; installing new exterior balcony sliding doors; reducing the size of an existing post and wall in the living room; and replacing the gas fireplace with an in wall electric heater. | Conor Whyte Plumbing And Heating Limited
EP-2022-01989 | 2022-05-03 | 1288 MARINASIDE CRESCENT #307, Vancouver, BC V6Z 2W5 | Electrical Permit | Residential | Renovation | Completed | Installation / Repair - Residential - kitchen renovation: re and re pot lights | F & S Electrical Ltd
PP-2022-00124 | 2022-01-20 | 1288 MARINASIDE CRESCENT #307, Vancouver, BC V6Z 2W5 | Plumbing Permit | Commercial | Renovation - Dwelling Unit(s) only | Completed | Commercial - bathroom and kitchen reno | BD Plumbing
EP-2023-10643 | 2023-12-13 | 1600 HOWE STREET #301, Vancouver, BC V6Z 2L9 | Electrical Permit | Commercial | Renovation | Issued | Installation / Repair - Commercial - Wiring for lighting, relocating few switches and circuit in the kitchen, wiring for heat pump removing baseboard heaters as noted , option is to keep foyer baseboard heater, bathroom heater, and fire place. The rest space heaters are to be removed 5200W removed. The suite has 100A 3 phase service and panel.Yes, this suite has 3 phase , 4 wire .panel inside the suite The load calculation and heat pump spec have been uploaded. -MP-2023-02007 >BP: Interior alterations to renovate this existing Dwelling unit #301 on the 3rd floor of this existing Multiple Dwelling building on this site. | Levan Electrical Services Inc
PP-2023-04078 | 2023-11-20 | 1600 HOWE STREET #301, Vancouver, BC V6Z 2L9 | Plumbing Permit | Commercial | Renovation - Dwelling Unit(s) only | Issued | Commercial - - Repipe of the unit - Install two new shower valves and shower drains - Install a new steamer for the primary shower | Hippo Plumbing and Heating Ltd
MP-2023-02007 | 2023-11-10 | 1600 HOWE STREET #301, Vancouver, BC V6Z 2L9 | Mechanical Permit | NULL | NULL | Completed | NULL | Can-Am Air Conditioning Ltd
SP-2024-00086 | 2024-01-25 | 233 ROBSON STREET #3601, Vancouver, BC V6B 0E8 | Sprinkler Permit | Commercial | Renovation - Dwelling Unit(s) only | Issued | Commercial - UNIT #3601 - Interior alterations to renovate existing dwelling unit #3601 on level 32 of this existing mixed-use building. Ceiling in bathrooms will be raised. Each bathroom has a sprinkler that will be raised as well. >BP: Interior alterations to renovate this existing dwelling unit #3601 on the level 32 of this existing mixed use building on this site. *****This application does not include any of the following: 1. Not more than 20 sprinklers (add, relocate, or remove), 2. hydraulic calculations, 3. change in occupancy and /or hazard classification, 4. warehouse storage arrangements, 5. mobile compact storage arrangements, 6. alternative solutions, 7. changes to the sprinkler system supply piping (e.g. valves, mains, cross-mains, branch-lines, etc.), or 8. flexible sprinkler pipe. | Viking Fire Protection Inc
MP-2023-00373 | 2023-03-15 | 265 ROBSON STREET, Vancouver, BC V6B 0E7 | Mechanical Permit | NULL | NULL | Completed | NULL | ENVIRO-TECH MECHANICAL SERVICE
EP-2023-01226 | 2023-03-22 | 265 ROBSON STREET, Vancouver, BC V6B 0E7 | Electrical Permit | Commercial | Renovation | Completed | Installation / Repair - Commercial - Install power for 1 a/c unit - AC is new MP-2023-00373 | Vijay Kumar Sharma
GP-2023-01744 | 2023-06-05 | 255 ROBSON STREET, Vancouver, BC V6B 0E7 | Gas Permit | Residential | Renovation | Cancelled | Residential - Re&re tankless water heater | Milani Plumbing Heating & Air Conditioning Ltd
EP-2023-00788 | 2023-02-02 | 415 W 16TH AVENUE, Vancouver, BC V5Y 1Z2 | Electrical Permit | Residential | Addition | Completed | Installation / Repair - Residential - From breaker panel in kitchen, disconnect a 15 AMP heater breaker, install a 40 AMP breaker for a DCC -12 , cable is to go down 1 level to the crawl space, run the wire through the crawl space to the side of the house. Mount TECK cable on the fence (client's own fence, his neighbour has their own fence) and to the back of the yard into the garage. Total cable run is 30 meters, Use 8/2 TECK cable to hardwire into a Tesla Wall connector. (Client provide the charger) | Amor Energy Corporation
EP-2023-10928 | 2024-02-02 | 2549 YORK AVENUE, Vancouver, BC V6K 1E4 | Electrical Permit | Commercial | Tenant Improvement | Issued | Installation / Repair - Commercial - Installation of electric hot water tank. 1. Direct replacement 2. same physical size tank 3. No change to the service load 4. Same voltage ampacity and wattage | 0704121 BC Ltd
EP-2022-00892 | 2022-02-07 | 2547 YORK AVENUE, Vancouver, BC V6K 1E4 | Electrical Permit | Residential | Addition | Completed | Installation / Repair - Residential - 1) Outdoor parking stall. 2) Hard wired charger 3. 3) Branch circuit 40amps. 4) Charger Flo X5 5) Infrastructure completed in the past please refer to EP-2020-04718. | Hall Electrical Ltd
EP-2023-02980 | 2023-05-01 | 1053 RICHARDS STREET, Vancouver, BC V6B 0C2 | Electrical Permit | Residential | Renovation | Completed | Installation / Repair - Residential - move bathroom vanity lights in two bathrooms and replace pot lights with led slim lights. replace main floor bathroom fan with panasonic bathroom fan. | ELECTRICAL SAVVY CONTRACTING INC
EP-2022-00918 | 2022-02-07 | 1821 ROBSON STREET, Vancouver, BC V6G 1E4 | Electrical Permit | Commercial | Tenant Improvement | Issued | Installation / Repair - Commercial - Replacement of faulty fire alarm control panel. Note: This permit has been issued based on Bulletin 2018-004-BU/EL. | 0777792 BC Ltd
EP-2023-04279 | 2023-05-23 | 151 ATHLETES WAY #102, Vancouver, BC V5Y 0E5 | Electrical Permit | Residential | Addition | Completed | Installation / Repair - Residential - Installation of security system | ADT Security Services Canada Inc
EP-2023-04588 | 2023-06-01 | 221 UNION STREET #910, Vancouver, BC V6A 0B4 | Electrical Permit | Commercial | Renovation | Issued | Installation / Repair - Commercial - #910 Add counter receptacles according to drawings. Install 6 LED recessed Downlight. Install tape light under cabinet in Kitchen, Pantry, Vanity. Install strip light with motion sensor in pantry. Install outlet for dishwasher. Install outlet for fridge. Install 3 pendant light fixture above kitchen sink. | Technics Electric Ltd
MP-2023-00961 | 2023-06-01 | 151 ATHLETES WAY #401, Vancouver, BC V5Y 0E5 | Mechanical Permit | NULL | NULL | Completed | NULL | Allied Plumbing Heating and Air Conditioning
EP-2023-05876 | 2023-07-18 | 151 ATHLETES WAY #401, Vancouver, BC V5Y 0E5 | Electrical Permit | Commercial | Addition | Completed | Installation / Repair - Commercial - ¦ MURB/ HP ¦ Installation of circuit and wiring for heat pump -MP-2023-00961 -MCA: 16.6A | S1 ELECTRIC LTD
EP-2023-04658 | 2023-05-29 | 4827 MAIN STREET, Vancouver, BC V5V 3R9 | Electrical Permit | Commercial | Addition | Issued | Installation / Repair - Commercial - Low voltage installation of security alarm system. | ADT Security Services Canada Inc
EP-2023-03938 | 2023-05-05 | 4829 MAIN STREET, Vancouver, BC V5V 3R9 | Electrical Permit | Commercial | Renovation | Issued | Installation / Repair - Commercial - Remove/cleanup existing/unused electrical and data cables. Check existing circuits for proper operation & safety purposes. >Amend: Dec. 7th -Add cameras, camera system and wiring. Add 2 receptacles for treadmills. Data and power for front desk. Conduit and wiring for membership access. Add receptacle for comm rack. Data for WIFI devices. -The total job value is $10,000.00 | APP Electric Inc
GP-2022-02473 | 2022-08-19 | 1377 E 20TH AVENUE, Vancouver, BC V5V 1P4 | Gas Permit | Residential | Renovation | Completed | Residential - reandre of gas range | Coal Harbour Mechanical Ltd
GP-2023-01757 | 2023-06-07 | 1198 E 11TH AVENUE, Vancouver, BC V5T 2G3 | Gas Permit | Residential | Renovation | Issued | Residential - 1 Gas fireplace installation | 496302 BC Ltd
EP-2023-03778 | 2023-05-02 | 1514 E 12TH AVENUE, Vancouver, BC V5N 2A3 | Electrical Permit | Residential | Addition | Completed | Installation / Repair - Residential - Supply and install 40A Breaker in the Main Panel. Supply and install 8 AWG 3C NMD90, inside wall, to a DCC-12 at the ceiling line. Supply and install 8 AWG 3C NMD90 from the DCC-12 to a PVC Junction Box on the exterior wall. Trench from the house to the garage - minimum 26" deep. Supply and install 8 AWG 3C Teck with PVC Sheathing as required along exterior wall, into trench to garage. Supply and install Disconnect inside Garage. Supply and install 8 AWG 3C Teck from Disconnect to Owner Supplied EV Charger. Test connections and commission installation. Tidy site and dispose of garbage correctly and safely. | TDR Electric Inc
GP-2023-02732 | 2023-09-18 | 1514 E 12TH AVENUE, Vancouver, BC V5N 2A3 | Gas Permit | Residential | Tenant Improvement | Completed | Residential - Replace Boiler with high efficiency Boiler | Vancouver City Plumbing Inc
EP-2023-11319 | NULL | 2195 ALMA STREET, Vancouver, BC V6R 3R1 | Electrical Permit | Commercial | Addition | Application Incomplete | Installation / Repair - Commercial - We are installing a 40 amp car charger. The actual load will be 32 amps. | Darren Rowley
MP-2023-02198 | 2023-12-08 | 689 ABBOTT STREET #2005, Vancouver, BC V6B 0J2 | Mechanical Permit | NULL | NULL | Completed | NULL | Ferenc Nagy
EP-2023-08497 | 2023-10-04 | 689 ABBOTT STREET #2005, Vancouver, BC V6B 0J2 | Electrical Permit | Commercial | Tenant Improvement | Issued | Installation / Repair - Commercial - Heat pump wiring Using a Divvee and tying it into the dryer as it's the same load. | EURO TECH ELECTRIC LTD.
EP-2023-11165 | NULL | 268 BEACH CRESCENT, Vancouver, BC V6Z 0A7 | Electrical Permit | Commercial | Renovation - Dwelling Unit(s) only | Applicant Revisions | Installation / Repair - Commercial - rework wiring for kitchen and bathrooms, power up in floor heating where needed, lighting throughout suite, and increase suite power to 200 amps, Alarm and low voltage wiring.. -The service is an upgrade from 125 amp to 200 amps -we will be removing the old cable from the meter stack and installing a new separate 200 amp meter base with a 200 amp integrated breaker. We will run a new 3c250acwu cable from the meterbase to the new panel that will be replacing the existing panel >BP: Interior alterations to this dwelling unit in this existing multiple dwelling building on this site. Letter of assurance submitted: - Sch B (Archl): D.J. Zibrik, P.Eng., 604.634.0912 - Sch A/B (Structural): Tim Lam, P.Eng., 604.255.7670 | ELECTRICAL SAVVY CONTRACTING INC
GP-2022-01256 | 2022-04-21 | 3773 MAXWELL STREET, Vancouver, BC V5N 3Y6 | Gas Permit | Residential | Renovation | Completed | Residential - Re&Re Tankless BTU: 199.000 | Milani Plumbing Heating & Air Conditioning Ltd
PP-2022-04151 | 2022-11-18 | 1428 CEDAR COTTAGE MEWS, Vancouver, BC V5N 5Z1 | Plumbing Permit | Commercial | Renovation | Completed | Commercial - One drinking fountain to be added in building. - the drinking fountain is inside the building | Four Lakes Mechanical LTD
SP-2023-00871 | 2023-05-17 | 1460 CEDAR COTTAGE MEWS, Vancouver, BC V5N 5Z1 | Sprinkler Permit | Commercial | Tenant Improvement | Completed | Commercial - Delete 2 heads add 1 head relocate 2 heads >DB: 1460 Cedar Cottage Mews Including the letter of operation from Talia Erickson of Scamps Grooming dated March 7, 2023 to provide interior alterations and a change of use of approximately 709 sq. ft. from Retail Store to Similar to Animal Clinic (Animal Grooming only) in this unit at 1460 Cedar Cottage Mews on the ground floor of existing mixed-use building on this site. No animal daycare, overnight care or outdoor dog runs are permitted. *****This application does not include any of the following: 1. Not more than 20 sprinklers (add, relocate, or remove), 2. hydraulic calculations, 3. change in occupancy and /or hazard classification, 4. warehouse storage arrangements, 5. mobile compact storage arrangements, 6. alternative solutions, 7. changes to the sprinkler system supply piping (e.g. valves, mains, cross-mains, branch-lines, etc.), or 8. flexible sprinkler pipe. | Mountain Fire Protection Ltd
EP-2023-02831 | 2023-04-19 | 1460 CEDAR COTTAGE MEWS, Vancouver, BC V5N 5Z1 | Electrical Permit | Commercial | Renovation | Completed | Installation / Repair - Commercial - Install receptacles and changing light fixtures; swapping out two light fixtures. >BP: Including the letter of operation from Talia Erickson of Scamps Grooming dated March 7, 2023 to provide interior alterations and a change of use of approximately 709 sq. ft. from Retail Store to Similar to Animal Clinic (Animal Grooming only) in this unit at 1460 Cedar Cottage Mews on the ground floor of existing mixed-use building on this site. No animal daycare, overnight care or outdoor dog runs are permitted. OK for Field Review per J.Zhang Note: 1. OK to process as DB for change of use as per Mahdi Tavanpour, December 1, 2022 2. District Building Inspector to determine if Structural submission is required for 80" high cabinet. 3. No translucent or opaque film, artwork, posters, shelving, display cases or similar elements are to be installed on or directly outside or inside of the approved glazing frontages and windows. | CF Electrical Services ltd
PP-2023-01041 | 2023-03-27 | 1460 CEDAR COTTAGE MEWS, Vancouver, BC V5N 5Z1 | Plumbing Permit | Commercial | Renovation | Completed | Commercial - adding fixtures for renovation >BP: 1460 Cedar Cottage Mews Including the letter of operation from Talia Erickson of Scamps Grooming dated March 7, 2023 to provide interior alterations and a change of use of approximately 709 sq. ft. from Retail Store to Similar to Animal Clinic (Animal Grooming only) in this unit at 1460 Cedar Cottage Mews on the ground floor of existing mixed-use building on this site. No animal daycare, overnight care or outdoor dog runs are permitted. April 17/2023-AMEND add 1 RPBA backflow preventer | BD Plumbing
EP-2024-00455 | 2024-01-25 | 1560 HOMER MEWS #1602, Vancouver, BC V6Z 0A5 | Electrical Permit | Residential | Renovation - Dwelling Unit(s) only | Issued | Installation / Repair - Residential - Installation of new LED lighting, new branch circuits to kitchen, bathroom & bedrooms; Led strip lighting in the coves; Dimmers throughout. Remove and reinstall existing Fire alarm speakers to allow for drop ceiling. Installation of additional 120 volt smoke alarms. | WESTPEAK ELECTRICAL LTD
PP-2024-00092 | 2024-01-11 | 1560 HOMER MEWS #1602, Vancouver, BC V6Z 0A5 | Plumbing Permit | Residential | Renovation | Issued | Residential - Renovation | Greywater Plumbing And Heating Inc
EP-2024-00641 | 2024-01-30 | 1560 HOMER MEWS #1602, Vancouver, BC V6Z 0A5 | Electrical Permit | Commercial | Renovation - Dwelling Unit(s) only | Issued | Installation / Repair - Commercial - Installation of Class 2 Circuits to include: Audio, Video, Network and Cameras. >BP: Interior alterations to provide improvements to dwelling unit #1602 on the 16th floor of this multiple dwelling building on this site. OK for DTI per W. Wong August 2, 2023 | Pure Image Technology Solutions Ltd
EP-2022-03786 | 2022-05-10 | 1560 HOMER MEWS #1802, Vancouver, BC V6Z 0A5 | Electrical Permit | Residential | Renovation - Dwelling Unit(s) only | Completed | Installation / Repair - Residential - Move ceiling fixture electrical box approximately 15" over -simply moving a ceiling fixture over to be centered above the new dining room table | TCA Industries Ltd
PP-2023-02302 | 2023-09-29 | 1560 HOMER MEWS #2000, Vancouver, BC V6Z 0A5 | Plumbing Permit | Commercial | Renovation - Dwelling Unit(s) only | Issued | Commercial - tenant improvement work, washroom and kitchen fixtures being added >BP: Interior alterations to provide improvements to this existing dwelling unit #2000 on the 20th floor in this existing multiple dwelling building on this site. OK for field review as per Thyda King. Revision #1 - Revised to stairs & guardrail - Level 20 & 21 - Removed wall shelf in living room - Level 20 - Drainage trench in-filled & cover for spa & swimming pool - Added balancing dampers - M-01 - Revised plumbing finishes to level 20 & 21 - Lighting plans change to level 20 & 21 - Rough in for auto door openers at two locations on level 20 Schedule A - Walter Francl P.Eng (604.688.3252) Schedule B - Walter Francl P.Eng (604.688.3252) - Architectural Schedule B - K.K.A Lam P.Eng (604.684.3412) - Mechanical, Plumbing Energy upgrade: L2 - Lighting - Install lighting dimmer, timers, and/or motion detectors on interior lights | Tino Mechanical Ltd
EP-2023-05553 | 2023-08-30 | 1560 HOMER MEWS #2000, Vancouver, BC V6Z 0A5 | Electrical Permit | Commercial | Renovation - Dwelling Unit(s) only | Issued | Installation / Repair - Commercial - Rewire Penthouse to current code. Rough wire and finishing. >BP: #2000 (20th floor) - 1560 Homer Mews #2000 (20th floor) - 1560 Homer Mews Interior alterations to provide improvements to this existing dwelling unit #2000 on the 20th floor in this existing multiple dwelling building on this site. OK for field review as per Thyda King. Revision #1 - Revised to stairs & guardrail - Level 20 & 21 - Removed wall shelf in living room - Level 20 - Drainage trench in-filled & cover for spa & swimming pool - Added balancing dampers - M-01 - Revised plumbing finishes to level 20 & 21 - Lighting plans change to level 20 & 21 - Rough in for auto door openers at two locations on level 20 Schedule A - Walter Francl P.Eng (604.688.3252) Schedule B - Walter Francl P.Eng (604.688.3252) - Architectural Schedule B - K.K.A Lam P.Eng (604.684.3412) - Mechanical, Plumbing Energy upgrade: L2 - Lighting - Install lighting dimmer, timers, and/or motion detectors on interior lights | Fitterer Electric Ltd
SP-2024-00017 | 2024-01-05 | 2636 E HASTINGS STREET #214, Vancouver, BC V5K 0A4 | Sprinkler Permit | Commercial | Renovation | Issued | Commercial - Move sprinkler from old closet location to new framed closet >BP: #214 Interior alterations to provide improvements to this dwelling unit #214 on the second floor of this multiple dwelling building on this site. Work to replace window to enclosed balcony with sliding doors. | Fire Busters Inc
EP-2024-00009 | NULL | 689 ABBOTT STREET #906, Vancouver, BC V6B 0J2 | Electrical Permit | Residential | Tenant Improvement | Applicant Revisions | Installation / Repair - Residential - Wiring heat pump with LOAD SHARE DEVICE (No additional load will be added) | EURO TECH ELECTRIC LTD.
MP-2024-00046 | 2024-01-10 | 689 ABBOTT STREET #906, Vancouver, BC V6B 0J2 | Mechanical Permit | NULL | NULL | Issued | NULL | Ferenc Nagy
GP-2023-04184 | 2023-12-22 | 5421 WILLOW STREET, Vancouver, BC V5Z 3S3 | Gas Permit | Residential | Renovation | Completed | Residential - Wolf 30" Gas Cooktop | Han Appliances & Refrigeration Ltd
MP-2023-00864 | 2023-05-16 | 2020 W 12TH AVENUE #403, Vancouver, BC V6J 0C5 | Mechanical Permit | NULL | NULL | Completed | NULL | Western Pacific Mechanical Ltd
EP-2023-04431 | 2023-06-01 | 2020 W 12TH AVENUE #403, Vancouver, BC V6J 0C5 | Electrical Permit | Residential | Renovation - Dwelling Unit(s) only | Completed | Installation / Repair - Residential - Heat pump installation | Wicks Electric Inc
NULL | NULL | 2020 W 12TH AVENUE #403, Vancouver, BC V6J 0C5 | Mechanical Permit | NULL | NULL | Draft | NULL | Spire Refrigeration Ltd
EP-2022-04768 | 2022-06-29 | 2020 W 12TH AVENUE #408, Vancouver, BC V6J 0C5 | Electrical Permit | Residential | Tenant Improvement | Completed | Installation / Repair - Residential - Install heat pump on balcony | Spire Refrigeration Ltd
EP-2024-00563 | NULL | 33 SMITHE STREET #1705, Vancouver, BC V6B 0B5 | Electrical Permit | Commercial | Renovation | Submitted | Installation / Repair - Commercial - Electric supply for dsplit MP-2024-00091 | Milani Electric Limited
MP-2024-00091 | 2024-01-22 | 33 SMITHE STREET #1705, Vancouver, BC V6B 0B5 | Mechanical Permit | NULL | NULL | Issued | NULL | Milani Plumbing Heating & Air Conditioning Ltd
PP-2022-00473 | 2022-02-11 | 33 W PENDER STREET #805, Vancouver, BC V6B 0E5 | Plumbing Permit | Commercial | Tenant Improvement | Completed | Commercial - SUITE #805 - Upgrading vanity in ensuite from 1 wash basin to 2 wash basins. #805 To permit interior alterations to #805 in this existing multiple dwelling building on this site. Scope to Include: Updates to the vanity in both bathrooms, new cabinetry and updated appliances in kitchen, new cabinets in the entry | Gabriel Khoo
EP-2022-01304 | 2022-02-18 | 2030 W 3RD AVENUE, Vancouver, BC V6J 1L5 | Electrical Permit | Residential | New | Completed | Installation / Repair - Residential - INSTALLATION OF CCTV CAMERAS | Telus Custom Security Systems Inc
PP-2022-04183 | 2022-11-21 | 1128 W GEORGIA STREET #4702, Vancouver, BC V6E 0A8 | Plumbing Permit | Residential | Renovation | Completed | Residential - move kitchen drainage slightly to new wall and install new fixtures. install new bathtubs, showers, toilets and sinks as well >BP: #4702 - 47TH Floor Interior alterations to provide improvements to the existing dwelling unit 4702 on the 47th floor in the existing mixed use building on this site. Work to include: adding interior walls, relocate kitchen, new flooring, alterations to plumbing, electrical, gas, sprinklers to suite new layout. | Precise Plumbing & Heating Inc
SP-2022-02053 | 2022-12-12 | 1128 W GEORGIA STREET #4702, Vancouver, BC V6E 0A8 | Sprinkler Permit | Commercial | Renovation - Dwelling Unit(s) only | Completed | Commercial - add new concealed heads into ceilings >BP: #4702 - 47TH Floor Interior alterations to provide improvements to the existing dwelling unit 4702 on the 47th floor in the existing mixed use building on this site. Work to include: adding interior walls, relocate kitchen, new flooring, alterations to plumbing, electrical, gas, sprinklers to suite new layout. >>*****This application does not include any of the following: 1. Not more than 20 sprinklers (add, relocate, or remove), 2. hydraulic calculations, 3. change in occupancy and /or hazard classification, 4. warehouse storage arrangements, 5. mobile compact storage arrangements, 6. alternative solutions, 7. changes to the sprinkler system supply piping (e.g. valves, mains, cross-mains, branch-lines, etc.), or 8. flexible sprinkler pipe. | Five Star Fire Protection Ltd
EP-2023-00405 | 2023-01-18 | 1128 W GEORGIA STREET #4702, Vancouver, BC V6E 0A8 | Electrical Permit | Residential | Renovation - Dwelling Unit(s) only | Completed | Installation / Repair - Residential - Low voltage: data and speaker wiring >BP: Interior alterations to provide improvements to the existing dwelling unit 4702 on the 47th floor in the existing mixed use building on this site. Work to include: adding interior walls, relocate kitchen, new flooring, alterations to plumbing, electrical, gas, sprinklers to suite new layout. OK for DTI per D. Langevin, Feb 24, 2022 | LVT Installations
EP-2022-10806 | 2023-01-11 | 1128 W GEORGIA STREET #4702, Vancouver, BC V6E 0A8 | Electrical Permit | Residential | Renovation - Dwelling Unit(s) only | Completed | Installation / Repair - Residential - kitchen and bathrooms re-wire, lighting through out >BP: #4702 - 47TH Floor Interior alterations to provide improvements to the existing dwelling unit 4702 on the 47th floor in the existing mixed use building on this site. Work to include: adding interior walls, relocate kitchen, new flooring, alterations to plumbing, electrical, gas, sprinklers to suite new layout. | F & S Electrical Ltd
MP-2023-01617 | 2023-09-05 | 5435 WILLOW STREET, Vancouver, BC V5Z 3S3 | Mechanical Permit | NULL | NULL | Issued | NULL | 1236318 BC Ltd DBA Aquatech Vancouver
EP-2023-07478 | 2023-10-19 | 5435 WILLOW STREET, Vancouver, BC V5Z 3S3 | Electrical Permit | Commercial | Renovation | Completed | Installation / Repair - Commercial - Wiring for mini Split A/C *MP-2023-01617: Issued (Heating and Cooling) MOP: 25A BBH Removal: 4800W | Mountain Point Electrical Inc.
MP-2023-01564 | 2023-08-23 | 689 ABBOTT STREET #602, Vancouver, BC V6B 0J2 | Mechanical Permit | NULL | NULL | Completed | NULL | Ferenc Nagy
EP-2023-10495 | NULL | 689 ABBOTT STREET #602, Vancouver, BC V6B 0J2 | Electrical Permit | Commercial | Addition | Applicant Revisions | Installation / Repair - Commercial - ¦ MURB- HP ¦ Wiring heat pump (20 amp) *MP-2023-01564: Completed (Heating and Cooling) -Mechanical permit has been completed for the installation of heat pump. Any future electrical work completed without an electrical permit will result in WWOP fees | EURO TECH ELECTRIC LTD.
EP-2023-08649 | NULL | 987 E 21ST AVENUE, Vancouver, BC V5V 1S4 | Electrical Permit | Residential | Renovation - Dwelling Unit(s) only | Applicant Revisions | Installation / Repair - Residential - ¦ MURB/ HP ¦ a circuit will be installed for a heat pump *MP-2023-00269: Completed (Heating and Cooling) ¦ WWOP applied | Douglas Millington o/a Moose Electric
MP-2023-00269 | 2023-03-01 | 987 E 21ST AVENUE, Vancouver, BC V5V 1S4 | Mechanical Permit | NULL | NULL | Completed | NULL | Ashton Service Group/Ashton Mechanical Ltd.
EP-2022-08551 | 2022-10-11 | 2770 SOPHIA STREET #1204, Vancouver, BC V5T 0A4 | Electrical Permit | Residential | Renovation | Completed | Installation / Repair - Residential - Electrical supply for Dsplit #1204 Exterior and interior alterations to add a heat pump on the balcony and a second heat pump on the roof deck of dwelling unit #1204 at this existing multiple dwelling building on this site. | Milani Electric Limited
MP-2022-00397 | 2022-10-13 | 2770 SOPHIA STREET #1204, Vancouver, BC V5T 0A4 | Mechanical Permit | NULL | NULL | Completed | NULL | Milani Electric Limited
GP-2023-03893 | 2023-12-06 | 4160 INVERNESS STREET, Vancouver, BC V5V 4W7 | Gas Permit | Residential | Renovation | Issued | Residential - removal of a boiler and install a new one | High Mark Mechanical Services Ltd
EP-2023-02539 | 2023-03-24 | 181 ATHLETES WAY #604, Vancouver, BC V5Y 0E5 | Electrical Permit | Residential | Tenant Improvement | Completed | Installation / Repair - Residential - Moving a few kitchen circuits around and installing strip lights. No structural work being done just a re-vamp of the kitchen. | TY Electric Inc
PP-2023-01996 | 2023-06-05 | 181 ATHLETES WAY #604, Vancouver, BC V5Y 0E5 | Plumbing Permit | Commercial | Renovation | Completed | Commercial - UNIT #606 - kitchen sink dw and fridge box | Reactive Plumbing & Heating Ltd
SP-2023-01220 | NULL | 181 ATHLETES WAY #604, Vancouver, BC V5Y 0E5 | Sprinkler Permit | Commercial | Renovation | Application Incomplete | Commercial - Relocate (x1) laundry sprinkler head over. Cap off (x1) head up in ceiling space. | Fire Pro Fire Protection Ltd.
EP-2023-03821 | NULL | 405 SKEENA STREET #302, Vancouver, BC V5K 0A3 | Electrical Permit | Residential | Renovation - Dwelling Unit(s) only | Withdrawn | Installation / Repair - Residential - install two Ceiling fans 1 ceiling fan in master bedroom 1 ceiling fan in Living room | Wiens Electrical Services Ltd
NULL | NULL | 2636 E HASTINGS STREET #313, Vancouver, BC V5K 0A4 | Gas Permit | Residential | Renovation | Draft | Residential - re/re of range | Resilient Plumbing & Heating Inc
EP-2022-10798 | 2023-02-21 | 2260 W 39TH AVENUE #901, Vancouver, BC V6M 1T9 | Electrical Permit | Residential | Renovation - Dwelling Unit(s) only | Completed | Installation / Repair - Residential - Relocation of Receptacles, Switches for built out walls, misc addition of plugs and wall sconces in main bedroom -No structural work being done, cutting drywall to add electrical on 3 walls | CSK Electric Inc
MP-2023-01740 | 2023-09-25 | 181 ATHLETES WAY #802, Vancouver, BC V5Y 0E5 | Mechanical Permit | NULL | NULL | Completed | NULL | Allied Plumbing Heating and Air Conditioning
EP-2023-09056 | 2024-01-16 | 181 ATHLETES WAY #802, Vancouver, BC V5Y 0E5 | Electrical Permit | Commercial | Addition | Completed | Installation / Repair - Commercial - ¦ MURB/ HP ¦ -Installation of heat pump circuit *MP-2023-01740: Issued (Cooling) | S1 ELECTRIC LTD
GP-2023-00657 | 2023-02-24 | 2163 NAPIER STREET, Vancouver, BC V5L 2P1 | Gas Permit | Residential | Renovation | Completed | Residential - Supply & install one Combi Boiler | MCKIM MECHANICAL
EP-2023-06927 | 2023-10-11 | 125 MILROSS AVENUE #1501, Vancouver, BC V6A 0A1 | Electrical Permit | Commercial | Renovation | Completed | Installation / Repair - Commercial - Electrical supply for Dsplit *MP-2023-01386: Issued (Heating and Cooling) | Milani Electric Limited
MP-2023-01386 | 2023-07-28 | 125 MILROSS AVENUE #1501, Vancouver, BC V6A 0A1 | Mechanical Permit | NULL | NULL | Completed | NULL | Milani Plumbing Heating & Air Conditioning Ltd
NULL | NULL | 538 SMITHE STREET #407, Vancouver, BC V6B 0A6 | Mechanical Permit | NULL | NULL | Draft | NULL | NULL
PP-2022-04504 | 2022-12-19 | 1468 W 14TH AVENUE #502, Vancouver, BC V6H 0A2 | Plumbing Permit | Commercial | Renovation - Dwelling Unit(s) only | Completed | Commercial - Re&Re kitchen, main bathroom, and ensuite bathroom. >BP: Interior alterations to provide improvements to dwelling unit #502 on the 5th floor of this multiple dwelling building on this site. Scope of work: New kitchen layout and Re & Re bathrooms. New energy efficient lightings in kitchen and bathrooms. E2 Upgrade: Lighting - Upgrade to incorporate Automatic Partial OFF (per 9.4.1.1.(g) of ASHRAE 90.1-2016) OK for Field Review per W.Wong August 11, 2022 | KP Plumbing & Heating Inc
EP-2022-09831 | 2022-11-21 | 1468 W 14TH AVENUE #502, Vancouver, BC V6H 0A2 | Electrical Permit | Residential | Renovation | Completed | Installation / Repair - Residential - Kitchen/Bathroom Renovation. Install new LED flat panel lights, under cabinet lighting and new outlets/switches. Re-wire appliances for new units. >BP: #502 Interior alterations to provide improvements to dwelling unit #502 on the 5th floor of this multiple dwelling building on this site. Scope of work: New kitchen layout and Re & Re bathrooms. New energy efficient lightings in kitchen and bathrooms. E2 Upgrade: Lighting - Upgrade to incorporate Automatic Partial OFF (per 9.4.1.1.(g) of ASHRAE 90.1-2016) | Castle Electric Inc
EP-2022-10119 | 2022-12-01 | 3308 W 2ND AVENUE, Vancouver, BC V6R 1J1 | Electrical Permit | Residential | Addition | Completed | Installation / Repair - Residential - -Supply and install 40A breaker in House Panel -Supply and install 8 AWG 3C Teck from House Panel to EV Charger Plug Location -Supply and install 14-50R Plug and associated Back Box -Test connections and commission installation | TDR Electric Inc
PP-2022-01873 | 2022-06-02 | 602 CITADEL PARADE #1207, Vancouver, BC V6B 1X2 | Plumbing Permit | Residential | Renovation | Completed | Residential - Replace kitchen sink , vanity and toilet No structural work | Mirage Plumbing Ltd
MP-2023-01385 | 2023-07-28 | 531 BEATTY STREET #703, Vancouver, BC V6B 0C5 | Mechanical Permit | NULL | NULL | Completed | NULL | Milani Plumbing Heating & Air Conditioning Ltd
EP-2023-06926 | 2023-09-12 | 531 BEATTY STREET #703, Vancouver, BC V6B 0C5 | Electrical Permit | Commercial | Renovation | Completed | Installation / Repair - Commercial - Electrical supply for Dsplit -MP-2023-01385 Total heat of 40 amps has been removed and a new 25 amps breaker is installed in place, for the new installation | Milani Electric Limited
EP-2022-06259 | 2022-07-26 | 125 MILROSS AVENUE #604, Vancouver, BC V6A 0A1 | Electrical Permit | Commercial | Tenant Improvement | Completed | Installation / Repair - Commercial - - No change to existing service - Electrical install for heat pump - BP not required - Mechanical Permit to be obtained | Moore And Russell Heating And Air Conditioning Ltd
MP-2022-00054 | 2022-07-29 | 125 MILROSS AVENUE #604, Vancouver, BC V6A 0A1 | Mechanical Permit | NULL | NULL | Completed | NULL | Moore And Russell Heating And Air Conditioning Ltd
EP-2022-04352 | 2022-05-26 | 1088 W 14TH AVENUE #503, Vancouver, BC V6H 0A6 | Electrical Permit | Residential | Renovation | Completed | Installation / Repair - Residential - Renovation of kitchen and master bathroom. New LED pot lights installed throughout. Kitchen Range to change location. New 20 Amp kitchen counter plug circuits to be installed. >BP: Interior alterations to provide improvements to this existing dwelling unit (Unit 503) on the 5th floor of this existing multiple dwelling building on this site. Scope of work to include new kitchen layout, replace gas fireplace with electric fire place and new recessed LED lights and work related to electrical, plumbing and gas. Notes: 1. Building inspector to determine on site if a separate sprinkler permit is required. 2. Energy Upgrade: E2 - Appliances - Upgrade to an Energuide / Energy Star appliance (fridge, dishwasher) | Wagman Electrical Systems Inc
PP-2022-02060 | 2022-06-14 | 1088 W 14TH AVENUE #503, Vancouver, BC V6H 0A6 | Plumbing Permit | Residential | Renovation | Completed | Residential - renovate bathroom and kitchen >BP: Unit 503- 5th Floor Interior alterations to provide improvements to this existing dwelling unit (Unit 503) on the 5th floor of this existing multiple dwelling building on this site. Scope of work to include new kitchen layout, replace gas fireplace with electric fire place and new recessed LED lights and work related to electrical, plumbing and gas. | Reactive Plumbing & Heating Ltd
MP-2022-00702 | 2022-12-13 | 125 MILROSS AVENUE #1206, Vancouver, BC V6A 0A1 | Mechanical Permit | NULL | NULL | Completed | NULL | Milani Electric Limited
EP-2022-10532 | 2022-12-20 | 125 MILROSS AVENUE #1206, Vancouver, BC V6A 0A1 | Electrical Permit | Residential | Renovation | Completed | Installation / Repair - Residential - Electrical supply for Dsplit MP-2022-00702 | Milani Electric Limited
PP-2023-01291 | 2023-04-14 | 125 MILROSS AVENUE #1206, Vancouver, BC V6A 0A1 | Plumbing Permit | Commercial | Renovation - Dwelling Unit(s) only | Completed | Commercial - remove tub and replace with shower. remove shower and replace with washing machine. >BP: Interior alterations to renovate this unit #1206 on the 12th floor of this existing multiple dwelling building on this site. E2 - SWH - Install low flow shower heads in all showers. | Cypress Plumbing And Heating Ltd
PP-2023-03509 | 2023-10-05 | 8 SMITHE MEWS #2303, Vancouver, BC V6B 0A5 | Plumbing Permit | Commercial | Renovation - Dwelling Unit(s) only | Completed | Commercial - Re and re 2 bathrooms >BP: #2303 - 23rd Floor Interior alterations to provide improvements to dwelling unit #2303 on the 23rd floor of this multiple dwelling building on this site. | Milton R P Gardner
EP-2023-08947 | 2023-10-04 | 8 SMITHE MEWS #2303, Vancouver, BC V6B 0A5 | Electrical Permit | Residential | Renovation | Completed | Installation / Repair - Residential - Small Washroom renovation. Re/re bathroom fans. Re/re pot lights. >BP: Interior alterations to provide improvements to dwelling unit #2303 on the 23rd floor of this multiple dwelling building on this site. OK for DTI per W. Wong August 8, 2023 | DLP Electrical Ltd
EP-2023-08760 | 2023-09-28 | 1961 COLLINGWOOD STREET #210, Vancouver, BC V6R 3K6 | Electrical Permit | Residential | Addition | Issued | Installation / Repair - Residential - Installation of security system. | ADT Security Services Canada Inc
EP-2023-10693 | NULL | 1961 COLLINGWOOD STREET #210, Vancouver, BC V6R 3K6 | Electrical Permit | Residential | Renovation | Application Incomplete | Installation / Repair - Residential - Wiring for mini split heat pump | Mountain Point Electrical Inc.
MP-2023-02103 | 2023-11-28 | 1961 COLLINGWOOD STREET #210, Vancouver, BC V6R 3K6 | Mechanical Permit | NULL | NULL | Issued | NULL | 1236318 BC Ltd DBA Aquatech Vancouver
MP-2023-01845 | 2023-10-16 | 1961 COLLINGWOOD STREET #219, Vancouver, BC V6R 3K6 | Mechanical Permit | NULL | NULL | Completed | NULL | Reactive Plumbing & Heating Ltd
EP-2022-05083 | 2022-06-17 | 1189 MELVILLE STREET #606, Vancouver, BC V6E 4T8 | Electrical Permit | Residential | Renovation | Completed | Installation / Repair - Residential - Renovating bathroom for apartment -installing 2 pot lights and Relocating vanity light | Wardenclyffe Electrical Ltd
PP-2022-02108 | 2022-06-27 | 1189 MELVILLE STREET #606, Vancouver, BC V6E 4T8 | Plumbing Permit | Residential | Renovation | Completed | Residential - Bathroom Renovation | Modern Blue Mechanical Ltd
EP-2022-08576 | 2022-10-11 | 788 HAMILTON STREET #2606, Vancouver, BC V6B 0E9 | Electrical Permit | Residential | Renovation | Completed | Installation / Repair - Residential - UNIT# 2606 Install circuit for microwave Add one potlight in kitchen | Aaron Ronald Thom
EP-2023-03739 | 2023-05-01 | 788 HAMILTON STREET #2606, Vancouver, BC V6B 0E9 | Electrical Permit | Commercial | Renovation - Dwelling Unit(s) only | Completed | Installation / Repair - Commercial - -relocate receptacle for wall moun tv in bedroom -install wall mount for tv -install hdmi cable -install new receptacles in island -relocate receptacle in bedroom for plug in strip lighting -install strip lighting | Aaron Ronald Thom
SP-2023-01719 | 2023-09-19 | 788 HAMILTON STREET #2606, Vancouver, BC V6B 0E9 | Sprinkler Permit | Commercial | Tenant Improvement | Completed | Commercial - UNIT #2606 - Add Sprinkler Head >BP: Interior alterations to renovate this existing dwelling unit #2606 on the 26th floor of this existing multiple dwelling building on this site. *****This application does not include any of the following: 1. Not more than 20 sprinklers (add, relocate, or remove), 2. hydraulic calculations, 3. change in occupancy and /or hazard classification, 4. warehouse storage arrangements, 5. mobile compact storage arrangements, 6. alternative solutions, 7. changes to the sprinkler system supply piping (e.g. valves, mains, cross-mains, branch-lines, etc.), or 8. flexible sprinkler pipe. | Viking Fire Protection Inc
PP-2023-01294 | 2023-04-14 | 3595 W 18TH AVENUE #102, Vancouver, BC V6S 1A9 | Plumbing Permit | Residential | Renovation | Completed | Residential - Re&re plumbing fixtures Relocate washing machine >BP:Interior alterations to provide improvements to this existing dwelling unit (#102) on the 1st floor in this existing mixed use commercial and residential building on this site. Scope of work: open wall between kitchen and stairwell and add glass partition to lower level. Renovations to upper floor consists of removing pony wall in middle of stairs and add framed glass, remove and replace plumbing fixtures, reframe laundry and master bathroom, new flooring. | A & C MECHANICAL
SP-2023-00787 | 2023-05-05 | 3595 W 18TH AVENUE #102, Vancouver, BC V6S 1A9 | Sprinkler Permit | Residential | Tenant Improvement | Completed | Residential - Add and relocate sprinkler heads to suit new layout >BP: Interior alterations to provide improvements to this existing dwelling unit (#102) on the 1st floor in this existing mixed use commercial and residential building on this site. *****This application does not include any of the following: 1. Not more than 20 sprinklers (add, relocate, or remove), 2. hydraulic calculations, 3. change in occupancy and /or hazard classification, 4. warehouse storage arrangements, 5. mobile compact storage arrangements, 6. alternative solutions, 7. changes to the sprinkler system supply piping (e.g. valves, mains, cross-mains, branch-lines, etc.), or 8. flexible sprinkler pipe. Scope of work: open wall between kitchen and stairwell and add glass partition to lower level. Renovations to upper floor consists of removing pony wall in middle of stairs and add framed glass, remove and replace plumbing fixtures, reframe laundry and master bathroom, new flooring. | Alpine Sprinkler Systems Ltd
EP-2023-04541 | 2023-05-26 | 3595 W 18TH AVENUE #102, Vancouver, BC V6S 1A9 | Electrical Permit | Commercial | Renovation - Dwelling Unit(s) only | Completed | Installation / Repair - Commercial - Upstairs 2 bathrooms renovation. >BP: Interior alterations to provide improvements to this existing dwelling unit (#102) on the 1st floor in this existing mixed use commercial and residential building on this site. Scope of work: open wall between kitchen and stairwell and add glass partition to lower level. Renovations to upper floor consists of removing pony wall in middle of stairs and add framed glass, remove and replace plumbing fixtures, reframe laundry and master bathroom, new flooring. E2- Lighting, installation of energy efficient lighting fixtures. Okay for Field Review by K. Vogt Energy checklist is currently no longer required with your Building Permit (BP) application. Some supporting documents are still required at BP stage, specifically Envelope and HVAC, if applicable. Service Water Heating and Lighting supporting documents, if applicable, must be submitted with your related trades permits (e.g. electrical and plumbing). All energy upgrades will be checked during inspections stage. It is the applicant’s responsibility to identify and note all required upgrades including energy upgrades on their BP drawings at BP stage. | Serving U Electric Ltd
EP-2022-01996 | 2022-03-21 | 3595 W 18TH AVENUE #102, Vancouver, BC V6S 1A9 | Electrical Permit | Residential | Renovation | Completed | Installation / Repair - Residential - #102 <1> Install new lighting in the kitchen and powder room. <2> Install Cat6, HDMI and speaker cables in the main floor. <3> Run wire form electrical panel to the heat pump in the parking lot. >The HVAC lines and new wiring run through a wall between unit #102 and #103 and then through the concrete slab of the floor and into the parking garage. -The uploaded document is the letter from Strata. -Replace an existing HVAC system that was defective and had failed completely. The new system was installed using the existing HVAC pathways and infrastructure, including portals/penetrations already in place for the passage of new electrical wiring and HVAC lines. | Serving U Electric Ltd
EP-2022-04548 | 2022-06-03 | 652 EVANS AVENUE, Vancouver, BC V6A 2K9 | Electrical Permit | Commercial | Addition | Expired | Installation / Repair - Commercial - New 60amp feed to replacement RTU heat pump on the roof. -New Gas Heat pump replacing existing gas furnace in rafters. Disconnected existing electrical to furnace and relocating to rooftop. This is a warehouse space and all heating and water powered by natural gas. Amps on existing furnace unit 35amps 208v 3phase and new unit is 42amps 208v 3 phase. Note: A gas permit will be required for connection of new RTU. | Balsam Electric Ltd
EP-2023-09349 | 2023-10-17 | 788 HAMILTON STREET #1902, Vancouver, BC V6B 0E9 | Electrical Permit | Residential | Renovation - Dwelling Unit(s) only | Issued | Installation / Repair - Residential - Returning some electrical work that has been took place before to the original installation such as a wall thermostat, light switches and plugs . All in the storage and enclosed balcony area plus replacing the old cook top and wall oven to a new one. CF-2022-001738 CF-2022-002274 >BP: Interior alterations to restore the storage room and enclosed balcony in this dwelling unit #1902 on the 19th floor of this existing mixed-use building. OK to process as DTI as per J. Zhang May 5, 2023 | Canucks Electric Inc
MP-2022-00088 | 2022-09-02 | 160 PRIOR STREET, Vancouver, BC V6A 0A6 | Mechanical Permit | NULL | NULL | Completed | NULL | Milani Electric Limited
EP-2022-07552 | 2022-10-06 | 160 PRIOR STREET, Vancouver, BC V6A 0A6 | Electrical Permit | Commercial | Renovation | Completed | Installation / Repair - Commercial - SUITE #160 - Electrical supply for Ductless split AMEND: DEC 5/2022 Updated Load calculation for Electrical Inspector Dorian 604 365 3525 | Milani Electric Limited
PP-2023-00451 | 2023-02-09 | 2770 SOPHIA STREET #1001, Vancouver, BC V5T 0A4 | Plumbing Permit | Commercial | Renovation - Dwelling Unit(s) only | Completed | Commercial - SUITE #1001 - replace kitchen sink, dishwasher and shower >BP: #1001 - 10th floor Interior alterations to provide residential improvements to the bathroom and kitchen in this dwelling unit on the 10th floor (#1001) in this existing mixed use building on this site. Scope of work: remove bathtub and replace with shower, new fixtures, remove/replace kitchen cabinets and counters, finishes and plumbing work. | Mirage Plumbing Ltd
GP-2023-03055 | 2023-10-13 | 8541 SHAUGHNESSY STREET, Vancouver, BC V6P 3Y1 | Gas Permit | Residential | Addition | Completed | Residential - re and re gas range | Christopher Sterling
MP-2023-01963 | 2023-11-02 | 1189 MELVILLE STREET #403, Vancouver, BC V6E 4T8 | Mechanical Permit | NULL | NULL | Issued | NULL | Ashton Service Group/Ashton Mechanical Ltd.
EP-2022-04827 | 2022-06-09 | 125 MILROSS AVENUE #504, Vancouver, BC V6A 0A1 | Electrical Permit | Residential | New | Completed | Installation / Repair - Residential - Wire and connect New Heat Pump exterior alterations to install a heat pump on the balcony of this dwelling unit #504 on the 5th floor of this existing mixed-use building on this site. | Gerald W Jansen & Jody Jansen
EP-2022-03255 | NULL | 2851 HEATHER STREET #1003, Vancouver, BC V5Z 0A2 | Electrical Permit | Residential | Renovation - Dwelling Unit(s) only | Withdrawn | Installation / Repair - Residential - Replace all devices Addition of LED recessed fixtures to hallway, living, and office Line voltage wiring for entertainment system Add LED Strip Lighting to master closet Replace Bathroom exhaust fans x 2 Replace Surface fixtures Add smoke detectors to both bedrooms | TCA Industries Ltd
EP-2022-09703 | 2022-11-21 | 2851 HEATHER STREET #1003, Vancouver, BC V5Z 0A2 | Electrical Permit | Residential | Renovation - Dwelling Unit(s) only | Completed | Installation / Repair - Residential - New Lighting Throughout Ceiling of the top floor Penthouse of a non combustible building Unit is top floor of a non combustible building | TCA Industries Ltd
PP-2023-03974 | 2023-11-10 | 918 COOPERAGE WAY #703, Vancouver, BC V6B 0A7 | Plumbing Permit | Commercial | Renovation - Dwelling Unit(s) only | Issued | Commercial - rere of tub and shower >BP: #703 Interior alterations to provide improvements to the bathroom in dwelling unit #703 on the 7th floor of this multiple dwelling building on this site. | Resilient Plumbing & Heating Inc
EP-2022-08690 | 2022-10-13 | 2770 SOPHIA STREET #304, Vancouver, BC V5T 0A4 | Electrical Permit | Residential | Renovation | Completed | Installation / Repair - Residential - REPLACING OF 8POTLIGHTS IN THE KITCHEN AREA AND MOVING ONE SWITCH AND THERMOSTAT TO THE OTHER WALL,REPLACING POTLIGHT INT WASHROOM #304 Interior alterations to provide improvements to unit #304 in this existing multiple dwelling building on this site. **Amend 11/29/2022** Declaration form has been uploaded | AC / BC Electric Ltd
PP-2022-03743 | 2022-10-19 | 2770 SOPHIA STREET #304, Vancouver, BC V5T 0A4 | Plumbing Permit | Residential | Renovation | Completed | Residential - install one shower one toilet roughing & finishing >BP: #304 Interior alterations to provide improvements to unit #304 in this existing multiple dwelling building on this site. OK for Field Review as per S.Yu on Aug 8, 2022 Notes: - DBI to determine on site whether Structural drawings and schedule B are required - Energy Upgrade: E2 - Lighting - Install lighting dimmer, timers, and/or motion detectors on interior lights E2 - Lighting - Install energy efficient lighting fixtures (single occupied space area) E2 - HVAC - Install timers (up to 60 minute), or humidistat for washroom fan(s) | Morteza Shahrvand
EP-2023-05005 | 2023-06-28 | 689 ABBOTT STREET #2703, Vancouver, BC V6B 0J2 | Electrical Permit | Commercial | Tenant Improvement | Issued | Installation / Repair - Commercial - Heat pump *120V/240V 1phase 3wire provided on load calculation *An approved mechanical permit is required for the installation of air conditioning or heat pump unit at the time of installation before an electrical inspection will be performed | EURO TECH ELECTRIC LTD.
MP-2023-01193 | 2023-06-28 | 689 ABBOTT STREET #2703, Vancouver, BC V6B 0J2 | Mechanical Permit | NULL | NULL | Completed | NULL | Ferenc Nagy
PP-2022-01849 | 2022-06-01 | 688 ABBOTT STREET #3605, Vancouver, BC V6B 0B9 | Plumbing Permit | Commercial | Renovation - Dwelling Unit(s) only | Completed | Commercial - Plumbing renovation. >BP: #3605 - 36th floor Exterior and interior alterations to renovate the unit #3605 on the 36th & 37th floor of this existing multiple dwelling building. Scope of work includes to install A/C unit. Architectural Schedule B provided by W. Neil Robertson Architect AIBC Structural Schedule B provided by Florencio Bautista, P.Eng OK for DB per David Cha. OK for field review per Adrian Cashato. | HOMEGROWN MECHANICAL LTD
EP-2022-04262 | 2022-05-24 | 688 ABBOTT STREET #3605, Vancouver, BC V6B 0B9 | Electrical Permit | Commercial | Renovation - Dwelling Unit(s) only | Completed | Installation / Repair - Commercial - Renovation of penthouse suite. Installation of new branch circuits, relocation of existing kitchen circuits, installation of new kitchen circuits. Installation and relocation of new and existing lighting fixtures. Installation of new heat pump unit at upper patio level. >BP: #3605 - 36th floor Exterior and interior alterations to renovate the unit #3605 on the 36th & 37th floor of this existing multiple dwelling building. Scope of work includes to install A/C unit. | NORTHERN LIGHTS ELECTRIC LTD
EP-2022-09508 | 2022-11-09 | 648 ABBOTT STREET, Vancouver, BC V6B 0E1 | Electrical Permit | Commercial | Renovation | Completed | Installation / Repair - Commercial - Troubleshoot 3phase breaker, one phase missing at electrical panel. -Inspection of main breaker and replacement of main breaker only. Meter removal to execute work. Signs of charring on main breaker, missing a phase >Permit Amendment Nov 09, 2023 -"Work complete. Emergency (trouble call) completed with BC Hydro for shutdown of meter center and replacement of main breaker" *Document(s) uploaded to "Application Documents" tab for Electrical Inspector review. Documents are at pending status at time of permit amendment approval | Fully Electric Inc
PP-2022-02343 | 2022-07-08 | 648 ABBOTT STREET, Vancouver, BC V6B 0E1 | Plumbing Permit | Commercial | Addition | Issued | Commercial - Tie off of main 3 inch stack in brackets mech room and branch over to pick up 3 sinks along wall complete with water line and venting >Interior alterations to change the use from Laundromat to Barber Shop on the ground floor of this existing mixed use building. Scope of work includes approving the existing demising wall, millwork, lighting and 2 additional sinks E2 - Lighting - Upgrade to Local Control (per 9.4.1.1.(a) of ASHRAE 90.1-2016) | Matthew Desjarlais
GP-2023-00433 | NULL | 1808 W 1ST AVENUE #307, Vancouver, BC V6J 0B3 | Gas Permit | Residential | Renovation | Cancelled | Residential - Old gas range replacement to a new one | Unimaster Appliances & Food Equipment Services Inc
PP-2022-00079 | 2022-01-25 | 689 ABBOTT STREET #3603, Vancouver, BC V6B 0J2 | Plumbing Permit | Residential | Renovation | Completed | Residential - #3603 New shower diverters and drains New tub diverter New A/C unit drains no plumbing changes to toilets or sinks Interior alterations to provide improvements in unit #3603 in this existing multiple dwelling building on this site. | Western BC Plumbing & Heating Ltd
EP-2022-00045 | 2022-01-06 | 689 ABBOTT STREET #3603, Vancouver, BC V6B 0J2 | Electrical Permit | Residential | Renovation - Dwelling Unit(s) only | Completed | Installation / Repair - Residential - Relocation of receptacles and switches in walls, replacement of existing A/C unit, kitchen lighting upgrade with LED recessed lighting for renovation. >BP: #3603 Interior alterations to provide improvements in unit #3603 in this existing multiple dwelling building on this site. OK For Field Review per Kim V - Oct 26/21 E2 - Lighting - Install energy efficient lighting fixtures (single occupied space area) Note to applicant: The services of a structural engineer may be required, based upon site inspection by the District Building Inspector. Sprinkler permit required as determined by the District Building Inspector. Energy checklist is currently no longer required with your Building Permit (BP) application. Some supporting documents are still required at BP stage, specifically Envelope and HVAC, if applicable. Service Water Heating and Lighting supporting documents, if applicable, must be submitted with your related Trades permits (e.g. electrical and plumbing). All energy upgrades will be checked during inspections stage. It is the applicant’s responsibility to identify and note all required upgrades including energy upgrades on their BP drawings at BP stage. | Innova Electrical Contracting Ltd
SP-2022-00018 | 2022-01-11 | 689 ABBOTT STREET #3603, Vancouver, BC V6B 0J2 | Sprinkler Permit | Residential | Renovation - Dwelling Unit(s) only | Completed | Residential - Relocate 3 heads to accommodate new layout >BP: #3603 Interior alterations to provide improvements in unit #3603 in this existing multiple dwelling building on this site. OK For Field Review per Kim V - Oct 26/21 E2 - Lighting - Install energy efficient lighting fixtures (single occupied space area) Note to applicant: The services of a structural engineer may be required, based upon site inspection by the District Building Inspector. Sprinkler permit required as determined by the District Building Inspector. Energy checklist is currently no longer required with your Building Permit (BP) application. Some supporting documents are still required at BP stage, specifically Envelope and HVAC, if applicable. Service Water Heating and Lighting supporting documents, if applicable, must be submitted with your related Trades permits (e.g. electrical and plumbing). All energy upgrades will be checked during inspections stage. It is the applicant’s responsibility to identify and note all required upgrades including energy upgrades on their BP drawings at BP stage. >*****This application does not include any of the following: 1. Not more than 20 sprinklers (add, relocate, or remove), 2. hydraulic calculations, 3. change in occupancy and /or hazard classification, 4. warehouse storage arrangements, 5. mobile compact storage arrangements, 6. alternative solutions, 7. changes to the sprinkler system supply piping (e.g. valves, mains, cross-mains, branch-lines, etc.), or 8. flexible sprinkler pipe. | A R T Fire Protection Inc
GP-2023-04047 | 2023-12-15 | 2467 W 8TH AVENUE, Vancouver, BC V6K 2B2 | Gas Permit | Residential | Renovation | Completed | Residential - remove and replace combi | Westrim Plumbing & Heating Ltd
MP-2023-01130 | 2023-06-20 | 125 MILROSS AVENUE #904, Vancouver, BC V6A 0A1 | Mechanical Permit | NULL | NULL | Completed | NULL | Milani Plumbing Heating & Air Conditioning Ltd
EP-2023-05545 | 2023-10-12 | 125 MILROSS AVENUE #904, Vancouver, BC V6A 0A1 | Electrical Permit | Residential | Renovation | Completed | Installation / Repair - Residential - Electrical supply for Dsplit -reference: MP-2023-01130 | Milani Electric Limited
SP-2023-01540 | 2023-08-25 | 1477 W PENDER STREET #202, Vancouver, BC V6G 2S3 | Sprinkler Permit | Commercial | Renovation | Completed | Commercial - For the sprinkler system alterations (add, remove, relocate) of 2 sprinklers to 2019 VBBL and NFPA 13, 2013 This application does not include any of the following: • Not more than 20 sprinklers (add, relocate, or remove), • hydraulic calculations, • change in occupancy and /or hazard classification, • warehouse storage arrangements, • mobile compact storage arrangements, • New alternative solutions and/or modifications to existing alternative solutions, • changes to the sprinkler system supply piping (e.g. valves, mains, cross-mains, branch-lines, etc.), or • flexible sprinkler pipe. • Increase in floor area or building area for existing building. Notes: *** Per telephone discussion between Derick Rodrozen of Rodrozen Design + Build and Dave Holbrook, DBI (see Aug 24/23 email correspondence) no walls or ceiling framing will be changed. Based on information provided by Derick Rodrozen a BP is not required for this sprinkler work. Any changes in the scope or area of work will need to be reviewed and discussed with the DBI. *** | Community Fire Prevention Ltd
GP-2023-01458 | 2023-05-04 | 2115 MACDONALD STREET, Vancouver, BC V6K 3Y3 | Gas Permit | Residential | Renovation | Completed | Residential - High efficiency boiler Re and Re | Airlink Heating and Plumbing Ltd
EP-2023-07280 | 2023-08-10 | 3235 W 3RD AVENUE, Vancouver, BC V6K 1N5 | Electrical Permit | Residential | Addition | Completed | Installation / Repair - Residential - Installation of 2 Sinope load controllers (RM3250ZB) onto hot water tank and Oven Range. Installation for monitoring purposes only, no additional loads to be added. Note: Monitoring devices, also known as load controllers, allow you to turn your large appliances on and off remotely. When connected to the HydroHome app, your load controller will also provide real-time energy use data to help you monitor how much energy your appliances are using. https://www.bchydro.com/powersmart/energy-management-trials/energy-management-capacity.html | It's On Electric Company Inc
GP-2023-00891 | 2023-03-14 | 3017 W 8TH AVENUE, Vancouver, BC V6K 2C2 | Gas Permit | Residential | Renovation | Completed | Residential - Installation of a combi-boiler | Kirkstone Heating Ltd
MP-2023-01925 | NULL | 2399 SCOTIA STREET, Vancouver, BC V5T 0B2 | Mechanical Permit | NULL | NULL | Application Incomplete | NULL | 1236318 BC Ltd DBA Aquatech Vancouver
EP-2022-03177 | 2022-04-21 | 3410 LOUGHEED HIGHWAY #230, Vancouver, BC V5M 2A4 | Electrical Permit | Commercial | Addition | Completed | Installation / Repair - Commercial - Supply and install new conduit, wire and breakers from panel t junction box on ceiling above overflow oven. Supply and install equipment cord with cord grips suspended from ceiling, strapped to existing power column in office. | Houle Electric Limited
SP-2023-02172 | 2023-12-01 | 3410 LOUGHEED HIGHWAY #220, Vancouver, BC V5M 2A4 | Sprinkler Permit | Commercial | Tenant Improvement | Issued | Commercial - SUITE #220 - 3RD STOREY - addition of sprinklers for TI >BP: #220 - 3rd storey Interior alterations to provide improvement to a new tenant on the 3rd storey (#220) of this existing industrial/commercial building. Scope of work: Demolish interior partition, storage room, IT closet, new, GWB ceiling, reception, countertop, finishes and new millwork. Shift the entry door by 3', electrical, plumbing and sprinkler work. *****This application does not include any of the following: 1. Not more than 20 sprinklers (add, relocate, or remove), 2. hydraulic calculations, 3. change in occupancy and /or hazard classification, 4. warehouse storage arrangements, 5. mobile compact storage arrangements, 6. alternative solutions, 7. changes to the sprinkler system supply piping (e.g. valves, mains, cross-mains, branch-lines, etc.), or 8. flexible sprinkler pipe. | CENTRE LINE FIRE SPRINKLERS LTD
EP-2023-11133 | 2024-01-04 | 3410 LOUGHEED HIGHWAY #220, Vancouver, BC V5M 2A4 | Electrical Permit | Commercial | Renovation | Issued | Installation / Repair - Commercial - Electrical renovation in office,Relocate receptacle ,addition of lights relocate lights -MINOR LIGHTING WORK >BP: Interior alterations to provide improvement to a new tenant on the 3rd storey (#220) of this existing industrial/commercial building. Scope of work: Demolish interior partition, storage room, IT closet, new, GWB ceiling, reception, countertop, finishes and new millwork. Shift the entry door by 3', electrical, plumbing and sprinkler work. TENANT: VictorEric Design+Build Building Sprinklered – Separate sprinkler permit required for proposed sprinkler work. Energy checklist is currently no longer required with your Building Permit (BP) application. Some supporting documents are still required at BP stage, specifically Envelope and HVAC, if applicable. Service Water Heating and Lighting supporting documents, if applicable, must be submitted with your related trades permits (e.g. electrical and plumbing). | AMJ ELECTRIC SERVICES INC
EP-2023-04131 | 2023-05-18 | 1837 W 13TH AVENUE, Vancouver, BC V6J 2H4 | Electrical Permit | Residential | Renovation | Completed | Installation / Repair - Residential - ¦ 2FD/ 2 SEPARATE SERVICES ¦ 1- 200A ¦ 1- 100A ¦ Installing a new meter on to the garage complete with an overhead mast, 250kcmil cables, new ground plate and #6 RW, 250/3C ACWU secondary cable will be installed from the meter to the house, and terminated in a new 200amp electrical panel. The integrity of the existing circuits will remain the same. We will be installing a 3C-1/0 ACWU cable for a sub-panel to be located inside the garage,. Our installation will conclude with a 40amp EV charger circuit that will be fed from the garage panel, and a heat pump circuit from the breaker to the disconnect. -we have requested a variance with BC Hydro that would allow for an individual meter to be installed in the property *Permit Amendment Jul 18, 2023 -We will be installing (2) new separate meters onto unit 1835 due to the unit being (1) sub division. The load will stay the same as per the electrical load calculation for unit 1837, this installation has been approved by Prince Kaur (BCH) designer. Our scope of work will remain the same and a new #6 ground cable will accompany the new disconnect/meter combo for unit 1837. We will reach out to the electrical inspector prior to our installation date. | Emmanuel Jean-Louis and Amy Jean-Louis
NULL | NULL | 1837 W 13TH AVENUE, Vancouver, BC V6J 2H4 | Mechanical Permit | NULL | NULL | Draft | NULL | Emmanuel Jean-Louis and Amy Jean-Louis
EP-2023-09287 | 2023-10-27 | 1835 W 13TH AVENUE, Vancouver, BC V6J 2H4 | Electrical Permit | Residential | Renovation | Issued | Installation / Repair - Residential - Relocation of existing meter. - $0 is correct as per the agreement with us and our client @ 1837. As discussed with Clayton Shannon Permit value covered by EP-2023-04131. BC Hydro issue with originally approved installation. Seperate permit due to seperate meter. | Emmanuel Jean-Louis and Amy Jean-Louis
MP-2023-02111 | 2023-11-29 | 833 HOMER STREET #3005, Vancouver, BC V6B 0H4 | Mechanical Permit | NULL | NULL | Completed | NULL | Ferenc Nagy
EP-2022-04912 | 2022-06-10 | 2550 SPRUCE STREET #702, Vancouver, BC V6H 0A8 | Electrical Permit | Residential | Renovation | Completed | Installation / Repair - Residential - UNIT# 702 relocate the panel to an adjacent wall, add and relocate some lights and switches | Zuoyuan Liu
EP-2022-06579 | 2022-08-05 | 162 WALTER HARDWICK AVENUE, Vancouver, BC V5Y 0A7 | Electrical Permit | Residential | Renovation - Dwelling Unit(s) only | Completed | Installation / Repair - Residential - Install tamper proof receptacles to replace existing. For Community Care Facilities Licence requirement. | S1 ELECTRIC LTD
SP-2022-00003 | 2022-01-05 | 1959 W 15TH AVENUE, Vancouver, BC V6J 2L2 | Sprinkler Permit | Residential | Renovation | Completed | Residential - relocating 6 fire sprinklers Interior Alterations to this existing One-Family Strata Dwelling Unit on this site. Scope of work: Deconstruct kitchen and construct new kitchen in new location. Remove one exterior door and replace with window. Re and re all bathrooms. Deconstruct interior bedroom walls, three existing bedrooms to be converted to two. This application does not include any of the following: 1. Not more than 20 sprinklers (add, relocate, or remove), 2. hydraulic calculations, 3. change in occupancy and /or hazard classification, 4. warehouse storage arrangements, 5. mobile compact storage arrangements, 6. alternative solutions, 7. changes to the sprinkler system supply piping (e.g. valves, mains, cross-mains, branch-lines, etc.), or 8. flexible sprinkler pipe. | Titan Fire Protection Ltd
GP-2022-00416 | 2022-02-09 | 1959 W 15TH AVENUE, Vancouver, BC V6J 2L2 | Gas Permit | Residential | Renovation | Completed | Residential - Relocating gas piping only for range and fireplace 1959 - (Infill Strata Title 1955) Interior Alterations to this existing One-Family Strata Dwelling Unit on this site. Scope of work: Deconstruct kitchen and construct new kitchen in new location. Remove one exterior door and replace with window. Re and re all bathrooms. Deconstruct interior bedroom walls, three existing bedrooms to be converted to two. | Robert Sargent
PP-2022-00444 | 2022-02-09 | 1959 W 15TH AVENUE, Vancouver, BC V6J 2L2 | Plumbing Permit | Residential | Renovation | Completed | Residential - 1FD - INFILL - Renovation of INFILL house 3 bathrooms, Kitchen Interior Alterations to this existing One-Family Strata Dwelling Unit on this site. Scope of work: Deconstruct kitchen and construct new kitchen in new location. Remove one exterior door and replace with window. Re and re all bathrooms. Deconstruct interior bedroom walls, three existing bedrooms to be converted to two. | Robert Sargent
EP-2022-02404 | 2022-03-28 | 1959 W 15TH AVENUE, Vancouver, BC V6J 2L2 | Electrical Permit | Residential | Renovation - Dwelling Unit(s) only | Completed | Installation / Repair - Residential - General renovations done to home including kitchen, bathrooms, upstairs bedrooms. New LED pot lighting throughout. -i do not require service inspection. its an existing service - no changes made to service >BP: 1959 - (Infill Strata Title 1955) Interior Alterations to this existing One-Family Strata Dwelling Unit on this site. Scope of work: Deconstruct kitchen and construct new kitchen in new location. Remove one exterior door and replace with window. Re and re all bathrooms. Deconstruct interior bedroom walls, three existing bedrooms to be converted to two. Schedule B - Struct. submitted by S. F. Xu, P.Eng | Demitri Isidorou
GP-2023-00981 | 2023-03-21 | 1959 W 15TH AVENUE, Vancouver, BC V6J 2L2 | Gas Permit | Residential | Addition | Completed | Residential - Installation of 1 gas fireplace - venting and hook up only. >BP: Interior Alterations to this existing One-Family Strata Dwelling Unit on this site. | Urban Fireplaces Ltd
EP-2022-03938 | 2022-05-12 | 2370 CLARK DRIVE, Vancouver, BC V5N 3H1 | Electrical Permit | Residential | Renovation - Dwelling Unit(s) only | Completed | Installation / Repair - Residential - Decommission 1 wall mounted heater, add Junction box in place. Install 1 20A EV Charging Circuit from existing 40A garage sub-panel up to 50' away from garage panel | MJR Electric Ltd
MP-2023-00724 | 2023-04-28 | 3339 WINDSOR STREET, Vancouver, BC V5V 4N1 | Mechanical Permit | NULL | NULL | Completed | NULL | 1236318 BC Ltd DBA Aquatech Vancouver
MP-2023-00743 | 2023-05-01 | 3339 WINDSOR STREET, Vancouver, BC V5V 4N1 | Mechanical Permit | NULL | NULL | Cancelled | NULL | 1236318 BC Ltd DBA Aquatech Vancouver
EP-2023-03749 | 2023-05-16 | 3339 WINDSOR STREET, Vancouver, BC V5V 4N1 | Electrical Permit | Residential | Renovation | Completed | Installation / Repair - Residential - Wiring for mini split heat pump and disconnecting baseboard heaters. *MP-2023-00724: Issued (Heating and Cooling) | Mountain Point Electrical Inc.
EP-2023-05270 | NULL | 3339 WINDSOR STREET, Vancouver, BC V5V 4N1 | Electrical Permit | Residential | Renovation | Withdrawn | Installation / Repair - Residential - Wiring of outdoor mini split heat pump unit | Mountain Point Electrical Inc.
EP-2023-03748 | 2023-12-05 | 3337 WINDSOR STREET, Vancouver, BC V5V 4N1 | Electrical Permit | Residential | Renovation | Completed | Installation / Repair - Residential - Wiring for Mini Split heat pump. Located on roof. Disconnect basebaord heaters. Voltage 240V, Single phase *MP-2023-00723: Issued (Heating and Cooling) | Mountain Point Electrical Inc.
MP-2023-00723 | 2023-05-10 | 3337 WINDSOR STREET, Vancouver, BC V5V 4N1 | Mechanical Permit | NULL | NULL | Completed | NULL | 1236318 BC Ltd DBA Aquatech Vancouver
EP-2023-06542 | 2023-08-08 | 3335 WINDSOR STREET, Vancouver, BC V5V 4N1 | Electrical Permit | Residential | Addition | Issued | Installation / Repair - Residential - Installing a split heat pump | Haben Weldu
EP-2022-02300 | 2022-03-24 | 1088 RICHARDS STREET #101, Vancouver, BC V6B 0J8 | Electrical Permit | Residential | Renovation - Dwelling Unit(s) only | Completed | Installation / Repair - Residential - Relocate switch and baseboard heater. -This is not related to the electrical service at all. This is a minor branch circuit alteration. They are just removing a baseboard heater and relocating a light switch to a different location on the wall. | Lonsdale Electric Ltd
EP-2023-09893 | NULL | 833 HOMER STREET #2701, Vancouver, BC V6B 0H4 | Electrical Permit | Commercial | Renovation - Dwelling Unit(s) only | Cancelled | Installation / Repair - Commercial - Add and/or modify outlets and add lighting in kitchen. | Wespac Electrical Contractor Ltd
EP-2022-06204 | 2022-09-22 | 3323 WINDSOR STREET, Vancouver, BC V5V 4N1 | Electrical Permit | Commercial | Tenant Improvement | Completed | Installation / Repair - Commercial - - No change to existing service - Electrical install for heat pump - BP not required - Mechanical Permit MP-2022-00002 | Moore And Russell Heating And Air Conditioning Ltd
MP-2022-00002 | 2022-07-04 | 3323 WINDSOR STREET, Vancouver, BC V5V 4N1 | Mechanical Permit | NULL | NULL | Completed | NULL | Moore And Russell Heating And Air Conditioning Ltd
MP-2022-00034 | 2022-07-19 | 3325 WINDSOR STREET, Vancouver, BC V5V 4N1 | Mechanical Permit | NULL | NULL | Completed | NULL | Moore And Russell Heating And Air Conditioning Ltd
EP-2022-03127 | 2022-07-21 | 3325 WINDSOR STREET, Vancouver, BC V5V 4N1 | Electrical Permit | Residential | Tenant Improvement | Completed | Installation / Repair - Residential - Electrical install of heat pump | Moore And Russell Heating And Air Conditioning Ltd
EP-2022-03110 | NULL | 3327 WINDSOR STREET, Vancouver, BC V5V 4N1 | Electrical Permit | Residential | Tenant Improvement | Withdrawn | Installation / Repair - Residential - Electrical Install of heat pump. Top Floor Balcony | Moore And Russell Heating And Air Conditioning Ltd
MP-2022-00003 | 2022-07-04 | 3327 WINDSOR STREET, Vancouver, BC V5V 4N1 | Mechanical Permit | NULL | NULL | Completed | NULL | Moore And Russell Heating And Air Conditioning Ltd
EP-2022-05970 | 2022-07-19 | 3327 WINDSOR STREET, Vancouver, BC V5V 4N1 | Electrical Permit | Commercial | Tenant Improvement | Completed | Installation / Repair - Commercial - Electrical install of heat pump No change to existing service BP not required. Mechanical MP-2022-00003 | Moore And Russell Heating And Air Conditioning Ltd
EP-2022-01064 | 2022-02-10 | 108 W CORDOVA STREET #2509, Vancouver, BC V6B 0G5 | Electrical Permit | Commercial | Renovation - Dwelling Unit(s) only | Completed | Installation / Repair - Commercial - Adding lighting and plugs to a bedroom in a suite | MD White Electrical Ltd
GP-2023-04197 | 2023-12-27 | 482 E 44TH AVENUE, Vancouver, BC V5W 1W3 | Gas Permit | Residential | Renovation | Issued | Residential - boiler | Flame Co Heating Services Ltd
EP-2022-04504 | 2022-05-31 | 888 HOMER STREET #3402, Vancouver, BC V6B 0H7 | Electrical Permit | Residential | Renovation - Dwelling Unit(s) only | Completed | Installation / Repair - Residential - Relocate some existing electrical and adding low voltage ambient lighting. | PTX Electric Ltd
MP-2023-01436 | 2023-08-04 | 215 E 33RD AVENUE #405, Vancouver, BC V5V 2Z7 | Mechanical Permit | NULL | NULL | Completed | NULL | Moore & Russell Heating Ltd
EP-2023-07149 | 2023-08-17 | 215 E 33RD AVENUE #405, Vancouver, BC V5V 2Z7 | Electrical Permit | Commercial | Tenant Improvement | Completed | Installation / Repair - Commercial - Electrical installation of mini split system RE MP-2023-01436 | Moore And Russell Heating And Air Conditioning Ltd
MP-2022-00043 | 2022-07-21 | 215 E 33RD AVENUE #408, Vancouver, BC V5V 2Z7 | Mechanical Permit | NULL | NULL | Completed | NULL | Moore And Russell Heating And Air Conditioning Ltd
EP-2022-06193 | 2022-07-22 | 215 E 33RD AVENUE #408, Vancouver, BC V5V 2Z7 | Electrical Permit | Commercial | Tenant Improvement | Issued | Installation / Repair - Commercial - Electrical install of heat pump on large top floor balcony. No change to existing service. BP Not required. Mechanical permit will be obtained. | Moore And Russell Heating And Air Conditioning Ltd
PP-2022-04411 | 2022-12-12 | 1092 W BROADWAY, Vancouver, BC V6H 1E6 | Plumbing Permit | Commercial | Renovation | Completed | Commercial - Add a new toilet and a hand sink >Interior alterations to demise 1092 W Broadway into two units to be 1088 and 1092 W Broadway and to change the use of both units from Health Care Office to Retail Store in this existing mixed use building on this site. Scope of work: construction of new accessible bathroom for both units REVISION #1: to relocate the accessible washroom, to remove a portion of the interior partition, change the the use of 1088 W Broadway from Retail Optical to Retail Shell and 1092 W Broadway from Adult Retail to Retail Shell and to increase the project value from $20,000.00 to $30,000.00. Dec. 12, 2022 mlh E2 - Lighting Upgrade to Local Control (per 9.4.1.1.(a) of ASHRAE 90.1-2016) Energy checklist is currently no longer required with your Building Permit (BP) application. Some supporting documents are still required at BP stage, specifically Envelope and HVAC, if applicable. Service Water Heating and Lighting supporting documents, if applicable, must be submitted with your related trades permits (e.g. electrical and plumbing). All energy upgrades will be checked during inspections stage. It is the applicant’s responsibility to identify and note all required upgrades including energy upgrades on their BP drawings at BP stage. | Orange Mechanical Ltd
EP-2022-10060 | 2022-12-08 | 1092 W BROADWAY, Vancouver, BC V6H 1E6 | Electrical Permit | Commercial | Renovation | Completed | Installation / Repair - Commercial - demising wall installed into unit for the purpose of two separate units, 1092 W Broadway, 1088 W Broadway - re-energizing existing panel in unit #1088. Separate power for devices and lighting to designated unit panels. >BP: Interior alterations to demise 1092 W Broadway to be two units addressed as 1088 W Broadway and 1092 W Broadway and to change the use of both 1088 W Broadway and 1092 W Broadway from Health Care Office to Retail Store at this existing mixed use building on this site. E2 - Lighting 1) Upgrade to Local Control (per 9.4.1.1.(a) of ASHRAE 90.1-2016) Scope of work includes construction of new accessible bathroom for both units | Demitri Isidorou
MP-2023-00760 | 2023-05-02 | 1559 E 20TH AVENUE, Vancouver, BC V5N 2K7 | Mechanical Permit | NULL | NULL | Completed | NULL | Milani Electric Limited
EP-2023-03824 | 2023-06-01 | 1559 E 20TH AVENUE, Vancouver, BC V5N 2K7 | Electrical Permit | Residential | Renovation | Completed | Installation / Repair - Residential - Electrical supply for Heat Pump *MP-2023-00760: Issued (Heating and Cooling) *Load calculation submitted as single family. If address is a duplex at time of inspection a duplex load calculation for the main electrical service will be required *See load calc: HP load 6720W/ Total calculated load: 23880W/ Check OC at final | Milani Electric Limited
EP-2023-01107 | 2023-02-09 | 633 ABBOTT STREET #303, Vancouver, BC V6B 0J3 | Electrical Permit | Residential | Renovation | Completed | Installation / Repair - Residential - Install 3 dedicated 15 amps outlets/branch circuits @120V for portable AC units. | Wirechief Electric Ltd
EP-2023-08378 | 2023-09-19 | 221 UNION STREET #714, Vancouver, BC V6A 0B4 | Electrical Permit | Residential | Renovation - Dwelling Unit(s) only | Completed | Installation / Repair - Residential - REPLACE DEVICES AND LIGHT FIXTURES. There will be no structural work being completed. | Novawest Electrical Services Ltd
EP-2023-06732 | 2023-07-27 | 221 UNION STREET #803, Vancouver, BC V6A 0B4 | Electrical Permit | Commercial | Renovation - Dwelling Unit(s) only | Completed | Installation / Repair - Commercial - Small condo renovation - A wall that was previously removed is being rebuilt, we will install receptacles to CE Code and relocate some switches and light fixtures. >BP: Interior alterations to renovate this dwelling unit #803 on the 8th floor of this existing multiple dwelling building | Fowlstone Electric Ltd
EP-2022-03325 | 2022-05-19 | 3351 W 4TH AVENUE #PH1, Vancouver, BC V6R 1N6 | Electrical Permit | Commercial | Tenant Improvement | Completed | Installation / Repair - Commercial - Run wiring from commercial unit 1. from electrical panel, open dry wall and pull the 6 awg teck cable from panel, along the walkway outdoor, to the parking platform of the existing elevator. 2. Installing a pvc junction box beside the existing elevator 3. Coordinate with elevator company to connect the equipment cable from junction box to the platform, reconnect with SOOW flexible cord 6 awg. 4. Running no.6 awg soow cable from the junction box to the parking space, and install an EV charger 50A EVSE, 9.6KW. Electrical panel in commercial unit is 400A 3 phase. The address for commercial unit is: 3353 W 4th ave, the client is the developer of the building, resident of the 3351 w 4th ave #ph1, and the owner of the commercial unit. This is not an enclosed elevator in apartment, this is a hydraulic parking platform that can contain 4 parking stalls in total, two parking on each level, it moves up and down for the cars to get out of the garage, this parking platform is managed by Kone elevator, so we will have to inform them if we need to install anything, and they will be on site and make sure we are on the right location for wiring. The EV charger we are trying to put on is located on the upper side of the parking platform. The EV charger is a Chargepoint homeflex, hardwire type. Note: The proposed installation must comply with CSA B44. | Dormit X Enterprises Ltd
GP-2023-02281 | 2023-08-01 | 1601 E 4TH AVENUE, Vancouver, BC V5N 1J7 | Gas Permit | Residential | Renovation | Completed | Residential - re re boiler | Thomson Industries Ltd
MP-2023-01425 | 2023-08-03 | 6340 ASH STREET, Vancouver, BC V5Z 3G9 | Mechanical Permit | NULL | NULL | Issued | NULL | Moore & Russell Heating Ltd
EP-2023-07114 | 2023-08-16 | 6340 ASH STREET, Vancouver, BC V5Z 3G9 | Electrical Permit | Residential | Tenant Improvement | Issued | Installation / Repair - Residential - Electrical installation of mini split system *MP-2023-01425: Issued (Heating and Cooling) | Moore And Russell Heating And Air Conditioning Ltd
EP-2023-06477 | NULL | 6422 ASH STREET, Vancouver, BC V5Z 3G9 | Electrical Permit | Residential | Tenant Improvement | Applicant Revisions | Installation / Repair - Residential - Electrical installation for mini split system MP-2023-01108 | Moore And Russell Heating And Air Conditioning Ltd
MP-2023-01108 | 2023-06-16 | 6422 ASH STREET, Vancouver, BC V5Z 3G9 | Mechanical Permit | NULL | NULL | Issued | NULL | Moore And Russell Heating And Air Conditioning Ltd
EP-2023-08282 | 2023-09-14 | 1088 RICHARDS STREET #1803, Vancouver, BC V6B 0J8 | Electrical Permit | Residential | Renovation | Completed | Installation / Repair - Residential - Addition of smoke alarms in bedroom. >BP: #1803 - 1088 Richards Street Interior alterations to unit #1803 of this existing multiple dwelling on this site. Scope of work includes: 1 To construct a new interior partition wall and install a new door to create an office area. Ok for DTI as per M. Meier August 2, 2023 | BC Smart Homes Ltd
EP-2023-08306 | 2023-09-14 | 1688 W 4TH AVENUE, Vancouver, BC V6J 1L9 | Electrical Permit | Commercial | Renovation | Completed | Installation / Repair - Commercial - Replace track heads, Add emergency lighting packs. Minor relocation of existing lighting. Modification to track system in one location. >BP: To alter the interior of the existing Grocery Store for the existing tenant (No Frills). Letter of assurance provided by: Schedule A & B (Architectural): Sylvia Alves Moura, 204-974-3775 Schedule B (Electrical): Thai Thonthat, P.Eng, 204-925-1150 Schedule B (Mechanical & Plumbing): Mike Houvardas, P.Eng, 204-925-1150 Schedule B (Structural): Piotr Wertepny, P.Eng, 204-925-1150 | High Point Electric Ltd
PP-2023-03181 | 2023-09-12 | 1688 W 4TH AVENUE, Vancouver, BC V6J 1L9 | Plumbing Permit | Commercial | Tenant Improvement | Completed | Commercial - • Supply demo of plumbing fixtures. • Supply and install new plumbing fixtures drinking fountain. • Installation of new floor drain where specified. • We have allowed for drain cleaning and camera work for where we are working. >BP: To alter the interior of the existing Grocery Store for the existing tenant (No Frills). | Ange's Plumbing Ltd
EP-2023-11193 | 2023-12-21 | 1688 W 4TH AVENUE, Vancouver, BC V6J 1L9 | Electrical Permit | Commercial | Tenant Improvement | Issued | Installation / Repair - Commercial - Re & Re light fixtures on main sales floor To alter the interior of the existing Grocery Store for the existing tenant (No Frills). | High Point Electric Ltd
PP-2023-01575 | 2023-05-17 | 2245 KINGSWAY, Vancouver, BC V5N 2T6 | Plumbing Permit | Commercial | Renovation | Completed | Commercial - Rough in and finishing new wash room x1 ,sink x12., electrical hot water heater x1. >BP: Interior alterations to provide tenant improvements and change of use from beauty and Wellness Centre to a new Health Care Office tenant at 2245 Kingsway on the ground floor of this existing mixed-use building. Scope of work includes: New accessible washroom and demising existing interior walls to provide new interior layout. | THE ONE PLUMBING AND HEATING INC.
EP-2023-04004 | 2023-05-08 | 2245 KINGSWAY, Vancouver, BC V5N 2T6 | Electrical Permit | Commercial | Renovation | Completed | Installation / Repair - Commercial - Wiring for renovation - new Health Care Office. >BP: Interior alterations to provide tenant improvements and change of use from beauty and Wellness Centre to a new Health Care Office tenant at 2245 Kingsway on the ground floor of this existing mixed-use building. Scope of work includes: New accessible washroom and demising existing interior walls to provide new interior layout. Okay for Field Review per M. Lee Letter of assurance provided by Schedule A & B (Architectural): Jeff Xinjun Shen, Architect AIBC, 604-210-9698 Schedule B (Mechanical & Plumbing); Jin Xing Song, 778-861-1566 Note: Energy checklist is currently no longer required with your Building Permit (BP) application. Some supporting documents are still required at BP stage, specifically Envelope and HVAC, if applicable. Service Water Heating and Lighting supporting documents, if applicable, must be submitted with your related trades permits (e.g. electrical and plumbing). All energy upgrades will be checked during the inspections stage. It is the applicant’s responsibility to identify and note all required upgrades including energy upgrades on their BP drawings at BP stage. | JUN ZENG
SP-2023-00792 | 2023-05-05 | 2245 KINGSWAY, Vancouver, BC V5N 2T6 | Sprinkler Permit | Commercial | Tenant Improvement | Completed | Commercial - relocate existing sprinkler heads for new floor layouts >BP: Interior alterations to provide tenant improvements and change of use from beauty and Wellness Centre to a new Health Care Office tenant at 2245 Kingsway on the ground floor of this existing mixed-use building. Scope of work includes: New accessible washroom and demising existing interior walls to provide new interior layout. *****This application does not include any of the following: 1. Not more than 20 sprinklers (add, relocate, or remove), 2. hydraulic calculations, 3. change in occupancy and /or hazard classification, 4. warehouse storage arrangements, 5. mobile compact storage arrangements, 6. alternative solutions, 7. changes to the sprinkler system supply piping (e.g. valves, mains, cross-mains, branch-lines, etc.), or 8. flexible sprinkler pipe. | Yu Fire Protection Inc.
EP-2023-04374 | 2023-05-23 | 2245 KINGSWAY, Vancouver, BC V5N 2T6 | Electrical Permit | Commercial | Tenant Improvement | Completed | Installation / Repair - Commercial - Installation of alarm, CCTV, and data. >BP: Interior alterations to provide tenant improvements and change of use from beauty and Wellness Centre to a new Health Care Office tenant at 2245 Kingsway on the ground floor of this existing mixed-use building. Scope of work includes: New accessible washroom and demising existing interior walls to provide new interior layout. Okay for Field Review per M. Lee Letter of assurance provided by Schedule A & B (Architectural): Jeff Xinjun Shen, Architect AIBC, 604-210-9698 Schedule B (Mechanical & Plumbing); Jin Xing Song, 778-861-1566 Note: Energy checklist is currently no longer required with your Building Permit (BP) application. Some supporting documents are still required at BP stage, specifically Envelope and HVAC, if applicable. Service Water Heating and Lighting supporting documents, if applicable, must be submitted with your related trades permits (e.g. electrical and plumbing). All energy upgrades will be checked during the inspections stage. It is the applicant’s responsibility to identify and note all required upgrades including energy upgrades on their BP drawings at BP stage. | Guardian Security Systems ltd
SP-2022-01060 | 2022-07-04 | 2251 KINGSWAY, Vancouver, BC V5N 2T6 | Sprinkler Permit | Commercial | Tenant Improvement | Completed | Commercial - New sprinkler need install in washroom and walking cooler >BP: Interior alterations to provide improvements and change of major occupancy from Social Services Centre (A2) to Retail Store (E) in this existing mixed use building on this site. Scope of work: Construct interior walls, install sinks and equipment, finishing throughout. Revision #1 to change the layout to the rooms that are on the east side of the tenant space, as indicated on architectural drawing A-2, and on the Plumbing Drawings P-01, P-02, M-01, M-02. | Spectrum Fire Protection Ltd
SP-2022-00760 | NULL | 2251 KINGSWAY, Vancouver, BC V5N 2T6 | Sprinkler Permit | Commercial | Tenant Improvement | Withdrawn | Commercial - relocate 1 pendant and add two new pendants for new layouts >Interior alterations to provide improvements and change of major occupancy from Social Services Centre (A2) to Retail Store (E) in this existing mixed use building on this site. Scope of work: Construct interior walls, install sinks and equipment, finishing throughout. Revision #1 to change the layout to the rooms that are on the east side of the tenant space, as indicated on architectural drawing A-2, and on the Plumbing Drawings P-01, P-02, M-01, M-02. | Yu Fire Protection Inc.
EP-2022-02678 | 2022-04-08 | 2251 KINGSWAY, Vancouver, BC V5N 2T6 | Electrical Permit | Commercial | Renovation | Completed | Installation / Repair - Commercial - that was the office job site, now renovation to bubble tea shop and florist shop . so it need to install more wire for the equipment . -base on the building permit DB-2022-00012 , the electrical contractor need to pull the new circuit for the coffee shop kitchen such as range , dishwasher , hot water dispense and the new circuit for the walk in cooler . in the uploaded document , you will see all the new circuit and what size wire and breaker use for it . -current service panel size : 120/208V 200AMP 3PHASE | Canpole Electric Ltd
GP-2023-01958 | 2023-06-29 | 4260 PERRY STREET, Vancouver, BC V5N 3X5 | Gas Permit | Residential | New | Completed | Residential - Homeowner had a Navien on-demand heater which was connected to a plate heat exchanger, and was being used for both domestic and heating systems. We have replaced it with a Rinnai Combi boiler. | Paradigm Service & Installations Ltd
EP-2023-01125 | 2023-02-22 | 1437 W PENDER STREET, Vancouver, BC V6G 2S3 | Electrical Permit | Commercial | Renovation | Issued | Installation / Repair - Commercial - Low Voltage Incl - Audio, Video, Network, Security >BP: Interior alterations to provide tenant improvements to the existing Health Care Office and expand it to the adjacent unit 1433 W Pender Street. Letter of assurance provided by: Schedule A & B (Mechanical & Plumbing): Avi Singh, P.Eng, 604-593-1446 Schedule B (Electrical): Gary Jatana, P.Eng, 604-593-1446 Schedule B (Mechanical & Plumbing): Energy Upgrade: E4 - Lighting - Upgrade all Lighting Controls (per 9.4.1 of ASHRAE 90.1-2016) Addressing Note: 1437 W Pender St 1433 W Pender St has been cancelled and is to be removed from the building/suite entry. 1437 W Pender St is to be posted as shown on the approved plans & clearly visible from the suite entry prior to final inspection. Note: - The existing door for 1433 W Pender St to remain but it will be locked off and not used as an egress - DBI to determine on site whether Structural drawings and schedule B are required | Integrated Living Security Corp
SP-2023-00202 | 2023-02-03 | 1437 W PENDER STREET, Vancouver, BC V6G 2S3 | Sprinkler Permit | Commercial | Tenant Improvement | Completed | Commercial - Add (2) new & Relocate (6) >DB: Interior alterations to provide tenant improvements to the existing Health Care Office and expand it to the adjacent unit 1433 W Pender Street. *****This application does not include any of the following: 1. Not more than 20 sprinklers (add, relocate, or remove), 2. hydraulic calculations, 3. change in occupancy and /or hazard classification, 4. warehouse storage arrangements, 5. mobile compact storage arrangements, 6. alternative solutions, 7. changes to the sprinkler system supply piping (e.g. valves, mains, cross-mains, branch-lines, etc.), or 8. flexible sprinkler pipe. AMEND: SEPT. 20/2023 Additional scope added to the project. Demising wall between two units was removed and we have updated our drawing to include 10 relocates and 7 new sprinklers. | Community Fire Prevention Ltd
EP-2023-00685 | 2023-02-08 | 1437 W PENDER STREET, Vancouver, BC V6G 2S3 | Electrical Permit | Commercial | Renovation | Issued | Installation / Repair - Commercial - It’s a remodelling in 1433 W Pender which is going to be merged in 1437 as a dental clinic. -We will supply the equipment as per the drawing provided. as well as the lighting in common areas and the patient care areas >Permit Amendment Oct 20. 2023 -"Fire alarm device relocation" >BP: nterior alterations to provide tenant improvements to the existing Health Care Office and expand it to the adjacent unit 1433 W Pender Street. Letter of assurance provided by: Schedule A & B (Mechanical & Plumbing): Avi Singh, P.Eng, 604-593-1446 Schedule B (Electrical): Gary Jatana, P.Eng, 604-593-1446 Schedule B (Mechanical & Plumbing): Energy Upgrade: E4 - Lighting - Upgrade all Lighting Controls (per 9.4.1 of ASHRAE 90.1-2016) | BC Star Electric Ltd
PP-2023-00212 | 2023-02-22 | 1437 W PENDER STREET, Vancouver, BC V6G 2S3 | Plumbing Permit | Commercial | Tenant Improvement | Completed | Commercial - Dental office >DB: Interior alterations to provide tenant improvements to the existing Health Care Office and expand it to the adjacent unit 1433 W Pender Street. | STARGATE PLUMBING & HEATING
EP-2022-04559 | 2022-06-01 | 4435 PERRY STREET, Vancouver, BC V5N 3X6 | Electrical Permit | Residential | Tenant Improvement | Completed | Installation / Repair - Residential - Electrical install of heat pump. BP not required. No change to existing service. | Moore And Russell Heating And Air Conditioning Ltd
EP-2022-08585 | 2022-10-11 | 2223 KINGSWAY, Vancouver, BC V5N 2T6 | Electrical Permit | Commercial | Renovation | Completed | Installation / Repair - Commercial - minor alteration and safety check for telus store | Shuming Electric Ltd
PP-2023-03516 | 2023-10-05 | 2223 KINGSWAY, Vancouver, BC V5N 2T6 | Plumbing Permit | Commercial | Tenant Improvement | Issued | Commercial - Work was done by previous tenant and they had a plumbing permit. We just need a new plumbing permit under our name in order to get the final building permit. We did not touch the plumbing at all. >BP: 2223 Kingsway Interior alterations and a change of use from Restaurant Class 1 to Retail store to provide improvements for a new tenant at 2223 Kingsway on the ground floor of this mixed-use building on this site. Scope of Work: Remove existing range, mop sink, toilet, sink, and lighting fixtures, keeping one existing universal washroom. Install one partition wall to create boardroom and new light fixtures. Contractor TBD - contractor must have a valid business license to do work in Vancouver. | Kits Plumbing and Heating Ltd
EP-2022-02744 | 2022-04-07 | 1028 BARCLAY STREET #3902, Vancouver, BC V6E 0B1 | Electrical Permit | Residential | Renovation | Completed | Installation / Repair - Residential - Replace original lights, outlet, floor heating and connect electrical equipment in kitchen. >BP: Interior alterations to provide improvements to dwelling unit #3902 on the 39th floor of this existing multiple dwelling building on this site. OK for Field Review per W.Wong, May 11, 2021 Scope of work: -Demolition of drywall -New cabinets, lights, flooring, interior doors, trims, tiles and plumbing fixtures -New electric fireplace Notes: 1) Energy upgrade trigger: Suite - Reached Energy Efficiency Target 2) Building inspector to determine on site if a separate sprinkler permit is required. No SP required as per DBI, Jun 15, 2021. | Aidea Solutions Ltd
PP-2022-01029 | 2022-03-28 | 1028 BARCLAY STREET #3902, Vancouver, BC V6E 0B1 | Plumbing Permit | Residential | Renovation | Completed | Residential - SUITE #3902 - Re-do 2 showers including new diverter and water proofing #3902 Interior alterations to provide improvements to dwelling unit #3902 on the 39th floor of this existing multiple dwelling building on this site. OK for Field Review per W.Wong, May 11, 2021 Scope of work: -Demolition of drywall -New cabinets, lights, flooring, interior doors, trims, tiles and plumbing fixtures -New electric fireplace | JL Plumbing and Heating Ltd
NULL | NULL | 1808 W 3RD AVENUE #201, Vancouver, BC V6J 0C4 | Electrical Permit | Commercial | Tenant Improvement | Withdrawn | Installation / Repair - Commercial - No change to existing service; Electrical installation for heat pump; BP not required; Mechanical permit to be obtained ; | Moore And Russell Heating And Air Conditioning Ltd
EP-2022-07486 | NULL | 1808 W 3RD AVENUE #201, Vancouver, BC V6J 0C4 | Electrical Permit | Commercial | Tenant Improvement | Withdrawn | Installation / Repair - Commercial - No change to existing service; Electrical installation for heat pump; BP not required; Mechanical permit to be obtained; | Moore And Russell Heating And Air Conditioning Ltd
MP-2022-00191 | 2022-09-07 | 1808 W 3RD AVENUE #201, Vancouver, BC V6J 0C4 | Mechanical Permit | NULL | NULL | Cancelled | NULL | Moore And Russell Heating And Air Conditioning Ltd
EP-2022-07953 | 2022-09-22 | 1808 W 3RD AVENUE #201, Vancouver, BC V6J 0C4 | Electrical Permit | Commercial | Tenant Improvement | Cancelled | Installation / Repair - Commercial - No change to existing service Electrical installation of Heat pump Building permit not required Mechanical permit: MP-2022-00191 | Moore And Russell Heating And Air Conditioning Ltd
SP-2023-00100 | 2023-01-24 | 1635 E PENDER STREET, Vancouver, BC V5L 1W2 | Sprinkler Permit | Commercial | Renovation | Completed | Commercial - Adding of 3 sprinkler heads in to commercial unit <BP: Interior alterations to provide improvements and to change the use from tattoo parlour to Health Care Office at 1635 E Pender St in this existing mixed used building on the site. | 0777792 BC Ltd
EP-2022-10367 | 2022-12-08 | 1635 E PENDER STREET, Vancouver, BC V5L 1W2 | Electrical Permit | Commercial | Renovation | Completed | Installation / Repair - Commercial - wiring and installing plugs and lights for a room alteration of a massage therapy office 1635 E Pender St Interior alterations to provide improvements and to change the use from tattoo parlour to Health Care Office at 1635 E Pender St in this existing mixed used building on the site. OK for Field review as per S. Yu on October 12, 2022 Note: - Energy upgrade triggers: E2 - Lighting - Upgrade to incorporate Automatic Partial OFF (per 9.4.1.1.(g) of ASHRAE 90.1-2016) | Firmstone Construction Ltd
PP-2022-04381 | 2022-12-12 | 1635 E PENDER STREET, Vancouver, BC V5L 1W2 | Plumbing Permit | Commercial | Renovation | Completed | Commercial - Instal new sinks | Five Water Plumbing and Heating Ltd
NULL | NULL | 1635 E PENDER STREET, Vancouver, BC V5L 1W2 | Electrical Permit | Commercial | Renovation | Draft | Installation / Repair - Commercial - wiring and installing lighting and plugs for a room alteration in a massage therapy. | Firmstone Construction Ltd
PP-2023-03067 | 2023-08-30 | 1635 E PENDER STREET, Vancouver, BC V5L 1W2 | Plumbing Permit | Commercial | Renovation | Completed | Commercial - Adding one small wash basin for washing hands Please Note: Any Structural work will require a Building Permit. | MIDCITY PLUMBERS INC
EP-2022-06997 | NULL | 138 ATHLETES WAY #402, Vancouver, BC V5Y 0B5 | Electrical Permit | Residential | Renovation - Dwelling Unit(s) only | Withdrawn | Installation / Repair - Residential - All electrical finishing | S & D ELECTRIC LTD
PP-2022-01279 | 2022-04-13 | 138 ATHLETES WAY #402, Vancouver, BC V5Y 0B5 | Plumbing Permit | Residential | Renovation | Completed | Residential - SUITE #402 - Bathroom reno #402 To alter the interior of suite #402 in this existing multiple dwelling building to renovate the bathroom and kitchen areas and to alter non-loadbearing partition walls. Scope of work includes: interior partition walls alteration, re-re plumbing fixture, and minor alteration to the kitchen. | Torresan Plumbing & Heating Ltd
PP-2022-01642 | 2022-05-12 | 2502 MAPLE STREET, Vancouver, BC V6J 0B4 | Plumbing Permit | Commercial | Addition | Completed | Commercial - Installation of BackFlow Devices | Michael M Connolly
GP-2023-02525 | 2023-08-30 | 978 E 12TH AVENUE, Vancouver, BC V5T 2J4 | Gas Permit | Residential | Renovation | Completed | Residential - replacement of hot water | Hillcrest Plumbing & Heating (1991) Ltd
NULL | NULL | 1808 W 3RD AVENUE #307, Vancouver, BC V6J 0C4 | Mechanical Permit | NULL | NULL | Withdrawn | NULL | NULL
EP-2022-06491 | 2022-08-03 | 1808 W 3RD AVENUE #307, Vancouver, BC V6J 0C4 | Electrical Permit | Commercial | Tenant Improvement | Completed | Installation / Repair - Commercial - No change to existing service. Electrical installation for heat pump. BP not required. Mechanical permit to be obtained. | Moore And Russell Heating And Air Conditioning Ltd
MP-2022-00072 | 2022-08-03 | 1808 W 3RD AVENUE #307, Vancouver, BC V6J 0C4 | Mechanical Permit | NULL | NULL | Completed | NULL | Moore And Russell Heating And Air Conditioning Ltd
MP-2022-00171 | 2022-08-30 | 1808 W 3RD AVENUE #503, Vancouver, BC V6J 0C4 | Mechanical Permit | NULL | NULL | Issued | NULL | Moore And Russell Heating And Air Conditioning Ltd
EP-2022-07337 | 2022-09-07 | 1808 W 3RD AVENUE #503, Vancouver, BC V6J 0C4 | Electrical Permit | Commercial | Tenant Improvement | Issued | Installation / Repair - Commercial - No change to existing service Electrical installation for heat pump BP not required Mechanical permit: MP-2022-00171 | Moore And Russell Heating And Air Conditioning Ltd
EP-2022-07269 | 2022-09-07 | 1808 W 3RD AVENUE #507, Vancouver, BC V6J 0C4 | Electrical Permit | Commercial | Tenant Improvement | Completed | Installation / Repair - Commercial - No change to existing service Electrical installation for heat pump BP not required Mechanical permit : MP-2022-00161 | Moore And Russell Heating And Air Conditioning Ltd
MP-2022-00161 | 2022-08-29 | 1808 W 3RD AVENUE #507, Vancouver, BC V6J 0C4 | Mechanical Permit | NULL | NULL | Issued | NULL | Moore And Russell Heating And Air Conditioning Ltd
SP-2022-00286 | 2022-03-03 | 3568 FRASER STREET, Vancouver, BC V5V 4C6 | Sprinkler Permit | Commercial | Renovation | Completed | Commercial - Relocate 3 sprinklers and Add 2 Sprinklers >Interior alterations only to provide tenant improvements for a new Retail Limited Food Store use at 3568 Fraser Street at this existing mixed-use commercial and residential building. Scope of work: - Demo existing interior walls & install interior walls & doors - New millwork, lighting, plumbing fixtures, appliances & equipment, and Hvac Tenant: Billy Button Dessert Bar Inc. OK for field review as per Howie Chow, September 16, 2021. Schedule B Plumbing submitted per Alex Z. Q. Li, P.Eng, 778-323-1368 Class 5 Cooking Operation (No Hood) - Appliances are less than or equal to 6 kW - “Where complaints are received such as mold from too much moisture, over-heating in the work environment, objectionable odors, or build up of grease or smoke residue, the owner or manager is responsible to make the required corrections, such as a menu change or applying for a building permit to comply with the appropriate Class of Cooking Operation.” Note: - Storefront glazing is to remain clear and unobstructed. No translucent or opaque film, artwork, shelving, display case, curtains or similar elements are to be installed on or directly outside or inside of the approved glazing. Separate permit is required for all signage. - Sprinkler building - Building inspector to determine on site if a separate sprinkler permit is required/SP required per DBI. *****This application does not include any of the following: 1. Not more than 20 sprinklers (add, relocate, or remove), 2. hydraulic calculations, 3. change in occupancy and /or hazard classification, 4. warehouse storage arrangements, 5. mobile compact storage arrangements, 6. alternative solutions, 7. changes to the sprinkler system supply piping (e.g. valves, mains, cross-mains, branch-lines, etc.), or 8. flexible sprinkler pipe. | Major Fire Protection Ltd
PP-2023-02999 | 2023-08-23 | 3558 FRASER STREET, Vancouver, BC V5V 4C6 | Plumbing Permit | Commercial | Tenant Improvement | Completed | Commercial - Install a sink & Cap off drainage for one sink drainage and waterline. >BP: Interior alterations to provide tenant improvement for this existing beauty salon tenant on the ground floor (3558 Fraser St) of the existing mixed-use building on this site. Scope of work includes the removal of walls and two sinks with the addition of new walls and one sink. | Infinity Pacific Mechanical Ltd
EP-2023-07571 | 2023-08-28 | 3558 FRASER STREET, Vancouver, BC V5V 4C6 | Electrical Permit | Commercial | Renovation | Completed | Installation / Repair - Commercial - 1 storage room will become a facial room and another room will be added next to it. >BP: Interior alterations to provide tenant improvement for this existing beauty salon tenant on the ground floor (3558 Fraser St) of the existing mixed-use building on this site. Scope of work includes the removal of walls and two sinks with the addition of new walls and one sink. | Sikander Electrical Ltd.
EP-2023-07745 | 2023-08-30 | 118 ATHLETES WAY #201, Vancouver, BC V5Y 0B5 | Electrical Permit | Commercial | Renovation - Dwelling Unit(s) only | Completed | Installation / Repair - Commercial - #201 - potlights and relocation of switches. >BP: #201 Interior alterations to provide improvements to dwelling unit #201 on the second floor of this multiple dwelling building on this site. | Canadian Electrical Services Ltd
PP-2023-00927 | 2023-03-20 | 1633 MANITOBA STREET, Vancouver, BC V5Y 0B8 | Plumbing Permit | Commercial | Renovation | Completed | Commercial - delete 1 backflow preventer >>Amend: March 23rd -one more backflow preventer is being removed AMEND: MAR 29/2023 Please delete "one more backflow preventer is being removed", customer wants to keep it | BD Plumbing
PP-2022-02112 | 2022-06-17 | 1637 MANITOBA STREET, Vancouver, BC V5Y 0B8 | Plumbing Permit | Commercial | Addition | Completed | Commercial - add a new kitchen and washroom >Exterior and interior alterations to change the use from Laundromat to Restaurant - class 1 on the ground floor of the existing mixed use building. Exterior alterations to remove the laundry drop-off and replace with glazing Schedule A, Architectural Schedule B & Schedule D - P.J. Mallen AIBC - 604.484.8285 E2 - LIGHTING - UPGRADE TO INCORPORATE AUTOMATIC FULL OFF (PER 9.4.1.1.(H) OF ASHRAE 90.1-2016). Ok for Field Review per Ian Mackie | BD Plumbing
SP-2022-00766 | 2022-05-17 | 1637 MANITOBA STREET, Vancouver, BC V5Y 0B8 | Sprinkler Permit | Commercial | Tenant Improvement | Completed | Commercial - ADD AND RELOCATE 2 SPRINKLER HEADS Exterior and interior alterations to change the use from Laundromat to Restaurant - class 1 on the ground floor of the existing mixed use building. Exterior alterations to remove the laundry drop-off and replace with glazing *****This application does not include any of the following: 1. Not more than 20 sprinklers (add, relocate, or remove), 2. hydraulic calculations, 3. change in occupancy and /or hazard classification, 4. warehouse storage arrangements, 5. mobile compact storage arrangements, 6. alternative solutions, 7. changes to the sprinkler system supply piping (e.g. valves, mains, cross-mains, branch-lines, etc.), or 8. flexible sprinkler pipe. | Priority Fire Systems Ltd
EP-2022-04388 | 2022-05-27 | 1637 MANITOBA STREET, Vancouver, BC V5Y 0B8 | Electrical Permit | Commercial | Renovation | Completed | Installation / Repair - Commercial - Electrical renovations related to the conversion of a Laundromat to Restaurant. Including; relocation and addition of receptacles, lighting and controls. >BP: Exterior and interior alterations to change the use from Laundromat to Restaurant - class 1 on the ground floor of the existing mixed use building. Exterior alterations to remove the laundry drop-off and replace with glazing | Wespac Electrical Contractor Ltd
PP-2022-02034 | NULL | 1637 MANITOBA STREET, Vancouver, BC V5Y 0B8 | Plumbing Permit | Commercial | Tenant Improvement | Withdrawn | Commercial - plumbing rough in and finishing for 1 grease interceptor, 3 sinks, 1 toilet and 1 dishwasher | BPH Mechanical Systems Ltd.
EP-2022-01102 | 2022-02-11 | 1624 GRANT STREET #2, Vancouver, BC V5L 2Y5 | Electrical Permit | Residential | Renovation - Dwelling Unit(s) only | Completed | Installation / Repair - Residential - Converting baseboard heat to radiant in-floor in the living area, kitchen and office. Using existing circuits and branch wiring. Simply replacing baseboards with nuheat. | Tyler G Wray
EP-2023-00316 | 2023-01-16 | 6615 MAIN STREET, Vancouver, BC V5X 3H3 | Electrical Permit | Commercial | New | Completed | Installation / Repair - Commercial - Install customer supplied data rack and electronics. Route data to office locations as required. Terminate and test in new equipment as required. | Houle Electric Limited
EP-2022-05364 | 2022-06-23 | 1661 ONTARIO STREET #1201, Vancouver, BC V5Y 0C3 | Electrical Permit | Residential | Renovation | Completed | Installation / Repair - Residential - Relocation of switches and receptacles, relocation of existing light, fixtures, add 2x 3way switches, rewiring the existing lights. Tidy up the wiring, support. >BP: Interior alterations to provide improvement to this existing dwelling unit on the 12th floor (#1201) of this existing multiple-dwelling building on this site. Scope of Work: Construct a partition wall to convert the larger bedroom back to original floor plan, adding a walk-in closet in the primary bedroom, new doors and electrical work. Building Sprinklered – Building inspector to determine on site if a separate sprinkler permit is required. E2 - Lighting - Install energy efficient lighting fixtures (single occupied space area) Energy checklist is currently no longer required with your Building Permit (BP) application. Some supporting documents are still required at BP stage, specifically Envelope and HVAC, if applicable. Service Water Heating and Lighting supporting documents, if applicable, must be submitted with your related trades permits (e.g. electrical and plumbing). All energy upgrades will be checked during inspections stage. It is the applicant’s responsibility to identify and note all required upgrades including energy upgrades on their BP drawings at BP stage. | Re-Charge Electrical Solutions Inc
EP-2023-10174 | 2023-11-24 | 1661 ONTARIO STREET #1402, Vancouver, BC V5Y 0C3 | Electrical Permit | Commercial | New | Completed | Installation / Repair - Commercial - ¦ MURB: HP ¦ Installation of wiring for heat pump with load share device 30A *MP-2023-01912: Issued (Cooling) | S1 ELECTRIC LTD
MP-2023-01912 | 2023-10-25 | 1661 ONTARIO STREET #1402, Vancouver, BC V5Y 0C3 | Mechanical Permit | NULL | NULL | Completed | NULL | Allied Plumbing Heating and Air Conditioning
GP-2022-01070 | 2022-04-05 | 2326 W 5TH AVENUE, Vancouver, BC V6K 1S5 | Gas Permit | Residential | Renovation | Completed | Residential - Boiler Replacement | Hillcrest Plumbing & Heating (1991) Ltd
EP-2023-06221 | 2023-09-06 | 2097 E 2ND AVENUE, Vancouver, BC V5N 1E6 | Electrical Permit | Residential | Addition | Completed | Installation / Repair - Residential - Installing Electrical branch circuit for outdoor Heat Pump Condenser *MP-2023-01237: Issued (Heating and Cooling) | Daniel Topping
MP-2023-01237 | 2023-07-06 | 2097 E 2ND AVENUE, Vancouver, BC V5N 1E6 | Mechanical Permit | NULL | NULL | Completed | NULL | Pro Ace Heating & Air Conditioning Services Ltd
EP-2022-02891 | 2022-05-27 | 2053 E GEORGIA STREET, Vancouver, BC V5L 2B9 | Electrical Permit | Residential | Addition | Completed | Installation / Repair - Residential - Install a 40 amp level 2 ChargePoint EV charger exterior of garage. | BC Highlight Electric Corp
PP-2023-01118 | 2023-03-31 | 1635 W 3RD AVENUE #315, Vancouver, BC V6J 0B6 | Plumbing Permit | Residential | Renovation - Dwelling Unit(s) only | Completed | Residential - Renovation plumbing re&re fixtures - Relocate shower valve >BP: Interior alterations to renovate the existing dwelling unit #315 on the 3rd floor of this existing mixed-use building on this site. | Kits Plumbing and Heating Ltd
SP-2023-00433 | 2023-03-14 | 1635 W 3RD AVENUE #315, Vancouver, BC V6J 0B6 | Sprinkler Permit | Commercial | Renovation - Dwelling Unit(s) only | Completed | Commercial - SUITE #315 - Delete (x2) sprinkler heads >BP: Interior alterations to renovate the existing dwelling unit #315 on the 3rd floor of this existing mixed-use building on this site. *****This application does not include any of the following: 1. Not more than 20 sprinklers (add, relocate, or remove), 2. hydraulic calculations, 3. change in occupancy and /or hazard classification, 4. warehouse storage arrangements, 5. mobile compact storage arrangements, 6. alternative solutions, 7. changes to the sprinkler system supply piping (e.g. valves, mains, cross-mains, branch-lines, etc.), or 8. flexible sprinkler pipe. | Fire Pro Fire Protection Ltd.
EP-2023-01768 | 2023-03-03 | 1635 W 3RD AVENUE #315, Vancouver, BC V6J 0B6 | Electrical Permit | Residential | Renovation | Completed | Installation / Repair - Residential - Pot lights, bathroom circuits relocation, receptacles installation, wall light, and switches. microwave circuit wiring, and installation. >BP: Interior alterations to renovate the existing dwelling unit #315 on the 3rd floor of this existing mixed-use building on this site. | Wirechief Electric Ltd
PP-2022-03558 | 2022-11-21 | 2711 GUELPH STREET, Vancouver, BC V5T 3P6 | Plumbing Permit | Commercial | Renovation - Dwelling Unit(s) only | Issued | Commercial - remove a tub and replace it with a shower | Mayne & Fong Mechanical Systems Inc.
EP-2022-10776 | 2023-01-03 | 2789 GUELPH STREET, Vancouver, BC V5T 3P6 | Electrical Permit | Residential | Renovation | Completed | Installation / Repair - Residential - Moved existing baseboard heater a few feet | EZ BC Electric Ltd
GP-2022-02248 | 2022-07-29 | 2779 GUELPH STREET, Vancouver, BC V5T 3P6 | Gas Permit | Residential | New | Completed | Residential - 30" Blomberg Gas Cooktop | Han Appliances & Refrigeration Ltd
GP-2023-00135 | 2023-01-12 | 1357 E 13TH AVENUE, Vancouver, BC V5N 2B5 | Gas Permit | Residential | Addition | Completed | Residential - This is a old house getting a boiler changed | AKAL Plumbing & Heating Ltd
EP-2023-01334 | 2023-02-16 | 77 WALTER HARDWICK AVENUE #313, Vancouver, BC V5Y 0C6 | Electrical Permit | Residential | Tenant Improvement | Completed | Installation / Repair - Residential - replace kitchen Microwave circuit with new 20A 240 V circuit -this new circuit will be run from the kitchen wall to the panel -No structural work will be performed, we are not entering any fire-rated walls | Prolux Electric Ltd
EP-2023-00795 | 2023-02-13 | 188 KEEFER PLACE #1207, Vancouver, BC V6B 0J1 | Electrical Permit | Commercial | Tenant Improvement | Issued | Installation / Repair - Commercial - Wiring heat pump *An approved mechanical permit is required for heat pump installation before an electrical inspection will be performed | EURO TECH ELECTRIC LTD.
MP-2023-01610 | 2023-09-01 | 188 KEEFER PLACE #1207, Vancouver, BC V6B 0J1 | Mechanical Permit | NULL | NULL | Completed | NULL | Ferenc Nagy
EP-2023-08923 | NULL | 2630 W 6TH AVENUE, Vancouver, BC V6K 1W7 | Electrical Permit | Residential | Renovation | Application Incomplete | Installation / Repair - Residential - 2p-40A Breaker Load management device #8cu cable 14-50R Receptacle installed for EV Charging | HT Electric Ltd
GP-2022-02783 | 2022-09-20 | 2630 W 6TH AVENUE, Vancouver, BC V6K 1W7 | Gas Permit | Residential | New | Completed | Residential - Install - Kitchen Aid 36" Commercial Style Dual Fuel Range | Han Appliances & Refrigeration Ltd
EP-2022-04198 | 2022-05-25 | 2630 W 6TH AVENUE, Vancouver, BC V6K 1W7 | Electrical Permit | Residential | Renovation | Completed | Installation / Repair - Residential - New pot lights and lights.Relocate kitchen outlets -No building permit required because not touching any fire rated walls or ceiling or structural. | Hi Mark Electric Ltd
PP-2022-01701 | 2022-05-27 | 2630 W 6TH AVENUE, Vancouver, BC V6K 1W7 | Plumbing Permit | Residential | Renovation | Completed | Residential - kitchen sink is staying in the same place but brand new, the bathrooms are all re/re with one vanity that is moving over a couple feet. No structural work | Sean Michael Regan
EP-2023-08065 | 2023-09-07 | 1693 MANITOBA STREET, Vancouver, BC V5Y 0B8 | Electrical Permit | Commercial | Addition | Completed | Installation / Repair - Commercial - Bike Charging Station: Supply and install bike share panel with mini breakers and main breaker. Connect to 120/208V 20 amp cct provided by city or property manager. Run 16/2 cable tire from panel board to each charging dock, terminate connections. Run no.10 AWG bond from panel board to each charging doc. Verification and testing. | MJR Electric Ltd
EP-2023-00553 | 2023-02-02 | 118 ATHLETES WAY #501, Vancouver, BC V5Y 0B5 | Electrical Permit | Residential | Renovation | Completed | Installation / Repair - Residential - New wiring for changes to layout and additional walls. New kitchen layout and additional outlets. ceiling lighting to remain and only retrofit to LED. New sconce in powder room. >BP: Interior alterations to renovate this existing dwelling unit #501 on the 5th floor of this existing mixed-use building. E2 - HVAC - Install timers (up to 60 minute), or humidistat for washroom fan(s) OK to process as DTI as per J. Zhang November 3, 2022 | Balsam Electric Ltd
PP-2023-00304 | 2023-01-27 | 118 ATHLETES WAY #501, Vancouver, BC V5Y 0B5 | Plumbing Permit | Residential | Renovation | Completed | Residential - SUITE #501 - 5TH FLOOR - rough in and finishing run new water lines to kitchen, laundry box and drainage moving bathroom water lines and drainage >BP: #501 - 5th floor Interior alterations to renovate this existing dwelling unit #501 on the 5th floor of this existing mixed-use building. | Pioneer Plumbing & Heating Inc
NULL | NULL | 118 ATHLETES WAY #501, Vancouver, BC V5Y 0B5 | Gas Permit | Residential | Renovation | Withdrawn | Residential - Reinstallation of gas stove after renovation | Pioneer Plumbing & Heating Inc
EP-2023-04301 | 2023-05-23 | 118 ATHLETES WAY #601, Vancouver, BC V5Y 0B5 | Electrical Permit | Residential | Addition | Issued | Installation / Repair - Residential - Installation of security system | ADT Security Services Canada Inc
PP-2022-00447 | 2022-02-09 | 535 SMITHE STREET #809, Vancouver, BC V6B 0H2 | Plumbing Permit | Commercial | Renovation | Completed | Commercial - A typical bathroom renovation. New tub, vanity and toilet will be installed with no relocation. | BC Modal Construction Ltd
EP-2022-01237 | 2022-02-16 | 535 SMITHE STREET #809, Vancouver, BC V6B 0H2 | Electrical Permit | Residential | Renovation | Completed | Installation / Repair - Residential - add vanity light, move outlet, add outlet, install new outlet for toilet and install new exhaust fan >BP: #809 removal of drywall in washrooms, replace bathtub, toilet, move vanity, bring electrical outlets to code, replace fan. Open closet wall in bedroom to create walk through, move 2 electrical outlets. Open second bedroom closet to create office . Note to applicant: The services of a structural engineer may be required, based upon site inspection by the District Building Inspector. No Sprinkler permit required per DBI. Energy checklist is currently no longer required with your Building Permit (BP) application. Some supporting documents are still required at BP stage, specifically Envelope and HVAC, if applicable. Service Water Heating and Lighting supporting documents, if applicable, must be submitted with your related Trades permits (e.g. electrical and plumbing). All energy upgrades will be checked during inspections stage. It is the applicant’s responsibility to identify and note all required upgrades including energy upgrades on their BP drawings at BP stage. | Keith Mason
EP-2023-00796 | 2023-02-08 | 188 KEEFER PLACE #2607, Vancouver, BC V6B 0J1 | Electrical Permit | Commercial | Tenant Improvement | Issued | Installation / Repair - Commercial - Wiring heat pump *An approved mechanical permit is required for heat pump installation before an electrical inspection will be performed | EURO TECH ELECTRIC LTD.
MP-2023-00306 | 2023-03-07 | 188 KEEFER PLACE #2607, Vancouver, BC V6B 0J1 | Mechanical Permit | NULL | NULL | Completed | NULL | Ferenc Nagy
EP-2022-07802 | NULL | 188 KEEFER PLACE #2703, Vancouver, BC V6B 0J1 | Electrical Permit | Residential | Addition | Withdrawn | Installation / Repair - Residential - Installation of a Grizzl-e EV charger in the owner's stall. Cable run length from the electrical room to the charger location is approximately 180ft and is run in #6/3 ACWU. The circuit is protected by a 30-amp circuit breaker. | Lukas Kadlcek
EP-2022-04174 | 2022-05-20 | 123 W 1ST AVENUE #805, Vancouver, BC V5Y 0E2 | Electrical Permit | Residential | Tenant Improvement | Completed | Installation / Repair - Residential - Adding 40A Induction Cooktop in apartment. | AJ's Electrical Contractors LTD
GP-2023-03193 | 2023-10-23 | 2305 MCLEAN DRIVE, Vancouver, BC V5N 3K2 | Gas Permit | Residential | New | Completed | Residential - Gas range re/re | Super Tech Appliances Installation Ltd
EP-2023-07287 | 2023-08-10 | 2547 W 1ST AVENUE, Vancouver, BC V6K 1G8 | Electrical Permit | Commercial | Renovation - Dwelling Unit(s) only | Completed | Installation / Repair - Commercial - Installation of security system. | ADT Security Services Canada Inc
GP-2022-02962 | 2022-09-30 | 2545 W 1ST AVENUE, Vancouver, BC V6K 1G8 | Gas Permit | Residential | Renovation | Completed | Residential - Boiler replacement | Good Guys Heating Cooling Plumbing
EP-2022-10247 | 2022-12-07 | 2545 W 1ST AVENUE, Vancouver, BC V6K 1G8 | Electrical Permit | Commercial | Addition | Completed | Installation / Repair - Commercial - Supply and install (1) 40A, 240V circuit for level 2 charger Amend: Jan 26, 2023 amend permit to reflect: 30A circuit installed. | Hall Electrical Ltd
GP-2023-02294 | 2023-08-02 | 1820 E 22ND AVENUE, Vancouver, BC V5N 2P8 | Gas Permit | Residential | New | Completed | Residential - 1 -Tankless hot water | Truth Plumbing & HVAC Ltd
MP-2023-00645 | 2023-04-17 | 1820 E 22ND AVENUE, Vancouver, BC V5N 2P8 | Mechanical Permit | NULL | NULL | Completed | NULL | Truth Plumbing & HVAC Ltd
NULL | NULL | 3909 BEATRICE STREET, Vancouver, BC V5N 4H7 | Gas Permit | NULL | NULL | Draft | NULL | Truth Plumbing & HVAC Ltd
GP-2023-00876 | 2023-03-13 | 3909 BEATRICE STREET, Vancouver, BC V5N 4H7 | Gas Permit | Residential | New | Completed | Residential - Boiler only install | Truth Plumbing & HVAC Ltd
MP-2022-00387 | 2022-10-12 | 1820 E GEORGIA STREET, Vancouver, BC V5L 2B6 | Mechanical Permit | NULL | NULL | Completed | NULL | Tek Climate Heating & Air Conditioning Ltd
SP-2022-02089 | NULL | 1633 ONTARIO STREET #801, Vancouver, BC V5Y 0C2 | Sprinkler Permit | Residential | Tenant Improvement | Withdrawn | Residential - Add one single head in bedroom to cover area now baffled from A/C | Mountain Fire Protection Ltd
EP-2022-08796 | 2022-10-19 | 77 WALTER HARDWICK AVENUE #801, Vancouver, BC V5Y 0C6 | Electrical Permit | Commercial | Renovation - Dwelling Unit(s) only | Completed | Installation / Repair - Commercial - Installation of wiring for heat pump, 30A @ 208V, interlocking controls, relocate switches and receptacles as needed. (MP-2022-00325) | S1 ELECTRIC LTD
MP-2022-00325 | 2022-10-03 | 77 WALTER HARDWICK AVENUE #801, Vancouver, BC V5Y 0C6 | Mechanical Permit | NULL | NULL | Completed | NULL | Allied Plumbing Heating and Air Conditioning
NULL | NULL | 77 WALTER HARDWICK AVENUE #801, Vancouver, BC V5Y 0C6 | Mechanical Permit | NULL | NULL | Draft | NULL | NULL
SP-2023-00538 | 2023-03-30 | 77 WALTER HARDWICK AVENUE #801, Vancouver, BC V5Y 0C6 | Sprinkler Permit | Commercial | Renovation - Dwelling Unit(s) only | Completed | Commercial - add 1 head to cover area baffled by air conditioner *****This application does not include any of the following: 1. Not more than 20 sprinklers (add, relocate, or remove), 2. hydraulic calculations, 3. change in occupancy and /or hazard classification, 4. warehouse storage arrangements, 5. mobile compact storage arrangements, 6. alternative solutions, 7. changes to the sprinkler system supply piping (e.g. valves, mains, cross-mains, branch-lines, etc.), or 8. flexible sprinkler pipe | Mountain Fire Protection Ltd
GP-2022-02955 | 2022-09-30 | 2308 SPRUCE STREET, Vancouver, BC V6H 0B5 | Gas Permit | Residential | Renovation | Completed | Residential - Wolf 30" Dual Fuel Range | Han Appliances & Refrigeration Ltd
PP-2023-01269 | 2023-04-17 | 4132 COMMERCIAL STREET, Vancouver, BC V5N 4G3 | Plumbing Permit | Residential | Renovation | Completed | Residential - New water service April 14/2023-AMEND application was changed and outstanding payment made | High Mark Mechanical Services Ltd
EP-2023-09629 | 2023-11-03 | 89 W 2ND AVENUE #1603, Vancouver, BC V5Y 0G9 | Electrical Permit | Commercial | Renovation - Dwelling Unit(s) only | Issued | Installation / Repair - Commercial - Moving washer/dryer location, adding circuit for electric fireplace , re/re receptacles and switches - installation of LED strip lighting -No cutting of fire rated walls or structural. Drywall cutting only performed and strictly cosmetic | G-STAR ELECTRIC LTD
PP-2023-03607 | 2023-10-13 | 89 W 2ND AVENUE #1603, Vancouver, BC V5Y 0G9 | Plumbing Permit | Commercial | Renovation | Completed | Commercial - Relocation existing laundry drain and waterlines **No Building alterations or Building work otherwise a BP will be required | Hippo Plumbing and Heating Ltd
GP-2022-04045 | 2022-12-19 | 1405 E 10TH AVENUE, Vancouver, BC V5N 1X4 | Gas Permit | Residential | Renovation | Completed | Residential - GAS RANGE RE & RE | Coal Harbour Mechanical Ltd
EP-2023-00925 | 2023-02-08 | 1777 W 7TH AVENUE #809, Vancouver, BC V6J 0E5 | Electrical Permit | Commercial | Renovation | Completed | Installation / Repair - Commercial - Electrical supply for Dsplit | Milani Electric Limited
MP-2023-00140 | 2023-02-02 | 1777 W 7TH AVENUE #809, Vancouver, BC V6J 0E5 | Mechanical Permit | NULL | NULL | Completed | NULL | Milani Electric Limited
MP-2023-00669 | 2023-04-20 | 2229 SOUTHSIDE DRIVE, Vancouver, BC V5P 0B2 | Mechanical Permit | NULL | NULL | Issued | NULL | Milani Electric Limited
EP-2023-03447 | 2023-04-25 | 2229 SOUTHSIDE DRIVE, Vancouver, BC V5P 0B2 | Electrical Permit | Residential | Renovation | Issued | Installation / Repair - Residential - Electrical supply for Dsplit *MP-2023-00669 | Milani Electric Limited
EP-2022-01842 | NULL | 1239 E 14TH AVENUE, Vancouver, BC V5T 2P2 | Electrical Permit | Residential | Addition | Withdrawn | Installation / Repair - Residential - Install an Electric Vehicle Charger in the garage. | Western Waves Electric Ltd
EP-2023-03251 | 2023-04-25 | 1299 E 14TH AVENUE, Vancouver, BC V5T 2P2 | Electrical Permit | Residential | New | Completed | Installation / Repair - Residential - Installation of a DCC-12 controller, and two monitoring devices (2X SINOPE LOAD CONTROLLER (RM3250ZB)). Installation of a new EV charger (7680W). | It's On Electric Company Inc
EP-2023-06885 | NULL | 1777 NAPIER STREET, Vancouver, BC V5L 2N1 | Electrical Permit | Residential | Addition | Application Incomplete | Installation / Repair - Residential - power for AC unit | Fortress Electric Ltd
EP-2023-01546 | 2023-06-30 | 1089 SALSBURY DRIVE, Vancouver, BC V5L 4A6 | Electrical Permit | Residential | Renovation | Issued | Installation / Repair - Residential - Wiring for Mini split A/C unit *An approved mechanical permit is required for the installation of air conditioning or heat pump unit at the time of installation before an electrical inspection will be performed | Mountain Point Electrical Inc.
MP-2022-00313 | 2022-09-30 | 1190 W 6TH AVENUE #203, Vancouver, BC V6H 1A4 | Mechanical Permit | NULL | NULL | Completed | NULL | Milani Electric Limited
EP-2022-08708 | 2022-10-14 | 1190 W 6TH AVENUE #203, Vancouver, BC V6H 1A4 | Electrical Permit | Residential | Renovation | Completed | Installation / Repair - Residential - Electrical supply for Dsplit MP-2022-00313 | Milani Electric Limited
MP-2022-00339 | 2022-10-04 | 1190 W 6TH AVENUE #205, Vancouver, BC V6H 1A4 | Mechanical Permit | NULL | NULL | Completed | NULL | Milani Electric Limited
EP-2022-08712 | 2022-10-17 | 1190 W 6TH AVENUE #205, Vancouver, BC V6H 1A4 | Electrical Permit | Residential | Renovation | Completed | Installation / Repair - Residential - Electrical Supply for Dsplit MP-2022-00339 | Milani Electric Limited
GP-2022-02411 | 2022-08-16 | 1607 FRANCES STREET, Vancouver, BC V5L 1Z3 | Gas Permit | Residential | Renovation | Completed | Residential - We are replacing regular boiler and water heater with Navien combination of heating and hot water system . | Superstar Plumbing Heating & Sprinkler Supplies Ltd
NULL | NULL | 1675 E 21ST AVENUE, Vancouver, BC V5N 2N4 | Electrical Permit | Residential | Addition | Withdrawn | Installation / Repair - Residential - We are installing a circuit for a outdoor heat pump | Douglas Millington o/a Moose Electric
GP-2022-00300 | 2022-01-31 | 1675 E 21ST AVENUE, Vancouver, BC V5N 2N4 | Gas Permit | Residential | Renovation | Completed | Residential - Decommission, remove existing furnace, and hot water tank, clean room and disposal/recycle, Install new electric heat pump and tankless hot water heater | Ashton Service Group/Ashton Mechanical Ltd.
EP-2022-01418 | 2022-03-02 | 2024 GRANT STREET, Vancouver, BC V5L 2Z3 | Electrical Permit | Residential | Tenant Improvement | Completed | Installation / Repair - Residential - Electrical to outdoor heat pump unit - rear yeard Amend: Feb 9th, 2023 Electrical Load Calculation Duplex Form as per CO! inspection EP-2022-01418-01 Henry Mah | 0994152 BC Ltd
GP-2022-00569 | 2022-02-23 | 2024 GRANT STREET, Vancouver, BC V5L 2Z3 | Gas Permit | Residential | Tenant Improvement | Completed | Residential - Decommissioning removal and disposal of gas furnace | 0994152 BC Ltd
GP-2022-02303 | 2022-08-05 | 1345 E 18TH AVENUE, Vancouver, BC V5V 1H5 | Gas Permit | Residential | Tenant Improvement | Completed | Residential - Decommissioning of boiler. Not reinstalling. | Moore & Russell Heating Ltd
MP-2022-00085 | 2022-08-08 | 1345 E 18TH AVENUE, Vancouver, BC V5V 1H5 | Mechanical Permit | NULL | NULL | Completed | NULL | Moore And Russell Heating And Air Conditioning Ltd
EP-2022-06609 | 2022-08-08 | 1345 E 18TH AVENUE, Vancouver, BC V5V 1H5 | Electrical Permit | Commercial | Tenant Improvement | Completed | Installation / Repair - Commercial - No change to existing service. Electrical installation for heat pump, heat pump load is switched / controlled by a load controller. BP not required Mechanical permit to be obtained | Moore And Russell Heating And Air Conditioning Ltd
MP-2023-01284 | 2023-07-13 | 1284 E 14TH AVENUE, Vancouver, BC V5T 2P3 | Mechanical Permit | NULL | NULL | Completed | NULL | 0994152 BC Ltd
EP-2023-06331 | 2023-07-27 | 1284 E 14TH AVENUE, Vancouver, BC V5T 2P3 | Electrical Permit | Residential | Tenant Improvement | Completed | Installation / Repair - Residential - Electrical to outdoor heat pump MP-2023-01284 | 0994152 BC Ltd
PP-2022-00419 | 2022-02-09 | 168 W 1ST AVENUE #453, Vancouver, BC V5Y 0H6 | Plumbing Permit | Commercial | Renovation | Completed | Commercial - SUITE #453- Ensuite bathroom renovation including the replacement of the bath tub with a shower base and installation of new shower valve, toilet and vanity without re-location. #453 Interior alterations only to improve the residential dwelling unit in this existing multiuse building on this site. work to include: remove drop in tub in ensuite washroom and replace with shower stall, drywall, tile work to suite. | BC Modal Construction Ltd
GP-2023-03675 | 2023-11-22 | 1806 E 1ST AVENUE, Vancouver, BC V5N 1B1 | Gas Permit | Residential | Renovation | Completed | Residential - RE&RE boiler | Milani Plumbing Heating & Air Conditioning Ltd
MP-2023-00336 | 2023-03-09 | 1623 E 21ST AVENUE, Vancouver, BC V5N 2N4 | Mechanical Permit | NULL | NULL | Completed | NULL | Ashton Service Group/Ashton Mechanical Ltd.
GP-2023-01203 | 2023-04-12 | 1623 E 21ST AVENUE, Vancouver, BC V5N 2N4 | Gas Permit | Residential | Renovation | Completed | Residential - Decommission and remove old natural gas water heater, and replace with a new natural gas water heater. | Ashton Service Group/Ashton Mechanical Ltd.
PP-2022-02566 | 2022-07-22 | 667 HOWE STREET #2404, Vancouver, BC V6C 0B5 | Plumbing Permit | Residential | Renovation | Completed | Residential - Renovate 2 bathrooms and 1 kitchen >BP: #2404 - 24th Floor Interior alterations to renovate the bathrooms in unit #2404 (24th floor) in this existing multiple dwelling building on this site. Scope of work includes remove existing fireplace, re&re bathrooms and laundry, electrical and plumbing work. | McKellar Plumbing & Heating Ltd
SP-2022-00948 | 2022-06-13 | 667 HOWE STREET #2404, Vancouver, BC V6C 0B5 | Sprinkler Permit | Commercial | Tenant Improvement | Completed | Commercial - Relocate one head in laundry room to make way for new shelving. >Interior alterations to renovate the bathrooms in unit #2404 (24th floor) in this existing multiple dwelling building on this site. Scope of work includes remove existing fireplace, re&re bathrooms and laundry, electrical and plumbing work. OK for Field Review per Kim V - Aug 11/20 Notes: 1. Energy upgrade trigger: L2 - Appliances - Upgrade to an Energuide/Energy Star appliance (washer; dryer) 2. Building Sprinklered – a separate sprinkler permit is not required. | Viking Fire Protection Inc
EP-2023-04060 | 2023-05-09 | 1565 W 6TH AVENUE #1701, Vancouver, BC V6J 1R1 | Electrical Permit | Residential | Tenant Improvement | Completed | Installation / Repair - Residential - Installation of an Induction cooktop in an apartment building. | Joshua Geddes
MP-2022-00504 | 2022-11-02 | 1777 W 7TH AVENUE #1005, Vancouver, BC V6J 0E5 | Mechanical Permit | NULL | NULL | Completed | NULL | Titanium HVAC Inc
EP-2023-00968 | 2023-02-10 | 1777 W 7TH AVENUE #1005, Vancouver, BC V6J 0E5 | Electrical Permit | Commercial | Tenant Improvement | Completed | Installation / Repair - Commercial - - Install Wiremold raceway from electrical panel to second bedroom and transition to PVC to exterior balcony into disconnect. - From disconnect run cable in liquid tight raceway into condenser. - Terminate cables and test system. *MP-2022-00504/ HP- 9000W | RVS Electrical Ltd
NULL | NULL | 2288 BURRARD STREET, Vancouver, BC V6J 5A5 | Electrical Permit | Commercial | NULL | Draft | Movie Set / Filming - To allow for Movie Set/Filming Applicant shall provide completed Contractor Declaration form, and dates of filming and associated location(s) to csinspection.clerks@vancouver.ca prior to the commencement of filming. Visit vancouver.ca/inspections for more details. | NULL
GP-2023-02086 | 2023-07-13 | 1467 E 20TH AVENUE, Vancouver, BC V5N 2K5 | Gas Permit | Residential | Renovation | Cancelled | Residential - 1 Gas fireplace installation | 496302 BC Ltd
NULL | NULL | 1485 E 20TH AVENUE, Vancouver, BC V5N 2K5 | Electrical Permit | Residential | Renovation - Dwelling Unit(s) only | Draft | Installation / Repair - Residential - Remove gas combi boiler. Install 3kw electric domestic hot water tank. Install 6 kw electric boiler for existing in floor heating. | Serene Cooling Ltd
EP-2022-10553 | 2022-12-14 | 1471 E 20TH AVENUE, Vancouver, BC V5N 2K5 | Electrical Permit | Residential | Tenant Improvement | Completed | Installation / Repair - Residential - 40A EV Charger using #8 cable within 45' away from existing 100A garage panel | MJR Electric Ltd
GP-2023-01082 | 2023-03-29 | 1483 E 20TH AVENUE, Vancouver, BC V5N 2K5 | Gas Permit | Residential | Renovation | Completed | Residential - Re&re boiler | Milani Plumbing Heating & Air Conditioning Ltd
PP-2023-02202 | 2023-06-22 | 1919 WYLIE STREET #804, Vancouver, BC V5Y 0E7 | Plumbing Permit | Commercial | Renovation | Completed | Commercial - bathroom renovation >BP: #804 - 8th Floor To alter the interior of unit #804 in this multiple dwelling building to renovate the ensuite bathroom. No changes to the enclosed balcony or storage room proposed/approved | Paul K Tobin
EP-2023-05616 | 2023-06-26 | 1919 WYLIE STREET #804, Vancouver, BC V5Y 0E7 | Electrical Permit | Residential | Renovation | Completed | Installation / Repair - Residential - #804 bathroom reno. >BP: #804 - 8th Floor To alter the interior of unit #804 in this multiple dwelling building to renovate the ensuite bathroom. No changes to the enclosed balcony or storage room proposed/approved | Kybe Electrical Contracting Ltd
EP-2023-09182 | 2023-10-13 | 2033 W 4TH AVENUE, Vancouver, BC V6J 1N3 | Electrical Permit | Commercial | Addition | Completed | Installation / Repair - Commercial - Supply and install 15 x L1 cylinder lights. Lights fed with AC90 BX on ceiling. Install new L2 track and 5 x track heads. Relocation of camera in BOH. Install exit sign combo packs, 24 x receptacles throughout, 2 x data drops, wiremold raceway for POS millwork. >BP: Interior alterations to provide improvements for a new Retail tenant at retail unit 2033 W 4th Ave on the ground floor of this mixed-use building on this site. Scope of work includes reconfiguring interior walls for a new kitchenette and fitting rooms and new lighting throughout. New Tenant: Vancouver Running Co. OK for Field Review per W.Wong Notes: - Storefront glazing is to remain clear and unobstructed. No translucent or opaque film, artwork, shelving, display case, curtains or similar elements are to be installed on or directly outside or inside of the approved glazing. Separate permit is required for all signage. Energy checklist is currently no longer required with your Building Permit application. Some supporting documents are still required at BP stage, specifically Envelope and HVAC, if applicable. Service Water Heating and Lighting supporting documents, if applicable, must be submitted with your related trades permits (e.g. electrical and plumbing). It is the applicant's responsibility to identify and note all required upgrades on their BP drawings at BP stage. Amend: 11/30/2023 reinspection fee paid | TDR Electric Inc
PP-2023-03630 | 2023-10-16 | 2033 W 4TH AVENUE, Vancouver, BC V6J 1N3 | Plumbing Permit | Commercial | Tenant Improvement | Completed | Commercial - Plumbing >BP: Interior alterations to provide improvements for a new Retail tenant at retail unit 2033 W 4th Ave on the ground floor of this mixed-use building on this site. Scope of work includes reconfiguring interior walls for a new kitchenette and fitting rooms and new lighting throughout. | Ange's Plumbing Ltd
SP-2023-01935 | 2023-10-19 | 2033 W 4TH AVENUE, Vancouver, BC V6J 1N3 | Sprinkler Permit | Commercial | Tenant Improvement | Completed | Commercial - Add and Relocated Sprinkler Heads >BP: Interior alterations to provide improvements for a new Retail tenant at retail unit 2033 W 4th Ave on the ground floor of this mixed-use building on this site. Scope of work includes reconfiguring interior walls for a new kitchenette and fitting rooms and new lighting throughout. *****This application does not include any of the following: 1. Not more than 20 sprinklers (add, relocate, or remove), 2. hydraulic calculations, 3. change in occupancy and /or hazard classification, 4. warehouse storage arrangements, 5. mobile compact storage arrangements, 6. alternative solutions, 7. changes to the sprinkler system supply piping (e.g. valves, mains, cross-mains, branch-lines, etc.), or 8. flexible sprinkler pipe. | Viking Fire Protection Inc
PP-2023-04420 | 2023-12-21 | 2039 W 4TH AVENUE, Vancouver, BC V6J 1N3 | Plumbing Permit | Commercial | Renovation | Completed | Commercial - Supply and install a new backflow preventer on water filter. City did an backflow inspection and asked for this installation. CROSS CONNECTION LTR UPLOADED | Kearney Plumbing & Heating
EP-2023-07840 | 2023-08-30 | 1330 GRANVILLE STREET, Vancouver, BC V6Z 1M7 | Electrical Permit | Commercial | Tenant Improvement | Completed | Installation / Repair - Commercial - To supply and install new power outlets and power connections for new hardware furniture. Modification of existing light circuits to suit new office layout. (no new lights to be added). To supply and install wall mounted occupancy sensor switches in new offices # 8 and # 9. Rough-in data/communications systems. >BP: Interior alterations to provide improvements for new General Office tenant at 1330 Granville St on the second floor of this existing mixed-use building. Scope of work: construct new Falkbuilt partition system with framed glazing fronts, doors and electrical work. OK for Office TI Energy checklist is currently no longer required with your Building Permit (BP) application. Some supporting documents are still required at BP stage, specifically Envelope and HVAC, if applicable. Service Water Heating and Lighting supporting documents, if applicable, must be submitted with your related trades permits (e.g. electrical and plumbing). | Action Electric Ltd
PP-2023-02257 | 2023-06-26 | 1777 W 7TH AVENUE #1001, Vancouver, BC V6J 0E5 | Plumbing Permit | Commercial | Renovation | Completed | Commercial - Changing out some fixures and changing the tub to a shower >BP: Interior alterations to renovate this existing dwelling unit #1001 on the 10th floor of this existing mixed use building on this site. | Kelly's Plumbing
NULL | NULL | 1777 W 7TH AVENUE #1001, Vancouver, BC V6J 0E5 | Plumbing Permit | Residential | Tenant Improvement | Draft | Residential - re and re 2 toilets(original location), 1 new shower, 3 new vanities(1 of which is in original spot), 1 kitchen sink and dishwasher(re and re). | Kelly's Plumbing
SP-2023-01032 | 2023-07-13 | 1777 W 7TH AVENUE #1001, Vancouver, BC V6J 0E5 | Sprinkler Permit | Commercial | Renovation - Dwelling Unit(s) only | Issued | Commercial - For sprinkler system alterations to the 2019 VBBL and NFPA 13, 2013 for the tenant improvements to provide interior alterations to renovate this existing dwelling unit #1001 on the 10th floor of this existing mixed use building on this site. Engineer of Record: Liang Xin Peng 604-324-7122 lpeng@vikingfire.ca | Viking Fire Protection Inc
EP-2023-03084 | 2023-04-11 | 1777 W 7TH AVENUE #1001, Vancouver, BC V6J 0E5 | Electrical Permit | Residential | Renovation - Dwelling Unit(s) only | Issued | Installation / Repair - Residential - Interior alterations to renovate this existing dwelling unit #1001, new lighting throughout, new Kitchen and bathrooms (2). >BP: Interior alterations to renovate this existing dwelling unit #1001 on the 10th floor of this existing mixed use building on this site. Okay for DTI processing as per J Zhang. | KBE Electrical Contractors Inc
EP-2022-10000 | 2022-11-28 | 4323 KNIGHT STREET, Vancouver, BC V5N 3M4 | Electrical Permit | Residential | Addition | Completed | Installation / Repair - Residential - -Supply and install 20A breaker in Garage Panel -Supply and install 12AWG 2C NMD90 from Garage Panel to junction box at ceiling line -Supply and install 12AWG 2C Teck from junction box to EV Charger -Test connections and commission installation -Tidy site and dispose of garbage correctly and safely | TDR Electric Inc
MP-2023-00222 | 2023-02-17 | 1777 W 7TH AVENUE #708, Vancouver, BC V6J 0E5 | Mechanical Permit | NULL | NULL | Completed | NULL | Milani Electric Limited
EP-2023-01414 | 2023-02-23 | 1777 W 7TH AVENUE #708, Vancouver, BC V6J 0E5 | Electrical Permit | Residential | Renovation | Completed | Installation / Repair - Residential - Electrical supply for Dsplit *MP-2023-00222 | Milani Electric Limited
EP-2022-10481 | 2022-12-15 | 3189 E KENT AVENUE NORTH, Vancouver, BC V5S 4Y1 | Electrical Permit | Residential | Renovation | Completed | Installation / Repair - Residential - Electrical supply for: 2 - tonne AC MP-2022-00690 | Milani Electric Limited
MP-2022-00690 | 2022-12-12 | 3189 E KENT AVENUE NORTH, Vancouver, BC V5S 4Y1 | Mechanical Permit | NULL | NULL | Completed | NULL | Milani Electric Limited
EP-2022-08420 | 2022-10-07 | 3185 E KENT AVENUE NORTH, Vancouver, BC V5S 4Y1 | Electrical Permit | Residential | Renovation | Completed | Installation / Repair - Residential - Electrical supply for A/C >MP-2022-00315: Issued (Cooling) AMEND: NOV 15/2022 LOAD CALCULATIONS REVISED AND UPLOADED | Milani Electric Limited
MP-2022-00315 | 2022-09-30 | 3185 E KENT AVENUE NORTH, Vancouver, BC V5S 4Y1 | Mechanical Permit | NULL | NULL | Completed | NULL | Milani Electric Limited
GP-2023-03994 | 2023-12-12 | 2688 ST. GEORGE STREET, Vancouver, BC V5T 4P2 | Gas Permit | Residential | Renovation | Issued | Residential - Replacement of boiler | GSP Services Ltd
GP-2023-01195 | 2023-04-12 | 2525 W 3RD AVENUE, Vancouver, BC V6K 1M2 | Gas Permit | Residential | Renovation - Dwelling Unit(s) only | Completed | Residential - re&re existing high efficient boiler with new high efficient boiler | Emmy Plumbing Heating and Air Conditioning
EP-2022-10604 | 2023-01-09 | 3179 E KENT AVENUE NORTH, Vancouver, BC V5S 4Y1 | Electrical Permit | Residential | Renovation | Issued | Installation / Repair - Residential - Electrical supply for Heatpump on DCC 12 related to MP-2022-00717 | Milani Electric Limited
MP-2022-00717 | 2022-12-15 | 3179 E KENT AVENUE NORTH, Vancouver, BC V5S 4Y1 | Mechanical Permit | NULL | NULL | Completed | NULL | Milani Electric Limited
MP-2023-00039 | 2023-01-09 | 3186 PIERVIEW CRESCENT, Vancouver, BC V5S 0A9 | Mechanical Permit | NULL | NULL | Completed | NULL | Milani Electric Limited
EP-2023-00178 | 2023-01-10 | 3186 PIERVIEW CRESCENT, Vancouver, BC V5S 0A9 | Electrical Permit | Residential | Renovation | Completed | Installation / Repair - Residential - Electrical supply for AC MP-2023-00039 | Milani Electric Limited
EP-2023-03776 | 2023-05-10 | 3186 PIERVIEW CRESCENT, Vancouver, BC V5S 0A9 | Electrical Permit | Residential | Renovation | Completed | Installation / Repair - Residential - Provide 40A 240V branch circuit wiring. Tesla EV charger needing 32A | Action Electric Ltd
EP-2022-10393 | 2022-12-13 | 3188 PIERVIEW CRESCENT, Vancouver, BC V5S 0A9 | Electrical Permit | Residential | Renovation | Completed | Installation / Repair - Residential - Electrical supply for AC REL MP-2022-00513 AMEND: JAN 19/2023 Removed the breaker clip attached the fixed pictures for inspectors reference | Milani Electric Limited
MP-2022-00513 | 2022-11-03 | 3188 PIERVIEW CRESCENT, Vancouver, BC V5S 0A9 | Mechanical Permit | NULL | NULL | Completed | NULL | Milani Electric Limited
EP-2022-09181 | 2022-11-07 | 3190 PIERVIEW CRESCENT, Vancouver, BC V5S 0A9 | Electrical Permit | Residential | Renovation | Completed | Installation / Repair - Residential - -Dedicated circuit for heat pump, installation of demand share device -3600W heat pump on Divvee load share with EV MFD -Mechanical permit is required before an electrical inspection will be performed | Pacific Star Electric Inc
MP-2023-00019 | 2023-01-04 | 3190 PIERVIEW CRESCENT, Vancouver, BC V5S 0A9 | Mechanical Permit | NULL | NULL | Completed | NULL | Thomson Industries Ltd
EP-2022-07239 | 2022-08-29 | 8482 KERR STREET, Vancouver, BC V5S 3E7 | Electrical Permit | Residential | Renovation | Completed | Installation / Repair - Residential - Electrical supply for AC >MP-2022-00157 | Milani Electric Limited
MP-2022-00157 | 2022-08-26 | 8482 KERR STREET, Vancouver, BC V5S 3E7 | Mechanical Permit | NULL | NULL | Completed | NULL | Milani Electric Limited
GP-2023-00064 | 2023-01-09 | 1662 E 5TH AVENUE, Vancouver, BC V5N 1L7 | Gas Permit | Residential | Tenant Improvement | Completed | Residential - Supply and Install replacement Navien boiler | Point Grey Plumbing & Heating Ltd
NULL | NULL | 4355 W 10TH AVENUE #407, Vancouver, BC V6R 2H6 | Plumbing Permit | Residential | New | Withdrawn | Residential | NULL
NULL | NULL | 4355 W 10TH AVENUE #407, Vancouver, BC V6R 2H6 | Plumbing Permit | NULL | Addition | Withdrawn | - work | Dean T Wengrowich
NULL | NULL | 4355 W 10TH AVENUE #407, Vancouver, BC V6R 2H6 | Electrical Permit | Residential | New | Draft | Interim - Residential - sdfds | Amptec Electric Ltd
NULL | NULL | 4355 W 10TH AVENUE #407, Vancouver, BC V6R 2H6 | Electrical Permit | Commercial | NULL | Draft | Movie Set / Filming - To allow for Movie Set/Filming Applicant shall provide completed Contractor Declaration form, and dates of filming and associated location(s) to csinspection.clerks@vancouver.ca prior to the commencement of filming. Visit vancouver.ca/inspections for more details. | Sea to Sea Productions ULC
NULL | NULL | 2888 E 2ND AVENUE #508, Vancouver, BC V5M 0B9 | Mechanical Permit | NULL | NULL | Draft | NULL | Canadian Pacific Heating and Plumbing Inc
GP-2022-02908 | 2022-09-28 | 526 E 10TH AVENUE, Vancouver, BC V5T 2A4 | Gas Permit | Residential | New | Issued | Residential - Install one natural gas fireplace | Vancouver Gas Fireplaces Ltd
EP-2022-04787 | 2022-06-08 | 250 E 6TH AVENUE #473, Vancouver, BC V5T 0B7 | Electrical Permit | Residential | Renovation | Completed | Installation / Repair - Residential - Electrical supply for Mitsubishi single head heat pump >BP: To permit exterior and interior alterations to this existing Artist Studio Unit #473 in this existing multiple dwelling building on this site. Scope to Include: Install a New A/C unit to the existing Balcony OK For Field Review per A.Campbell & A.Wroblewski - Oct.14.2020 OK For Exterior Changes per A.Wrobleswki Architectural/Structural Schedule B/Schedule D submitted by John R. Steiner, P.Eng. - 604.687.8812 | Milani Electric Limited
GP-2023-02282 | 2023-08-01 | 3131 E KENT AVENUE NORTH, Vancouver, BC V5S 4Y1 | Gas Permit | Residential | Renovation | Issued | Residential - re re furnace | Thomson Industries Ltd
EP-2023-11025 | NULL | 3131 E KENT AVENUE NORTH, Vancouver, BC V5S 4Y1 | Electrical Permit | Residential | Renovation | Applicant Revisions | Installation / Repair - Residential - wire in heat pump *An approved mechanical permit is required for the installation of air conditioning or heat pump unit before a final electrical inspection will be performed | Thomson Industries Ltd
GP-2023-02358 | 2023-08-10 | 3131 E KENT AVENUE NORTH, Vancouver, BC V5S 4Y1 | Gas Permit | Residential | Renovation | Issued | Residential - re re furnace | Thomson Industries Ltd
EP-2023-09243 | 2023-11-24 | 5980 OAK STREET, Vancouver, BC V6M 2W2 | Electrical Permit | Commercial | Renovation - Dwelling Unit(s) only | Issued | Installation / Repair - Commercial - install power for mini split *MP-2023-01396: Completed (Heating and Cooling) ¦ Mechanical permit has been completed for the installation of heat pump. Any future electrical work completed without an electrical permit will result in WWOP fees | Bisco Electrical Contracting Ltd
MP-2023-01396 | 2023-08-01 | 5980 OAK STREET, Vancouver, BC V6M 2W2 | Mechanical Permit | NULL | NULL | Completed | NULL | Pioneer Plumbing & Heating Inc
EP-2023-10240 | 2023-11-27 | 2080 W BROADWAY #364, Vancouver, BC V6J 0C7 | Electrical Permit | Commercial | Renovation - Dwelling Unit(s) only | Completed | Installation / Repair - Commercial - Adding 3 new non dedicated outlets. Another electrician has an open electrical permit for the same address doing different electrical job and we are adding only 3 non dedicated receptacles | Rightway Electric Inc
PP-2023-03278 | 2023-09-15 | 2080 W BROADWAY #364, Vancouver, BC V6J 0C7 | Plumbing Permit | Commercial | Renovation - Dwelling Unit(s) only | Completed | Commercial - UNIT #364 - Replace bath tub, toilet, vanity, kitchen sink and dishwasher R&R | Mirage Plumbing Ltd
EP-2023-08539 | 2023-09-26 | 2080 W BROADWAY #364, Vancouver, BC V6J 0C7 | Electrical Permit | Commercial | Renovation - Dwelling Unit(s) only | Completed | Installation / Repair - Commercial - Installation of 10x pot lights, 2x puck lights, 3x pendant lights. Relocation of Kitchen fridge receptacle, hood fan receptacle. Bathroom; add 1x GFCI circuit, Bidet, add 1x Medicine Cabinet; 1x GFCi, 1x Dimmer, Under cabinet Strip light, Replace bath fan. We will not need to cut or repair drywall in any of the partition walls, the contractor is changing the cabinetry to use the existing wiring. | Halcyon Electric Inc
EP-2023-02853 | 2023-04-17 | 5928 OAK STREET, Vancouver, BC V6M 2W2 | Electrical Permit | Residential | Tenant Improvement | Issued | Installation / Repair - Residential - Electrical installation of mini split system | Moore And Russell Heating And Air Conditioning Ltd
EP-2023-03007 | 2023-04-05 | 5918 OAK STREET, Vancouver, BC V6M 2W2 | Electrical Permit | Commercial | NULL | Issued | Annual / Operating - Maintenance of EV-EMS and EV charging infrastructure | Stream Energy Systems Inc
EP-2022-01282 | 2022-02-23 | 5918 OAK STREET, Vancouver, BC V6M 2W2 | Electrical Permit | Commercial | Addition | Completed | Installation / Repair - Commercial - Installation of an EVEMS consisting of Unico EMS, Faro and 7 Aprisa EV chargers. Installation of a feeder (200A breaker and Hydro meter required), a EV panelboard (200A 120/208V 3P4W) supplied by the existing distribution, and 10x 40A branch circuits and 5 splitters supplied by the EV panelboard. Wiring and load calculation as per attached Engineer drawings. >>> Amend: Feb. 28th -Amend permit to Include 2 more chargers to be installed for a total of 9 chargers. The project cost will increase by $5400.00 >>>> Amend: March 11th -The address should actually be 5918 Oak Street | Berts Electric (2001) Ltd
EP-2022-04154 | 2022-05-20 | 1880 W 57TH AVENUE, Vancouver, BC V6P 1T7 | Electrical Permit | Commercial | Tenant Improvement | Issued | Installation / Repair - Commercial - Supply Fan Installation(exhaust fan) – Parkade Storage Area | Bisco Electrical Contracting Ltd.
EP-2022-00725 | 2022-02-03 | 3160 PRINCE EDWARD STREET, Vancouver, BC V5T 3N6 | Electrical Permit | Residential | Renovation | Completed | Installation / Repair - Residential - Hot Water Heater - extend BX supply to new location Investigate Washroom Heater Fault Re-terminate Study CAT 5e terminations | Kato Electrical Inc
PP-2022-01336 | 2022-04-22 | 251 E 7TH AVENUE #510, Vancouver, BC V5T 0B9 | Plumbing Permit | Commercial | Renovation - Dwelling Unit(s) only | Completed | Commercial - SUITE #510 - renovate bathrooms and kitchen re and re #510 - 5th floor Interior alterations to provide improvements to this existing dwelling unit on the 5th floor (#510) in this existing multiple dwelling building on this site. Scope of work: remove and replace kitchen island, counters and appliances. Remove and replace bathtub, shower, tile surround, finishes. | False Creek Plumbing Inc
EP-2023-04454 | 2023-05-23 | 66 W CORDOVA STREET #904, Vancouver, BC V6B 0L2 | Electrical Permit | Residential | Tenant Improvement | Completed | Installation / Repair - Residential - Install two ceiling fans in bedrooms. | Command Electric Ltd
EP-2022-08694 | 2022-10-13 | 250 E 7TH AVENUE, Vancouver, BC V5T 0B4 | Electrical Permit | Residential | Addition | Completed | Installation / Repair - Residential - Add a circuit and install a 120V 20A receptacle | Yan's Electric Limited
SP-2022-00677 | NULL | 888 HOMER STREET #3001, Vancouver, BC V6B 0H7 | Sprinkler Permit | Residential | Tenant Improvement | Application Incomplete | Residential - remove 1 head and relocate 1 head to allow for demolition of wall | Mountain Fire Protection Ltd
EP-2021-08418 | 2023-02-27 | 277 THURLOW STREET #2403, Vancouver, BC V6C 0C1 | Electrical Permit | Residential | New | Completed | Installation / Repair - Residential - UNIT #2403 - Install EV charger | Nelcan Electric Ltd
MP-2023-01028 | 2023-06-07 | 3161 E KENT AVENUE NORTH, Vancouver, BC V5S 4Y1 | Mechanical Permit | NULL | NULL | Completed | NULL | Thomson Industries Ltd
EP-2023-05726 | 2023-07-20 | 3161 E KENT AVENUE NORTH, Vancouver, BC V5S 4Y1 | Electrical Permit | Residential | Addition | Completed | Installation / Repair - Residential - A/C Wiring, breaker to unit. MP-2023-01028 | Macrae&King Power Inc
EP-2023-05727 | 2023-07-20 | 3163 E KENT AVENUE NORTH, Vancouver, BC V5S 4Y1 | Electrical Permit | Residential | Addition | Completed | Installation / Repair - Residential - A/C wiring, breaker to unit. MP-2023-01029 | Macrae&King Power Inc
MP-2023-01029 | 2023-06-07 | 3163 E KENT AVENUE NORTH, Vancouver, BC V5S 4Y1 | Mechanical Permit | NULL | NULL | Completed | NULL | Thomson Industries Ltd
MP-2022-00434 | 2022-10-18 | 3178 PIERVIEW CRESCENT, Vancouver, BC V5S 0A9 | Mechanical Permit | NULL | NULL | Completed | NULL | Thomson Industries Ltd
EP-2022-08888 | 2022-10-21 | 3178 PIERVIEW CRESCENT, Vancouver, BC V5S 0A9 | Electrical Permit | Residential | Renovation | Completed | Installation / Repair - Residential - Dedicated Circuit for Heat Pump MP-2022-00434 | Pacific Star Electric Inc
GP-2023-03176 | 2023-10-23 | 3178 PIERVIEW CRESCENT, Vancouver, BC V5S 0A9 | Gas Permit | Residential | Renovation | Completed | Residential - re re furnace | Thomson Industries Ltd
EP-2022-06836 | 2022-08-18 | 3170 PIERVIEW CRESCENT, Vancouver, BC V5S 0A9 | Electrical Permit | Residential | Addition | Completed | Installation / Repair - Residential - Bring Power to AC unit 23500 btu , 15 A, 240v , 58db outdoor noise level. Will be installing a 20 amp breaker at the panel and run 12/3 out to the ac fan unit . with a pull disconnect close by the unit. Note: A mechanical permit is required. | Pac Power Systems Inc
EP-2022-06556 | NULL | 3170 PIERVIEW CRESCENT, Vancouver, BC V5S 0A9 | Electrical Permit | Residential | Renovation - Dwelling Unit(s) only | Cancelled | Installation / Repair - Residential - Powering up Air conditioning unit (23500btu, 15amp max , 58db ) . Installing 20amp breaker at the electrical panel and running ~30’ of 12/3 out to the outdoor unit with a pull out disconnect near the fan/condenser . Also running flexible pvc conduit from the outdoor disconnect to the condenser. | NULL
EP-2022-09106 | 2022-11-07 | 3166 PIERVIEW CRESCENT, Vancouver, BC V5S 0A9 | Electrical Permit | Commercial | Renovation - Dwelling Unit(s) only | Completed | Installation / Repair - Commercial - suppling power to outside AC condenser unit. unit only 11 amps . A mechanical permit is required for heat pump installation before an electrical inspection will be performed No MP on file | Pac Power Systems Inc
MP-2022-00543 | 2022-11-21 | 3166 PIERVIEW CRESCENT, Vancouver, BC V5S 0A9 | Mechanical Permit | NULL | NULL | Completed | NULL | Jian Zhou Huang
PP-2023-04247 | 2023-12-06 | 628 E KENT AVENUE SOUTH #171, Vancouver, BC V5X 0B2 | Plumbing Permit | Commercial | New | Completed | Commercial - SUITE #171 - Supply and install new commercial wash sink in bathroom next to wall hung basin. Plumbing connections are 5ft away from sink. PLEASE NOTE: Should the Fire Separation be breached the District Plumbing Inspector may request a Building Permit. | A-1 Drainage Plumbing & Heating Limited
MP-2023-01129 | 2023-06-20 | 2321 SCOTIA STREET #502, Vancouver, BC V5T 0A8 | Mechanical Permit | NULL | NULL | Completed | NULL | Milani Plumbing Heating & Air Conditioning Ltd
EP-2023-05529 | 2023-07-31 | 2321 SCOTIA STREET #502, Vancouver, BC V5T 0A8 | Electrical Permit | Commercial | Renovation | Completed | Installation / Repair - Commercial - Electrical supply for Dsplit -reference: MP-2023-01129 | Milani Electric Limited
MP-2023-00571 | 2023-04-03 | 2321 SCOTIA STREET #502, Vancouver, BC V5T 0A8 | Mechanical Permit | NULL | NULL | Cancelled | NULL | Moore And Russell Heating And Air Conditioning Ltd
EP-2023-02914 | 2023-05-26 | 2321 SCOTIA STREET #502, Vancouver, BC V5T 0A8 | Electrical Permit | Residential | Tenant Improvement | Cancelled | Installation / Repair - Residential - Interocking baseboard heaters with newly installed mini split system MP-2023-00571l We will install a sub panel for the baseboards and interlock the subpanel that has the baseboards with the heat pump so that the customer can only use one at a time. Either their heat pump will be on or their baseboards but not both. | Moore And Russell Heating And Air Conditioning Ltd
NULL | NULL | 2321 SCOTIA STREET #502, Vancouver, BC V5T 0A8 | Mechanical Permit | NULL | NULL | Withdrawn | NULL | NULL
EP-2022-06803 | 2022-08-17 | 8490 KERR STREET, Vancouver, BC V5S 3E7 | Electrical Permit | Residential | Renovation | Completed | Installation / Repair - Residential - Electrical supply for NEW A/C MP-2022-00101 | Milani Electric Limited
MP-2022-00101 | 2022-08-12 | 8490 KERR STREET, Vancouver, BC V5S 3E7 | Mechanical Permit | NULL | NULL | Completed | NULL | Milani Electric Limited
GP-2023-00650 | 2023-02-22 | 3103 E KENT AVENUE NORTH, Vancouver, BC V5S 4Y1 | Gas Permit | Residential | Renovation | Completed | Residential - Re & Re HWT Gas | Milani Plumbing Heating & Air Conditioning Ltd
EP-2023-02567 | NULL | 3105 E KENT AVENUE NORTH, Vancouver, BC V5S 4Y1 | Electrical Permit | Commercial | Addition | Applicant Revisions | Installation / Repair - Commercial - Installation of (1) 2P 40A breaker, 8/3 TECK from panel to ev charger location within garage. - DCC12 to be utilized for load monitoring device. | Houle Electric Limited
EP-2023-08637 | NULL | 3111 E KENT AVENUE NORTH, Vancouver, BC V5S 4Y1 | Electrical Permit | Residential | Addition | Applicant Revisions | Installation / Repair - Residential - ¦ MURB- HP ¦ wire in heat pump *An approved mechanical permit is required for the installation of air conditioning or heat pump unit at the time of installation before an electrical inspection will be performed | Thomson Industries Ltd
EP-2023-11024 | NULL | 3117 E KENT AVENUE NORTH, Vancouver, BC V5S 4Y1 | Electrical Permit | Residential | Renovation | Applicant Revisions | Installation / Repair - Residential - wire in heat pump | Thomson Industries Ltd
GP-2022-01833 | 2022-06-15 | 8458 OSLER STREET, Vancouver, BC V6P 4E4 | Gas Permit | Residential | Renovation - Dwelling Unit(s) only | Completed | Residential - On-Demand Water Heater installation | Reid Brothers Plumbing & Heating Ltd
SP-2021-00640 | 2022-11-25 | 628 E KENT AVENUE SOUTH #174, Vancouver, BC V5X 0B2 | Sprinkler Permit | Commercial | Addition | Completed | Commercial - Unit 174 - 628 E Kent Ave S - For sprinkler system alterations to the 2019 VBBL and NFPA 13, 2013 for the tenant improvements to provide interior alterations to add approximately 530.0 square feet to the second storey, (Building 2), for the existing Wholesale Class-A with ancillary office use, in this existing industrial building on this site. This application does not include any of the following: • Flexible sprinkler pipe. • Information Technology Equipment Rooms (e.g. IT Rooms, LAN Rooms, etc.). • New alternative solutions and/or modifications to existing alternative solutions. Notes: 1. Sprinkler Engineer of Record Mr. Brian Sikorski P. Eng. CEM of E-Factor Engineering Incorporated. T: 604 708 4140 E: brian@eforenergy.com 2. One set of approved drawings and permit to be available for viewing at the jobsite. 3. *** Joist channels to be fire stopped into volumes not exceeding 160 cuft using materials equivalent to 5/8 in. gypsum wall board. To Be Confirmed on Site by the DPI.*** | Fire-Pro Fire Protection Ltd
NULL | NULL | 628 E KENT AVENUE SOUTH #174, Vancouver, BC V5X 0B2 | Electrical Permit | Residential | New | Draft | Installation / Repair - Residential - Alarm Security System | AIGO TECHNOLOGY INC
MP-2023-01022 | 2023-06-06 | 1451 TILNEY MEWS, Vancouver, BC V6P 0B1 | Mechanical Permit | NULL | NULL | Completed | NULL | Central Commercial & Residential Services
EP-2022-00550 | NULL | 2008 E 54TH AVENUE #101, Vancouver, BC V5P 1Y6 | Electrical Permit | Residential | Renovation - Dwelling Unit(s) only | Withdrawn | Installation / Repair - Residential - Installing 6x pot lights | Optimal Electrical Ltd
NULL | NULL | 888 HOMER STREET #2307, Vancouver, BC V6B 0H7 | Mechanical Permit | NULL | NULL | Draft | NULL | Apple Plumbing & Heating Services
MP-2023-01289 | 2023-07-13 | 888 HOMER STREET #2307, Vancouver, BC V6B 0H7 | Mechanical Permit | NULL | NULL | Completed | NULL | Ferenc Nagy
EP-2022-00191 | 2022-01-17 | 2913 WALL STREET, Vancouver, BC V5K 0A6 | Electrical Permit | Commercial | Addition | Completed | Installation / Repair - Commercial - Electrical Additions: -Supply and install (4) slim pot lights above the couch in the living room -Change the 2 gang switch to aa 3 gang and add a new dimmer for pot lights -Supply and install new fixture box for centre light -Installation of new fixture provided by the customer | TDR Electric Inc
EP-2023-04843 | 2023-06-01 | 4236 INVERNESS STREET, Vancouver, BC V5V 4W8 | Electrical Permit | Residential | Addition | Completed | Installation / Repair - Residential - -Supply and install 20A Breaker in the Garage Panel -Supply and install 10AWG 3C Teck from pre-built junction box to the Customer provided EV Charger location -Test connections and commission installation -Tidy site and dispose of garbage correctly and safely | TDR Electric Inc
EP-2022-00051 | 2022-01-07 | 7028 VICTORIA DRIVE, Vancouver, BC V5P 3Z1 | Electrical Permit | Commercial | Renovation | Completed | Installation / Repair - Commercial - ADDING SOME OUTLETS,LIGHTS AND NEW WIRING FOR EXISTING PLUGS AND SWITCHES **Amendment Feb 4, 2022** Adding low voltage and fire alarm wiring **Amendment Apr 19, 2022** Document for fire alarm verification >BP: Interior alterations to combine 3 units (7002, 7008 & 7028 Victoria) in this existing elementary school. DP-2020-00809 - Issued Reviewed during COVID-19 pandemic | Golden Wire Electric Ltd
EP-2022-00958 | 2022-02-10 | 7028 VICTORIA DRIVE, Vancouver, BC V5P 3Z1 | Electrical Permit | Commercial | Renovation | Completed | Installation / Repair - Commercial - Wiring and install Low voltage (internet and Telephone ) plugs >BP: Interior alterations to combine 3 units (7002, 7008 & 7028 Victoria) in this existing elementary school. DP-2020-00809 - Issued Reviewed during COVID-19 pandemic | Golden Wire Electric Ltd
PP-2022-00037 | 2022-01-11 | 7022 VICTORIA DRIVE, Vancouver, BC V5P 3Z1 | Plumbing Permit | Commercial | Tenant Improvement | Completed | Commercial - Adding three bathrooms with a sink & a toilet -Adding one hot water tank. -Adding two kitchen sinks. -Adding one mop/janitor sink& hand sink in classroom 3. -Adding one hand sink each in classsroom 1 & 2 - | New Gen Mechanical Ltd
SP-2022-00013 | 2022-01-10 | 7022 VICTORIA DRIVE, Vancouver, BC V5P 3Z1 | Sprinkler Permit | Commercial | Tenant Improvement | Completed | Commercial - Add one head in washroom >Interior alterations to combine 3 units (7002, 7008 & 7028 Victoria) in this existing elementary school. DP-2020-00809 - Issued Reviewed during COVID-19 pandemic >*****This application does not include any of the following: 1. Not more than 20 sprinklers (add, relocate, or remove), 2. hydraulic calculations, 3. change in occupancy and /or hazard classification, 4. warehouse storage arrangements, 5. mobile compact storage arrangements, 6. alternative solutions, 7. changes to the sprinkler system supply piping (e.g. valves, mains, cross-mains, branch-lines, etc.), or 8. flexible sprinkler pipe. | Haven Fire Protection Ltd
NULL | NULL | 2705 W 5TH AVENUE, Vancouver, BC V6K 1T5 | Gas Permit | Residential | Addition | Draft | Residential - Tie into existing gas line at the meter then run 40’ of 1/2” steel pipe around house to corner where we will go into the ground with steel riser then another 38’ with underground piping to new fire pit location. Install new fire pit. | NULL
MP-2023-01835 | 2023-10-15 | 1862 E 8TH AVENUE, Vancouver, BC V5N 1T8 | Mechanical Permit | NULL | NULL | Completed | NULL | Truth Plumbing & HVAC Ltd
EP-2023-09922 | 2024-01-04 | 1862 E 8TH AVENUE, Vancouver, BC V5N 1T8 | Electrical Permit | Residential | Renovation | Completed | Installation / Repair - Residential - Wire for heat pump. *MP-2023-01835: Completed (Heating and Cooling) Nov 10, 2023 *1 time work without permit warning for installation without an approved electrical permit | Elysium Electric Ltd
EP-2022-07045 | 2022-08-23 | 628 E KENT AVENUE SOUTH #159, Vancouver, BC V5X 0B2 | Electrical Permit | Commercial | Tenant Improvement | Completed | Installation / Repair - Commercial - Remove 600V-480V 45 KVA transformer for the old oven. Replace existing 42 CCT 120V/208V 3PH panel with new 66 CCT 120V/208V 3PH panel. Add 20A 208V 3PH circuit for new blast chiller to replace existing 20A 208V 1PH blast chiller. | TZ Electric Ltd
PP-2022-02367 | 2022-07-11 | 628 E KENT AVENUE SOUTH #159, Vancouver, BC V5X 0B2 | Plumbing Permit | Commercial | Tenant Improvement | Completed | Commercial - Tenant will install a new Cobi Steam oven. the new oven will not make the gravity drain in place and will require to be pumped using an approved device | A-1 Drainage Plumbing & Heating Limited
EP-2022-06130 | 2022-07-22 | 628 E KENT AVENUE SOUTH #159, Vancouver, BC V5X 0B2 | Electrical Permit | Commercial | Tenant Improvement | Completed | Installation / Repair - Commercial - Disconnect existing electric oven. Install relay interlock for new gas oven, MUA-1, EF-1 | TZ Electric Ltd
NULL | NULL | 628 E KENT AVENUE SOUTH #166, Vancouver, BC V5X 0B2 | Electrical Permit | Commercial | NULL | Withdrawn | Annual / Operating - all | AIGO TECHNOLOGY INC
GP-2022-01685 | 2022-06-02 | 2507 MAPLE STREET #509, Vancouver, BC V6J 0E1 | Gas Permit | Commercial | Renovation - Dwelling Unit(s) only | Cancelled | Commercial - UNIT# 509 Re & Re for cooktop | Impetus Plumbing & Heating Ltd
MP-2022-00279 | 2022-09-26 | 3159 SONGBIRD MEWS, Vancouver, BC V5S 0B1 | Mechanical Permit | NULL | NULL | Completed | NULL | Thomson Industries Ltd
EP-2022-07937 | 2022-09-26 | 3159 SONGBIRD MEWS, Vancouver, BC V5S 0B1 | Electrical Permit | Residential | Renovation | Completed | Installation / Repair - Residential - Dedicated Circuit for AC Install | Pacific Star Electric Inc
EP-2023-02182 | 2023-03-15 | 3155 SONGBIRD MEWS, Vancouver, BC V5S 0B1 | Electrical Permit | Residential | Renovation | Issued | Installation / Repair - Residential - Dedicated circuit for heat pump. MP-2023-00341 | Pacific Star Electric Inc
MP-2023-00341 | 2023-03-10 | 3155 SONGBIRD MEWS, Vancouver, BC V5S 0B1 | Mechanical Permit | NULL | NULL | Completed | NULL | Thomson Industries Ltd
GP-2022-02515 | 2022-08-24 | 3141 SONGBIRD MEWS, Vancouver, BC V5S 0B1 | Gas Permit | Residential | Tenant Improvement | Completed | Residential - Re Re Hot water Tank (with tank ) | Moore & Russell Heating Ltd
NULL | NULL | 3141 SONGBIRD MEWS, Vancouver, BC V5S 0B1 | Electrical Permit | Residential | Renovation - Dwelling Unit(s) only | Draft | Installation / Repair - Residential - Powering up Air Conditioning Unit (23500 BTU, 15 amp max, 58 db). Installing a 20 amp breaker at the electrical panel and running a 30' of 12/3 out to the outdoor unit with a pull out disconnect near the fan/condenser. Will also be running flexible PVC conduit from the outdoor disconnect to the condenser. | NULL
EP-2022-06596 | 2022-08-16 | 3141 SONGBIRD MEWS, Vancouver, BC V5S 0B1 | Electrical Permit | Residential | Addition | Completed | Installation / Repair - Residential - powing up side-discharge ac unit 23500btu, 15amp , 58 db. installing 20 amp breaker and run 12/2 from the garge to outside condenser fan unit. -the Ac unit uses of 11 amps max during operation with a fan FLA of 1 amp. The townhouse has basic loads . The house panel was measuring 5 amp of the total load useage during day time. Note: A mechanical permit is required. | Pac Power Systems Inc
EP-2022-06537 | NULL | 3141 SONGBIRD MEWS, Vancouver, BC V5S 0B1 | Electrical Permit | Residential | Renovation - Dwelling Unit(s) only | Withdrawn | Installation / Repair - Residential - ****HOMEOWNER PERMIT**** Powering up Air Conditioning unit (23500 BTU, 15amp max, 58db). Installing a 20amp breaker at the electrical panel and running 30 feet of 12/3 out to the outdoor unit with a pullout disconnect near the fan/condenser. Also running flexible PVC conduit from the outdoor disconnect to the condenser. | NULL
EP-2022-06540 | NULL | 3139 SONGBIRD MEWS, Vancouver, BC V5S 0B1 | Electrical Permit | Residential | Addition | Withdrawn | Installation / Repair - Residential - Powering up Air conditioning unit (23500btu, 15amp max , 58db ) . Installing 20amp breaker at the electrical panel and running ~30’ of 12/3 out to the outdoor unit with a pull out disconnect near the fan/condenser . Also running flexible pvc conduit from the outdoor disconnect to the condenser. | NULL
EP-2022-06594 | 2022-08-16 | 3139 SONGBIRD MEWS, Vancouver, BC V5S 0B1 | Electrical Permit | Residential | Addition | Completed | Installation / Repair - Residential - working alongside with hvac tech , provide power to Side-Discharge Airconditioner unit. unit spec are 15A , 240v , 23500BTU, 58dB -the Ac unit uses of 11 amps max during operation with a fan FLA of 1 amp. The townhouse has basic loads . The 100 amp house panel was measuring 5 amp of the total load useage during day time. Note: A mechanical permit is required. | Pac Power Systems Inc
EP-2022-04759 | 2022-06-08 | 3139 SONGBIRD MEWS, Vancouver, BC V5S 0B1 | Electrical Permit | Residential | Renovation - Dwelling Unit(s) only | Completed | Installation / Repair - Residential - Install 13 Led light fixtures in two bedrooms and one bathroom. Add 2 wall switches for a light in each of 2 closets. Replace 3 existing switches with dimmers. -Attic access above to ceiling junction boxes from the dwelling unit only, No cuts to firewall | Libertas Innovations Inc.
EP-2022-03215 | 2022-04-22 | 3139 SONGBIRD MEWS, Vancouver, BC V5S 0B1 | Electrical Permit | Residential | Renovation - Dwelling Unit(s) only | Completed | Installation / Repair - Residential - Install 10 recessed LED lights in 3rd floor master bedroom and walk-in closet ceiling. Replace 2 switches with new dimmer switches. Utilize existing lighting power. No new circuits to be added. -The LED recessed lights are powered by line voltage 120V to junction box | Libertas Innovations Inc.
GP-2022-01858 | 2022-06-20 | 3070 ST. CATHERINES STREET, Vancouver, BC V5T 3Z1 | Gas Permit | Residential | Renovation | Completed | Residential - combi boiler | Flame Co Heating Services Ltd
EP-2022-06613 | 2022-08-09 | 683 E 27TH AVENUE #307, Vancouver, BC V5V 2K7 | Electrical Permit | Commercial | Addition | Completed | Installation / Repair - Commercial - Install a 240v 20amp circuit for new heat pump (MP-2022-00045) | Bright City Electric Inc
MP-2022-00045 | 2022-07-22 | 683 E 27TH AVENUE #307, Vancouver, BC V5V 2K7 | Mechanical Permit | NULL | NULL | Completed | NULL | Tek Climate Heating & Air Conditioning Ltd
EP-2023-07689 | 2023-08-25 | 98 E BROADWAY, Vancouver, BC V5T 1V6 | Electrical Permit | Commercial | Tenant Improvement | Completed | Installation / Repair - Commercial - This unit has been left vacant for a long time, so BC hydro had cut the power. BC hydro now requires the owner to apply for an electrical permit for safety check, in order to reconnect the power. >Permit Amendment Sep 07, 2023 Service Details : 400 amps 120/208 volts 3P 4W | Vanflow Electrical Ltd
GP-2022-01592 | 2022-10-03 | 1771 TRUTCH STREET, Vancouver, BC V6K 4G2 | Gas Permit | Residential | Addition | Completed | Residential - Installation of a combi-boiler. | Kirkstone Heating Ltd
EP-2023-07306 | 2023-09-05 | 8486 KERR STREET, Vancouver, BC V5S 3E7 | Electrical Permit | Residential | Addition | Completed | Installation / Repair - Residential - Install #10/2 wire to outdoor heat pump install 30 amp disconnect, install 30 amp breaker , install 240v disconnect for air handler install 15 amp 2 pole breaker RE MP-2023-01083 | York Electrical Ltd
EP-2023-05004 | 2023-06-19 | 8486 KERR STREET, Vancouver, BC V5S 3E7 | Electrical Permit | Residential | Renovation | Completed | Installation / Repair - Residential - Install 20 potlights -We are installing new led potlights and replacing existing ceiling lights | Santec Electric Inc
MP-2023-01083 | 2023-06-13 | 8486 KERR STREET, Vancouver, BC V5S 3E7 | Mechanical Permit | NULL | NULL | Issued | NULL | Westmount Heating Ltd
EP-2022-08418 | 2022-10-07 | 8488 KERR STREET, Vancouver, BC V5S 3E7 | Electrical Permit | Residential | Renovation | Completed | Installation / Repair - Residential - Electrical Supply for AC >MP-2022-00347: Issued (Cooling) | Milani Electric Limited
MP-2022-00347 | 2022-10-04 | 8488 KERR STREET, Vancouver, BC V5S 3E7 | Mechanical Permit | NULL | NULL | Completed | NULL | Milani Electric Limited
GP-2023-04199 | 2023-12-27 | 8488 KERR STREET, Vancouver, BC V5S 3E7 | Gas Permit | Residential | Renovation | Completed | Residential - hwt re&re | Ferenc Nagy
MP-2024-00030 | 2024-01-17 | 3131 SONGBIRD MEWS, Vancouver, BC V5S 0B1 | Mechanical Permit | NULL | NULL | Completed | NULL | Prima Plumbing & Heating Ltd
EP-2023-09117 | 2023-12-06 | 3131 SONGBIRD MEWS, Vancouver, BC V5S 0B1 | Electrical Permit | Residential | Addition | Completed | Installation / Repair - Residential - ¦ MURB/ HP ¦ 30A A/C Installation *An approved mechanical permit is required for the installation of air conditioning or heat pump unit at the time of installation before a final electrical inspection will be performed | Livewire Energy Services Ltd.
GP-2022-02486 | 2022-08-24 | 3131 SONGBIRD MEWS, Vancouver, BC V5S 0B1 | Gas Permit | Residential | Addition | Completed | Residential - To continue work started by others (GP-2021-01407) Replace existing hot water tank with tankless hot water heater. | SOMATIC HVAC SOLUTIONS LTD
GP-2022-00077 | 2022-01-12 | 3125 SONGBIRD MEWS, Vancouver, BC V5S 0B1 | Gas Permit | Residential | Renovation | Completed | Residential - REPLACEMENT WATER HEATER | BC Wide Home Services Ltd
MP-2023-01594 | 2023-08-30 | 3120 PIERVIEW CRESCENT, Vancouver, BC V5S 0A9 | Mechanical Permit | NULL | NULL | Issued | NULL | 1236318 BC Ltd DBA Aquatech Vancouver
EP-2023-10929 | NULL | 3120 PIERVIEW CRESCENT, Vancouver, BC V5S 0A9 | Electrical Permit | Commercial | Renovation | Applicant Revisions | Installation / Repair - Commercial - Wiring of Indoor and outdoor heat MP-2023-01594: Issued (Heating and Cooling) | Mountain Point Electrical Inc.
NULL | NULL | 3122 PIERVIEW CRESCENT, Vancouver, BC V5S 0A9 | Mechanical Permit | NULL | NULL | Draft | NULL | NULL
GP-2023-03712 | 2023-11-24 | 3128 PIERVIEW CRESCENT, Vancouver, BC V5S 0A9 | Gas Permit | Residential | Renovation | Issued | Residential - Water Heater re and re - Tankless | Sunrise Heating and Cooling Ltd
GP-2023-00048 | 2023-01-05 | 3128 PIERVIEW CRESCENT, Vancouver, BC V5S 0A9 | Gas Permit | Residential | Renovation | Completed | Residential - Supply & install a Trane XV19 2 ton variable speed heat pump with XC95M 60,000 Btu modulating natural gas furnace. | Sunrise Heating and Cooling Ltd
EP-2023-01778 | 2023-03-15 | 3128 PIERVIEW CRESCENT, Vancouver, BC V5S 0A9 | Electrical Permit | Commercial | Renovation - Dwelling Unit(s) only | Completed | Installation / Repair - Commercial - Provide and install breaker, cabling and disconnect for AC provided by others *MP-2023-00175 | TLX Electric Inc
MP-2023-00175 | 2023-02-09 | 3128 PIERVIEW CRESCENT, Vancouver, BC V5S 0A9 | Mechanical Permit | NULL | NULL | Completed | NULL | Sunrise Heating and Cooling Ltd
EP-2022-10391 | 2022-12-13 | 3152 PIERVIEW CRESCENT, Vancouver, BC V5S 0A9 | Electrical Permit | Residential | Renovation | Completed | Installation / Repair - Residential - Electrical supply for AC re MP-2022-00514 AMEND: JAN 23/2023 LOAD CALCULATIONS UPLOADED | Milani Electric Limited
GP-2022-04056 | 2022-12-19 | 3152 PIERVIEW CRESCENT, Vancouver, BC V5S 0A9 | Gas Permit | Residential | Renovation | Completed | Residential - Re&re Tankless | Milani Plumbing Heating & Air Conditioning Ltd
MP-2022-00514 | 2022-11-03 | 3152 PIERVIEW CRESCENT, Vancouver, BC V5S 0A9 | Mechanical Permit | NULL | NULL | Completed | NULL | Milani Electric Limited
MP-2023-02080 | 2023-11-24 | 3156 PIERVIEW CRESCENT, Vancouver, BC V5S 0A9 | Mechanical Permit | NULL | NULL | Issued | NULL | Milani Plumbing Heating & Air Conditioning Ltd
EP-2023-10632 | NULL | 3156 PIERVIEW CRESCENT, Vancouver, BC V5S 0A9 | Electrical Permit | Residential | Addition | Application Incomplete | Installation / Repair - Residential - electric supply for heat pump -reference: MP-2023-02080 | Milani Electric Limited
GP-2022-01148 | 2022-04-25 | 1562 COMOX STREET, Vancouver, BC V6G 1P2 | Gas Permit | Residential | Tenant Improvement | Completed | Residential - Replace faulty hot water on demand unit for a new Navien on demand unit | Vancouver City Plumbing Inc
EP-2022-05938 | 2022-07-15 | 2321 SCOTIA STREET #703, Vancouver, BC V5T 0A8 | Electrical Permit | Commercial | Tenant Improvement | Issued | Installation / Repair - Commercial - Electrical install of heat pump No change to existing service BP not required Mechanical permit will be obtained. | Moore And Russell Heating And Air Conditioning Ltd
MP-2022-00017 | 2022-07-14 | 2321 SCOTIA STREET #703, Vancouver, BC V5T 0A8 | Mechanical Permit | NULL | NULL | Cancelled | NULL | Moore And Russell Heating And Air Conditioning Ltd
EP-2022-06583 | 2022-08-10 | 2321 SCOTIA STREET #709, Vancouver, BC V5T 0A8 | Electrical Permit | Residential | Renovation | Completed | Installation / Repair - Residential - Electrical supply for heat pump >BP: #709 Exterior and interior alterations to provide improvements by adding a heat pump on the balcony of dwelling unit #709 on the 7th floor of this multiple dwelling building on this site. AMEND: JAN 23/2023 LOAD CALCULATIONS UPLOADED | Milani Electric Limited
MP-2022-00312 | 2022-09-30 | 2321 SCOTIA STREET #709, Vancouver, BC V5T 0A8 | Mechanical Permit | NULL | NULL | Completed | NULL | Milani Electric Limited
GP-2023-04164 | 2024-01-03 | 1262 E 19TH AVENUE, Vancouver, BC V5V 1L3 | Gas Permit | Residential | Renovation | Issued | Residential - Replace Existing Navien Combi Boiler | Drips & Drains Plumbing and Heating Ltd
GP-2022-02247 | 2022-07-29 | 1260 E 19TH AVENUE, Vancouver, BC V5V 1L3 | Gas Permit | Residential | New | Completed | Residential - 30" Frigidaire Gas Range | Han Appliances & Refrigeration Ltd
EP-2023-02935 | 2023-04-11 | 4898 MAIN STREET, Vancouver, BC V5V 3R8 | Electrical Permit | Commercial | Renovation | Completed | Installation / Repair - Commercial - Renovation; install additional 5 new electrical meters for tenants. 1 - 100Amps 120/208V 3 - 125Amps 120/208V 1 - 200Amps 120/208V area lighting, wall plugs, hvac units hook up and fire alarm. Lighting is less than 10% >BP: Interior and Exterior Alterations - To demise the Grocery/Drug Store (Group E) at 4898 Main St (strata lot 1) into 4 units, change the use of three units (4888, 4892 and 4898 Main St) to retail store shell spaces (Group E), provide exterior alterations to setback the part of the storefornt panels by 4", and add new entrance door for each suite. NOTE: - New units have been addressed as 4882, 4888, 4892 and 4898 Main St. - 4888, 4892, and 4898 Main St are approved as retail SHELL SPACE only. Separate permit(s) are required prior to any future tenant improvements and/or occupancies. - Tenant Improvement for 4882 Main St is under separate permit BP-2022-04771. *** Reviewed under the VBBL 2019 *** | Ankor Electrical Ltd.
PP-2023-01323 | 2023-04-27 | 4898 MAIN STREET, Vancouver, BC V5V 3R8 | Plumbing Permit | Commercial | Addition | Completed | Commercial - Adding 3 new bathroom rough in only >BP: Interior and Exterior Alterations - To demise the Grocery/Drug Store (Group E) at 4898 Main St (strata lot 1) into 4 units, change the use of three units (4888, 4892 and 4898 Main St) to retail store shell spaces (Group E), provide exterior alterations to setback the part of the storefornt panels by 4", and add new entrance door for each suite | KHAIRA BROS PLUMBING & HEATING LTD
EP-2023-07065 | 2023-08-08 | 4898 MAIN STREET, Vancouver, BC V5V 3R8 | Electrical Permit | Commercial | Tenant Improvement | Completed | Installation / Repair - Commercial - Installation of TV., TEL. PHONE, DATA, SPEAKERS & Security ALARM. >BP: Interior alterations to provide improvements and change of use from Retail Store (Shell) to Health Care Office to this mixed-use building on site. Scope of work: new doors and walls, washroom and electrical, plumbing, and sprinkler. | Modern Security Systems Ltd
SP-2023-01502 | 2023-08-16 | 4898 MAIN STREET, Vancouver, BC V5V 3R8 | Sprinkler Permit | Commercial | Tenant Improvement | Completed | Commercial - relocate 17 sprinkler heads >BP: Interior alterations to provide improvements and change of use from Retail Store (Shell) to Health Care Office to this mixed-use building on site. Scope of work: new doors and walls, washroom and electrical, plumbing, and sprinkler. *****This application does not include any of the following: 1. Not more than 20 sprinklers (add, relocate, or remove), 2. hydraulic calculations, 3. change in occupancy and /or hazard classification, 4. warehouse storage arrangements, 5. mobile compact storage arrangements, 6. alternative solutions, 7. changes to the sprinkler system supply piping (e.g. valves, mains, cross-mains, branch-lines, etc.), or 8. flexible sprinkler pipe. | General Sprinkler Systems Ltd
NULL | NULL | 2321 SCOTIA STREET #PH2, Vancouver, BC V5T 0A8 | Mechanical Permit | NULL | NULL | Withdrawn | NULL | NULL
MP-2022-00330 | 2022-10-04 | 2321 SCOTIA STREET #PH2, Vancouver, BC V5T 0A8 | Mechanical Permit | NULL | NULL | Completed | NULL | Moore And Russell Heating And Air Conditioning Ltd
EP-2022-08527 | 2022-10-07 | 2321 SCOTIA STREET #PH2, Vancouver, BC V5T 0A8 | Electrical Permit | Commercial | Tenant Improvement | Completed | Installation / Repair - Commercial - Electrical installation of Heat pump Building permit not required No change to existing service Mechanical permit: issued. MP-2022-00330 | Moore And Russell Heating And Air Conditioning Ltd
PP-2022-04494 | 2023-03-24 | 2321 SCOTIA STREET #PH2, Vancouver, BC V5T 0A8 | Plumbing Permit | Commercial | Renovation | Completed | Commercial - updating bathrooms and kitchen >BP: Interior alterations to this existing unit #903 at 2321 Scotia Street. Scope of work includes: 1) Demo and re-build kitchen island. 2) Demo and re-build both bathrooms. Ok for field review as per Manuel Meier. | Plumbhartt Plumbing and Heating Ltd
EP-2022-10271 | 2022-12-21 | 2321 SCOTIA STREET #PH3, Vancouver, BC V5T 0A8 | Electrical Permit | Commercial | Renovation - Dwelling Unit(s) only | Completed | Installation / Repair - Commercial - Renovation to suite. Wiring to heat pump, demo existing baseboard heat in living room, electric fireplace, misc wiring in master ensuite, master bed, main bath and living room, re&re kitchen island, new lighting in kitchen bulkhead, low voltage lighting in millwork, new devices throughout. -Electrical and mechanical permits required for the installation of future heat pump | John Scott Wilson DBA JSW Electric
MP-2022-00744 | 2023-01-03 | 2321 SCOTIA STREET #PH3, Vancouver, BC V5T 0A8 | Mechanical Permit | NULL | NULL | Completed | NULL | Moore And Russell Heating And Air Conditioning Ltd
SP-2023-00770 | 2023-05-04 | 53 W HASTINGS STREET #207, Vancouver, BC V6B 1G4 | Sprinkler Permit | Commercial | Tenant Improvement | Completed | Commercial - add 1 new head into revised room >BP: #207 - 2nd Floor CF-2021-003237 Interior alterations to provide tenant improvements to a new office tenant on the 2nd floor (#207) of this existing Municipally Designated Heritage B, live/work use building on site. Scope of work: Demolish/construct partition walls, new barndoor, flooring and electrical work. *****This application does not include any of the following: 1. Not more than 20 sprinklers (add, relocate, or remove), 2. hydraulic calculations, 3. change in occupancy and /or hazard classification, 4. warehouse storage arrangements, 5. mobile compact storage arrangements, 6. alternative solutions, 7. changes to the sprinkler system supply piping (e.g. valves, mains, cross-mains, branch-lines, etc.), or 8. flexible sprinkler pipe. | Five Star Fire Protection Ltd
EP-2023-03336 | 2023-05-01 | 53 W HASTINGS STREET #207, Vancouver, BC V6B 1G4 | Electrical Permit | Commercial | Tenant Improvement | Completed | Installation / Repair - Commercial - overlooking existing work done by previous contractor. removal of wrap lighting and changing out to 9 suspend fixtures and 6 wall sconces, added 2 plugs in conduit, added 2 exit signs, added emergency lighting in bathroom >BP: CF-2021-003237 Interior alterations to provide tenant improvements to a new office tenant on the 2nd floor (#207) of this existing Municipally Designated Heritage B, live/work use building on site. Scope of work: Demolish/construct partition walls, new barndoor, flooring and electrical work. TENANT: Whitewater Concrete Building Sprinklered – Building inspector to determine on site if a separate sprinkler permit is required. E2 - HVAC - Clean and Balance all Air Systems (per 6.7.2.3.2 of ASHRAE 90.1-2016) Energy checklist is currently no longer required with your Building Permit (BP) application. Some supporting documents are still required at BP stage, specifically Envelope and HVAC, if applicable. Service Water Heating and Lighting supporting documents, if applicable, must be submitted with your related trades permits (e.g. electrical and plumbing). All energy upgrades will be checked during inspections stage. It is the applicant’s responsibility to identify and note all required upgrades including energy upgrades on their BP drawings at BP stage. | Aidan Clemens Electrical Contracting Ltd
PP-2023-01582 | 2023-05-04 | 1713 DAVIE STREET, Vancouver, BC | Plumbing Permit | Commercial | Tenant Improvement | Completed | Commercial - Reno for Nail salon | Bawn Plumbing Ltd
GP-2022-00980 | 2022-03-30 | 3552 DEASE LANE, Vancouver, BC | Gas Permit | Commercial | Tenant Improvement | Completed | Commercial - Renew gas hot water tank | Robert Essler
GP-2023-00565 | 2023-02-15 | 3566 DEASE LANE, Vancouver, BC | Gas Permit | Residential | Tenant Improvement | Completed | Residential - Gas hot water tank to renew. | Robert Essler
GP-2022-01548 | 2022-05-18 | 3590 DEASE LANE, Vancouver, BC | Gas Permit | Residential | Tenant Improvement | Completed | Residential - Gas hot water tank to renew. | Robert Essler
PP-2023-02716 | 2023-07-31 | 3283 MAIN STREET, Vancouver, BC | Plumbing Permit | Commercial | Renovation | Completed | Commercial - Rough in and finishing sinkx2. >BP: Interior alterations, change of use, and change of major occupancy from existing Fitness Centre (Group A2) to Tattoo Parlor (Group D) in this existing mixed use commercial and residential building on this site. Scope of work includes removing and relocating washroom doors, removing partitions. enlarging storage room and adding sinks. | THE ONE PLUMBING AND HEATING INC.
EP-2023-10607 | 2024-01-16 | 1409 COMMERCIAL DRIVE, Vancouver, BC | Electrical Permit | Commercial | Addition | Completed | Installation / Repair - Commercial - Adding track lights and 8 plugs . There’s no building permit because there’s no structural building work 1. No building permit 2. Track lighting is eliminated | Frimae Electric Ltd
NULL | NULL | 1409 COMMERCIAL DRIVE, Vancouver, BC | Electrical Permit | Commercial | Addition | Draft | Installation / Repair - Commercial - Additional track lights and plugs | Frimae Electric Ltd
GP-2023-02391 | 2023-08-28 | 2031 COLLINGWOOD STREET, Vancouver, BC V6R 3K7 | Gas Permit | Residential | Renovation | Issued | Residential - 1 Range, 1 Boiler, 1 Dryer and 2 BBQ's Fortis upgrade to 2PSI. New gas piping to boiler, bbq outlet box on south west corner of house, main floor range, basemen clothes dryer, stub out for future bbq outlet on deck above car garage. >BP: Exterior and Interior alterations to this existing 3 storey multiple conversion dwelling with two (2) dwelling units at this site. | Python Plumbing Corporation
EP-2023-04388 | 2023-10-16 | 2031 COLLINGWOOD STREET, Vancouver, BC V6R 3K7 | Electrical Permit | Commercial | Renovation | Issued | Installation / Repair - Commercial - ¦ MCD- 200A SERVICE UPGRADE/ RENO/ CF-2016-000278 ¦ -upgrading overhead service to 200amp 120v/240v single phase system with 2 meter base and 2 main panels. relocate all existing wiring. -main floor & basement reno: -main floor kitchen: run circuits for fridge, dish washer, 20amp x 2 circuit for counter plug. Replace all existing outlet devices to decora style. basement: run circuits for 15 x LED slim fit recessed pot lights, 20 x general receptacles, washer, dryer. -Gas range -No EV -No AC/ Heat pumps *Load calculation to comply with the installation (CF-2016-000278) >BP: 2029 & 2031 Collingwood Exterior and Interior alterations to this existing 3 storey multiple conversion dwelling with two (2) dwelling units at this site. 2029 Collingwood St - One Dwelling Unit (3rd Storey) 2031 Collingwood St - One Dwelling Unit (1st & 2nd Storey ) Scope of work include validating the deck on the upper floor at the rear of this multiple conversion dwelling building at this site. # of Additional Plumbing Fixtures: 4 (1 shower, 1 bath tub, 2 W/C) ReUP (Required 2 pts Proposed 2 pts): Uninsulated/exposed spaces: fully insulate all crawl space / basement wall / exposed floor cavities. Ventilation and controls: All bathrooms require exhaust fans on timers or humidistats & install smart home thermostat Sch B (Struct): Carlos Chiu, P.Eng, 604-737-9830, Chiu Hippmann Engineering Inc. Related to: DP-2020-00676 & DP-2022-00735 WWOP fee to be charged at DBI's discretion Electrical and Plumbing Permits will be required. | Technics Electric Ltd
PP-2023-01466 | 2023-04-26 | 2031 COLLINGWOOD STREET, Vancouver, BC V6R 3K7 | Plumbing Permit | Residential | Renovation | Issued | Residential - Plumbing for main floor bathroom and kitchen renovation and 2 new bathrooms in the basement >BP: Exterior and Interior alterations to this existing 3 storey multiple conversion dwelling with two (2) dwelling units at this site. | Python Plumbing Corporation
NULL | NULL | 2031 COLLINGWOOD STREET, Vancouver, BC V6R 3K7 | Electrical Permit | Residential | Renovation | Draft | Installation / Repair - Residential - Renovation in basement floor. General wiring for 1061sqft, Washer, dryer, 20 pot-lights. | Technics Electric Ltd
GP-2022-00992 | 2022-03-31 | 2037 COLLINGWOOD STREET, Vancouver, BC | Gas Permit | Residential | Addition | Completed | Residential - Gas insert fireplace installation Exterior and interior alterations to relocate the approved dwelling unit from the third floor to the ground floor, remove the unauthorized third dwelling unit, reconstruct a portion of the rear wall, add a new sunken patio at the rear, replace cladding due to new rainscreen system for this existing multiple conversion dwelling building containing two (2) dwelling units on this inside with lane site. | Vaglio Fireplace LTD
PP-2023-01242 | 2023-04-11 | 2037 COLLINGWOOD STREET, Vancouver, BC | Plumbing Permit | Residential | New | Completed | Residential - Install 3/4" backflow prevention | M&M Industries Ltd
PP-2022-04301 | 2022-11-30 | 998 DENMAN STREET, Vancouver, BC | Plumbing Permit | Commercial | Addition | Completed | Commercial - As per Sheldon Stevenson, Cross Connection Control Inspector, Olympia restaurant needs to install backflows for dishwasher, ice machine and coffee machine | Maestro Plumbing Heating & Air Conditioning Ltd
PP-2022-02988 | 2022-08-29 | 1020 DENMAN STREET, Vancouver, BC | Plumbing Permit | Commercial | Addition | Completed | Commercial - Install RPBA in Janitor room for Chemical dispenser | MLM National Plumbing Com Inc
PP-2022-02759 | 2022-08-10 | 1071 DENMAN STREET, Vancouver, BC | Plumbing Permit | Commercial | Addition | Completed | Commercial - Supply and install two RPBA’s for pedicure chairs | Michael M Connolly
NULL | NULL | 1071 DENMAN STREET, Vancouver, BC | Plumbing Permit | Commercial | New | Draft | Commercial - Install a backflow | PML Professional Mechanical Ltd
PP-2022-04002 | 2022-11-07 | 1782 ALBERNI STREET, Vancouver, BC | Plumbing Permit | Commercial | Renovation | Completed | Commercial - Installation of free standing vanity, lavatory basin, & faucet -Installation of hair wash chair/sink, & faucet -Installation of 1 1/2" trap arm drainage piping from each fixture to sump -Installation of 1/2" Wirsbo hot & cold piping to each fixture -Installation of sump discharge and vent piping (venting to terminate with AAV) >BP: Interior alterations to change the use from Retail (E) to Barber Shop (D) on the ground floor of this existing commercial building on this site. Scope of work: To validate the sinks & to remove partition wall | Pioneer Plumbing & Heating Inc
PP-2023-01672 | 2023-05-23 | 788 DENMAN STREET, Vancouver, BC | Plumbing Permit | Commercial | Addition | Completed | Commercial - To install 1 3/4" reduced pressure backflow preventor to dishwasher. 1 1/2" reduced pressure backflow preventor to ice maker and 1 1/2" double check backflow preventor to dumpling machine. | ARMSTRONG PLUMBING & HEATING LTD.
PP-2023-01973 | 2023-06-02 | 792 DENMAN STREET, Vancouver, BC | Plumbing Permit | Commercial | Renovation | Completed | Commercial - Installation of 3 backflow assemblies. This application is made as a result of a CoV Cross Connection Inspection report. | Vancouver Backflow Testing Ltd
PP-2023-01125 | 2023-04-03 | 805 DENMAN STREET, Vancouver, BC | Plumbing Permit | Commercial | Addition | Completed | Commercial - Backflow prevention work. Install RPBA + DCVA | Lambert Plumbing & Heating
PP-2023-01033 | 2023-03-24 | 815 DENMAN STREET, Vancouver, BC | Plumbing Permit | Commercial | Renovation | Completed | Commercial - Install backflow assembly. This application is made as a result of a CoV Cross Connection Inspection report. | Vancouver Backflow Testing Ltd
PP-2023-01032 | 2023-03-24 | 1808 ROBSON STREET, Vancouver, BC | Plumbing Permit | Commercial | Renovation | Completed | Commercial - Install backflow assembly. This application is made as a result of a Cross Connection Inspection report. | Vancouver Backflow Testing Ltd
PP-2023-00969 | 2023-03-22 | 825 DENMAN STREET, Vancouver, BC | Plumbing Permit | Commercial | Renovation | Completed | Commercial - Install back flow as per Paul Allen | David Beck
PP-2022-00387 | 2022-02-04 | 1676 E 10TH AVENUE, Vancouver, BC | Plumbing Permit | Commercial | Renovation | Completed | Commercial - install new 2inch water service from city meter to new PRV station, connect cold water lines to existing sink and toilet add one mircon wall mounted electric water heater, reconect existing building cold water to new 2inch line. | Mainland Plumbing & Heating
EP-2022-00894 | 2022-02-07 | 1676 E 10TH AVENUE, Vancouver, BC | Electrical Permit | Commercial | Renovation | Completed | Installation / Repair - Commercial - CCTV system and Intrusion Alarm >BP: Interior alterations to provide improvements for this new retail (cannabis) store. Approved as per DP-2020-00489 Appeal No. Z35767 was heard by the Board of Variance on May 18th, 2021, and was ALLOWED, overturning the decision of the Director of Planning for interior and exterior alterations and to change the use from Retail, (Limited Food), to a Retail Cannabis Store on the main floor, and retail to ancillary office use on the 2nd storey, in this existing mixed-use building on this site. The approval is for the exclusive use of Burb Cannabis Corp., operated by Stephen Dowsley, and DBA: “Burb”, and is for a limited period of time expiring on July 23, 2022, unless extended in writing by the Director of Planning. Scope of work: Install interior walls & doors, install shelving and display cases, accessible washroom, accessible stair lift at front entry stair, finishing throughout, electrical and plumbing fixtures, and flooring. OK for field review as per Rosa Astorino - September 16, 2021 This is not a sprinklered building Energy Upgrade: E2 - Lighting - Upgrade to Local Control (per 9.4.1.1.(a) of ASHRAE 90.1-2016) Note: Energy checklist is currently no longer required with your Building Permit (BP) application. Some supporting documents are still required at BP stage, specifically Envelope and HVAC, if applicable. Service Water Heating and Lighting supporting documents, if applicable, must be submitted with your related trades permits (e.g. electrical and plumbing). All energy upgrades will be checked during inspections stage. It is the applicant’s responsibility to identify and note all required upgrades including energy upgrades on their BP drawings at BP stage. | Rose Security Services Inc
EP-2022-00536 | 2022-01-27 | 1676 E 10TH AVENUE, Vancouver, BC | Electrical Permit | Commercial | Tenant Improvement | Completed | Installation / Repair - Commercial - Interior tenant improvement. Fit out of a retail cannabis store. Supply power, lighting and equipment hook ups >BP: Interior alterations to provide improvements for this new retail (cannabis) store. Approved as per DP-2020-00489 Appeal No. Z35767 was heard by the Board of Variance on May 18th, 2021, and was ALLOWED, overturning the decision of the Director of Planning for interior and exterior alterations and to change the use from Retail, (Limited Food), to a Retail Cannabis Store on the main floor, and retail to ancillary office use on the 2nd storey, in this existing mixed-use building on this site. Scope of work: Install interior walls & doors, install shelving and display cases, accessible washroom, accessible stair lift at front entry stair, finishing throughout, electrical and plumbing fixtures, and flooring. OK for field review as per Rosa Astorino - September 16, 2021 This is not a sprinklered building Energy Upgrade: E2 - Lighting - Upgrade to Local Control (per 9.4.1.1.(a) of ASHRAE 90.1-2016) Note: Energy checklist is currently no longer required with your Building Permit (BP) application. Some supporting documents are still required at BP stage, specifically Envelope and HVAC, if applicable. Service Water Heating and Lighting supporting documents, if applicable, must be submitted with your related trades permits (e.g. electrical and plumbing). All energy upgrades will be checked during inspections stage. It is the applicant’s responsibility to identify and note all required upgrades including energy upgrades on their BP drawings at BP stage. | COOPER ELECTRICAL CONTRACTING LTD
EP-2023-08709 | 2023-09-27 | 1538 E 22ND AVENUE, Vancouver, BC | Electrical Permit | Commercial | Renovation | Issued | Installation / Repair - Commercial - Replace existing Horn/strobe units in one suite with a sperate horn and strobe. | Nightingale Electric Ltd
NULL | NULL | 1445 E 19TH AVENUE, Vancouver, BC V5N 2H9 | Electrical Permit | Residential | Renovation - Dwelling Unit(s) only | Draft | Installation / Repair - Residential - Relocate existing 200A Meter Base from the House to the Garage Outside wall, To supply and install a 200A Electrical Panel inside the Garage, Feed the existing House Electrical Panel with 150 A 2 Pole Breaker. To Run ACWU Cable Underground from the Garage 200A Panel to the House... To Run PVC conduit for Communication to the House . | NULL
EP-2022-04929 | 2022-06-15 | 1445 E 19TH AVENUE, Vancouver, BC V5N 2H9 | Electrical Permit | Residential | Tenant Improvement | Cancelled | Installation / Repair - Residential - Install new mast, emily know and wiring to allow for repair of roof siding. | Houle Electric Limited
PP-2023-00975 | 2023-03-22 | 2036 E 1ST AVENUE, Vancouver, BC V5N 1B5 | Plumbing Permit | Residential | New | Completed | Residential - new plumbing works >BP: To construct a 2-storey two-family dwelling with two secondary suites located in the basement with a detached accessory building (garage), at the rear providing 2 parking spaces, having vehicular access from the lane. Note: This is a 2 storey building pursuant to the Zoning and Development By-Law The entire building, INCLUDING THE ATTACHED GARAGE (if applicable), to be sprinklered to NFPA 2x13D. 1. Covenant registered at the Land Title Office under CB13080 2. No strata titling permitted 3. A/C unit proposed in rear yard & attic 4. No bar sink proposed 5. Schedule B: Shaozhe Guo, P Eng. (Structural & Geotechnical) 6. HPO: High-Integrity Construction Ltd. | Lucky Five Eight Plumbing & Heating Ltd
EP-2023-02213 | 2023-03-16 | 2036 E 1ST AVENUE, Vancouver, BC V5N 1B5 | Electrical Permit | Residential | New | Completed | Installation / Repair - Residential - New house( duplex) electric wiring and installation -electric Vehicle charge pre wiring only. >BP: To construct a 2-storey two-family dwelling ($761,332.00) with two secondary suites located in the basement with a detached accessory building (garage), at the rear providing 2 parking spaces, having vehicular access from the lane. Note: This is a 2 storey building pursuant to the Zoning and Development By-Law The entire building, INCLUDING THE ATTACHED GARAGE (if applicable), to be sprinklered to NFPA 2x13D. 1. Covenant registered at the Land Title Office under CB13080 2. No strata titling permitted 3. A/C unit proposed in rear yard & attic 4. No bar sink proposed 5. Schedule B: Shaozhe Guo, P Eng. (Structural & Geotechnical) 6. HPO: High-Integrity Construction Ltd. ******THIS PERMIT HAS BEEN ISSUED UNDER THE REQUIREMENTS OF VBBL 2019 | HY Electric Company Ltd
MP-2023-00536 | 2023-03-30 | 2036 E 1ST AVENUE, Vancouver, BC V5N 1B5 | Mechanical Permit | NULL | NULL | Completed | NULL | Lucky Five Eight Plumbing & Heating Ltd
EP-2023-04960 | 2023-06-05 | 2036 E 1ST AVENUE, Vancouver, BC V5N 1B5 | Electrical Permit | Residential | New | Completed | Installation / Repair - Residential - TV, TEL, DATA, Intercom, CCTV, alarm and finish. >BP: To construct a 2-storey two-family dwelling ($761,332.00) with two secondary suites located in the basement with a detached accessory building (garage), at the rear providing 2 parking spaces, having vehicular access from the lane. Note: This is a 2 storey building pursuant to the Zoning and Development By-Law The entire building, INCLUDING THE ATTACHED GARAGE (if applicable), to be sprinklered to NFPA 2x13D. 1. Covenant registered at the Land Title Office under CB13080 2. No strata titling permitted 3. A/C unit proposed in rear yard & attic 4. No bar sink proposed 5. Schedule B: Shaozhe Guo, P Eng. (Structural & Geotechnical) 6. HPO: High-Integrity Construction Ltd. ******THIS PERMIT HAS BEEN ISSUED UNDER THE REQUIREMENTS OF VBBL 2019 | Anmi Technology Corp.
GP-2023-01675 | 2023-05-30 | 2036 E 1ST AVENUE, Vancouver, BC V5N 1B5 | Gas Permit | Residential | New | Completed | Residential - 1 Range, 1 Boiler & 1 BBQ >BP: To construct a 2-storey two-family dwelling with two secondary suites | Lucky Five Eight Plumbing & Heating Ltd
SP-2023-00942 | 2023-05-31 | 2036 E 1ST AVENUE, Vancouver, BC V5N 1B5 | Sprinkler Permit | Residential | New | Issued | Residential - New sprinkler system installations >BP: To construct a 2-storey two-family dwelling with two secondary suites located in the basement with a detached accessory building (garage), at the rear providing 2 parking spaces, having vehicular access from the lane. Note: This is a 2 storey building pursuant to the Zoning and Development By-Law The entire building, INCLUDING THE ATTACHED GARAGE (if applicable), to be sprinklered to NFPA 2x13D. 1. Covenant registered at the Land Title Office under CB13080 2. No strata titling permitted 3. A/C unit proposed in rear yard & attic 4. No bar sink proposed 5. Schedule B: Shaozhe Guo, P Eng. (Structural & Geotechnical) 6. HPO: High-Integrity Construction Ltd. | Spectrum Fire Protection Ltd
PP-2022-03804 | 2022-10-24 | 2036 E 1ST AVENUE, Vancouver, BC V5N 1B5 | Plumbing Permit | Residential | New | Completed | Residential - Sump NOTE: Engineering Assurance letter will be submitted to the Plumbing Inspector on the site. Letter shall conform to the requirements of Vancouver Bulletin 2000-008-EL/PL. | 4way Excavating & Drain Tile Ltd
EP-2023-03604 | 2023-05-04 | 517 COMMERCIAL DRIVE, Vancouver, BC | Electrical Permit | Residential | Addition | Issued | Installation / Repair - Residential - upgrade service from 60A to 125A exchange inside panel ,ouside corner install meter box and power pipe Add baseboard heat + EV | We Do Electrical Ltd
EP-2023-02807 | 2023-03-31 | 2021 COLUMBIA STREET, Vancouver, BC | Electrical Permit | Commercial | Addition | Completed | Installation / Repair - Commercial - Installation of electric 500W baseboard heater into water tank room on roof. | Berts Electric (2001) Ltd
PP-2023-00988 | 2023-03-22 | 836 DENMAN STREET, Vancouver, BC | Plumbing Permit | Commercial | Renovation | Completed | Commercial - Installation of 2 reduced pressure backflow assemblies. This application is made as a result of a CoV Cross Connection Inspection report. | Vancouver Backflow Testing Ltd
PP-2024-00192 | 2024-02-05 | 846 DENMAN STREET, Vancouver, BC | Plumbing Permit | Commercial | New | Issued | Commercial - Rough in and installation for 19 fixtures. | Advantage Home Service Ltd
EP-2024-00044 | 2024-01-04 | 846 DENMAN STREET, Vancouver, BC | Electrical Permit | Commercial | Tenant Improvement | Issued | Installation / Repair - Commercial - Install 200 amp disconnect, meter base & 200 amp panel, increase service Volts: 120/208 volts Amps: 200 amps Phase: 3, electrical panel upgrade. >BP: Interior and exterior alterations to provide minor renovation and change of major occupancy from health care office (Group D) to Restaurant (Group A2) in this existing one storey commercial building. Scope of work includes new commercial kitchen with Class 1 cooking operations (Grease-Laden Vapours and commercial kitchen exhaust system to NFPA 96 (Type 1 hood). Rational combi oven uses KNLZ system. This project is considered a small suite minor renovation and a small suite change of major occupancy. Part 11 upgrade triggers F1, S1, N1 and A1 apply to this project. Ok for DB, as per J. Zhang, May 05th, 2023 Exterior cleared by POD- M.Alborg. Schedule A, Schedule B (Architectural), Schedule D, Farzin Yadegari, AIBC Schedule B (Electrical), Greg A. Lynch, P.Eng Schedule B (Mechanical, Plumbing, Fire Suppression (Hood), James Hicks, P.Eng. submitted for this project. Building Review Branch Notes: 1. This permit has been reviewed under the requirements of VBBL 2019 2. Separate sign permit required for any alternations to the existing signage. 3. Contractor shall have a valid business license. 4. Occupant Load: 59 (53 seats and 6 staff) | Ino-Tek Electric Ltd.
EP-2024-00527 | NULL | 846 DENMAN STREET, Vancouver, BC | Electrical Permit | Commercial | Renovation | Application Incomplete | Installation / Repair - Commercial - Wiring and Install some Lights and outlets ,change the panel >BP: Change of Major Occupancy Interior and exterior alterations to provide minor renovation and change of major occupancy from health care office (Group D) to Restaurant (Group A2) in this existing one storey commercial building. Scope of work includes new commercial kitchen with Class 1 cooking operations (Grease-Laden Vapours and commercial kitchen exhaust system to NFPA 96 (Type 1 hood). Rational combi oven uses KNLZ system. This project is considered a small suite minor renovation and a small suite change of major occupancy. Part 11 upgrade triggers F1, S1, N1 and A1 apply to this project. Ok for DB, as per J. Zhang, May 05th, 2023 Exterior cleared by POD- M.Alborg. Schedule A, Schedule B (Architectural), Schedule D, Farzin Yadegari, AIBC Schedule B (Electrical), Greg A. Lynch, P.Eng Schedule B (Mechanical, Plumbing, Fire Suppression (Hood), James Hicks, P.Eng. submitted for this project. Building Review Branch Notes: 1. This permit has been reviewed under the requirements of VBBL 2019 2. Separate sign permit required for any alternations to the existing signage. 3. Contractor shall have a valid business license. 4. Occupant Load: 59 (53 seats and 6 staff) Revision #1 (January 22, 2024) 1. Existing entrance doors (2) being revised to fixed windows. New entry door installed. | Golden Wire Electric Ltd
PP-2023-00882 | 2023-03-15 | 857 DENMAN STREET, Vancouver, BC | Plumbing Permit | Commercial | Tenant Improvement | Completed | Commercial - To add one RPBA to water supply serving one lens cutter. CROSS CONNECTION LTR UPLOADED | Modern Pipe Design Ltd
EP-2022-08030 | 2022-09-23 | 857 DENMAN STREET, Vancouver, BC | Electrical Permit | Commercial | Renovation | Completed | Installation / Repair - Commercial - Change damaged Main disconnect breaker and feeder wiring | Aryan Electrical Enterprises Inc
EP-2022-02662 | 2022-04-01 | 1750 HARO STREET, Vancouver, BC | Electrical Permit | Commercial | Renovation | Completed | Installation / Repair - Commercial - Wiring for PH Monitor | Fraser Valley Refrigeration Ltd
PP-2023-01484 | 2023-04-27 | 948 DENMAN STREET, Vancouver, BC | Plumbing Permit | Commercial | Addition | Completed | Commercial - Installation of City requested Cross Connection Devices | Kyle N Rouseau
EP-2023-01002 | 2023-02-07 | 961 DENMAN STREET, Vancouver, BC V6G 2M3 | Electrical Permit | Commercial | Renovation | Completed | Installation / Repair - Commercial - Installation of security system >BP: Interior and exterior alterations: Interior and exterior alteration, minor horizontal addition and a change the use from Neighbourhood Public House to restaurant class-1 with ancillary retail food. The infill is to fill in one entry door area for security purpose in this existing 2 storey commercial building on this site. ( not an addition F.S.R. per ECO Jamie Zhang). The scope of work also includes to install RTUs for the kitchen exhaust system, Mechanical Review Notes: 1. Class 1 cooking operations (Grease-Laden Vapours). 2. Commercial kitchen exhaust systems to NFPA 96 Building Review Branch Notes: 1) Total proposed Occupant load is 100 Persons. 2) A permanent sign indicating the above proposed occupant load shall be posted in a conspicuous location near the suite's principal entrance. 3) Separate permit will be required for any changes to the interior seating. 4) Separate permit is required for outdoor patio seating. Additional washroom may be required. Note: "This permit has been reviewed under the 2019 Vancouver Building By-law (#12511)." Revision No. 1. Dec. 7, 2022 Delete address for 955 Denman St.; the entire unit is under one tenancy operation as 961 DENMAN STREET. | Provident Security Corp
EP-2023-06274 | 2023-07-12 | 961 DENMAN STREET, Vancouver, BC V6G 2M3 | Electrical Permit | Commercial | Addition | Completed | Installation / Repair - Commercial - We are adding in 9 exterior rated pendant lights and 2 string lights for a patio at a restaurant that we just finished called the Jungle room. The development permit is good for just the summer months. (DP-2023-00405) | WESTPEAK ELECTRICAL LTD
EP-2022-08003 | 2022-09-23 | 961 DENMAN STREET, Vancouver, BC V6G 2M3 | Electrical Permit | Commercial | Renovation | Completed | Installation / Repair - Commercial - construction of new restaurant and ancillary retail Interior and exterior alterations: Interior and exterior alteration, minor horizontal addition and a change the use from Neighbourhood Public House to restaurant class-1 with ancillary retail food. The infill is to fill in one entry door area for security purpose in this existing 2 storey commercial building on this site. ( not an addition F.S.R. per ECO Jamie Zhang). The scope of work also includes to install RTUs for the kitchen exhaust system, | WESTPEAK ELECTRICAL LTD
PP-2022-03745 | 2022-10-24 | 961 DENMAN STREET, Vancouver, BC V6G 2M3 | Plumbing Permit | Commercial | Tenant Improvement | Completed | Commercial - Plumbing for new restaurant >BP: Interior and exterior alterations: Interior and exterior alteration, minor horizontal addition and a change the use from Neighbourhood Public House to restaurant class-1 with ancillary retail food. The infill is to fill in one entry door area for security purpose in this existing 2 storey commercial building on this site. ( not an addition F.S.R. per ECO Jamie Zhang). The scope of work also includes to install RTUs for the kitchen exhaust system, Mechanical Review Notes: 1. Class 1 cooking operations (Grease-Laden Vapours). 2. Commercial kitchen exhaust systems to NFPA 96 Building Review Branch Notes: 1) Total proposed Occupant load is 100 Persons. 2) A permanent sign indicating the above proposed occupant load shall be posted in a conspicuous location near the suite's principal entrance. 3) Separate permit will be required for any changes to the interior seating. 4) Separate permit is required for outdoor patio seating. Additional washroom may be required. Note: "This permit has been reviewed under the 2019 Vancouver Building By-law (#12511)." | BPH Mechanical Systems Ltd.
SP-2022-00480 | 2022-12-09 | 961 DENMAN STREET, Vancouver, BC V6G 2M3 | Sprinkler Permit | Commercial | Tenant Improvement | Completed | Commercial - For sprinkler system alterations to the 2019 VBBL and NFPA 13, 2013 for the tenant improvements to provide interior and exterior alterations and to change the use to restaurant class-1 with ancillary retail. 1. This application does not include any of the following: • Warehouse storage arrangements, or mobile compact storage arrangements. • Changes to the sprinkler system supply piping (e.g. valves, mains, cross-mains, etc.). • Information Technology Equipment Rooms (e.g. IT Rooms, LAN Rooms, etc.). • New alternative solutions and/or modifications to existing alternative solutions. Engineer of Record: Yadim Amador Castillo 778-707-6797 yadim@nwsprinkler.com | Titan Fire Protection Ltd
EP-2022-08472 | 2022-10-21 | 3056 E 19TH AVENUE, Vancouver, BC | Electrical Permit | Residential | Tenant Improvement | Completed | Installation / Repair - Residential - Disconnect stove receptacle as required -CF-2022-009615 | MILKYWAY INDUSTRY LTD
EP-2023-06115 | 2023-07-14 | 1027 COMMERCIAL DRIVE, Vancouver, BC | Electrical Permit | Commercial | Renovation | Completed | Installation / Repair - Commercial - Tenant improvement - Scope of work: - Add new 4ft linear lights x total 22 - add new pot lights in existing washroom - Add (8) new 20A circuits for each barber station - add (2) new circuits for reception desk - ad (4) new receptacles for TVs - update (2) exits signs to running man combos packs - Add time clock for automatically shut-off controls, comes with 2hr override for after hours operation - existing 200A sub service/feeder to be relocated approx 4m to new location; to be reconnect/relocated. >BP: Interior Alteration and a change the use and occupancy from Retail Store (Group E) to Barber Shop or Beauty Salon (Group D) to provide tenant improvements Scope of work includes new walls and the installation of 2 new sinks. New Tenant: Knowledge Barbers Inc. OK for field review per Aemelia P Apr. 21, 2023 Notes: - Contractor is not found in the system. Contractor must have a valid Vancouver business licence or inter-municipal business licence - DBI to determine on site if sprinkler permit is required. A separate sprinkler permit is required for all related work. - DBI to determine on site if the structural engineer is required for shelving in merchandise area if any height is more than 6'H. Storefront glazing is to remain clear and unobstructed. No translucent or opaque film, artwork, shelving, display case, curtains or similar elements are to be installed on or directly outside or inside of the approved glazing. Separate permit is required for all signage. >>>>Amend: Oct. 6th address should be: 1027 Commercial Drive | Kulbir Bhatti dba Bhatti Electrical
PP-2023-02679 | 2023-07-28 | 1027 COMMERCIAL DRIVE, Vancouver, BC | Plumbing Permit | Commercial | Renovation | Completed | Commercial - Renovating 1 washroom with 1 toilet and 1 sink. Adding 2 new hair sinks outside the washroom. >BP: Interior Alteration and a change the use and occupancy from Retail Store (Group E) to Barber Shop or Beauty Salon (Group D) to provide tenant improvements Scope of work includes new walls and the installation of 2 new sinks. Sept 26/2023-AMEND To change address from 1025 Commercial Drive to 1027 Commercial Drive. | AVSP Homes Ltd
EP-2023-00040 | 2023-01-04 | 1988 VERNON DRIVE, Vancouver, BC V6A 3Y6 | Electrical Permit | Commercial | NULL | Expired | Annual / Operating - Maintenance of existing operating electrical equipment. Apply for 2023 Annual Electrical Permit, go to site for initial inspection and provide electrical maintence log book to client for any electrical work completed in 2023. | Vancouver Industrial Electric Ltd
EP-2022-07646 | 2022-09-15 | 1988 VERNON DRIVE, Vancouver, BC V6A 3Y6 | Electrical Permit | Commercial | Renovation | Completed | Installation / Repair - Commercial - Retrofit Main 1000 Amp Main breaker and 1200 Amp power distribution center c/w 1 x 800 Amp breaker and 3 x 200 Amp breakers. | Vancouver Industrial Electric Ltd
EP-2024-00155 | 2024-01-05 | 1988 VERNON DRIVE, Vancouver, BC V6A 3Y6 | Electrical Permit | Commercial | NULL | Issued | Annual / Operating - Complete site inspection and apply for 2024 Annual permit. Renewal of EP-2023-00040 Valid: Jan 4, 2024 to Jan 3, 2025 | Vancouver Industrial Electric Ltd
PP-2022-00935 | 2022-03-24 | 3528 COMMERCIAL STREET, Vancouver, BC V5N 4E9 | Plumbing Permit | Commercial | Renovation | Completed | Commercial - Art gallery in commercial , renovating bathroom and adding sinks. Interior alterations for a change of use from Showroom Distribution area with accessory furniture/fixture manufacturing to a small suite General Office for an art brokerage firm on the ground floor of this existing mixed-use building. | Starline Mechanicals Ltd
SP-2022-00147 | 2022-03-04 | 3528 COMMERCIAL STREET, Vancouver, BC V5N 4E9 | Sprinkler Permit | Commercial | Tenant Improvement | Completed | Commercial - For sprinkler system alterations to the 2019 VBBL and NFPA 13, 2013 for the tenant improvements to provide interior alterations for a change of use from Showroom Distribution area with accessory furniture/fixture manufacturing to a small suite General Office for an art brokerage firm on the ground floor of this existing mixed-use building. Revision #1: Update Work Description to remove "ancillary retail" b.wong Mar 2/22 OK for field review per Jamie Zhang, Sep.23/21 Notes: - This building is sprinklered. A separate sprinkler permit is required for any related work. - Energy Upgrade: E2 - Lighting - Upgrade to Local Control (per 9.4.1.1.(a) of ASHRAE 90.1-2016). - Schedule A, Emanuele Trinca Colonel, 604-728-7024 - Schedule B, Architectural, Emanuele Trinca Colonel, Architect, 604-728-7024 - Schedule B, Mechanical/Plumbing, M. Asif Hussain, P.Eng, 604-609-0500 - Schedule B, Electrical, S.S. Dhaliwal, P.Eng, 604-609-0500 *****This application does not include any of the following: 1. Not more than 20 sprinklers (add, relocate, or remove), 2. hydraulic calculations, 3. Retail 4. warehouse storage arrangements, 5. mobile compact storage arrangements, 6. alternative solutions, 7. changes to the sprinkler system supply piping (e.g. valves, mains, cross-mains, branch-lines, etc.), or 8. flexible sprinkler pipe. | Viking Fire Protection Inc
EP-2022-01633 | 2022-03-10 | 3528 COMMERCIAL STREET, Vancouver, BC V5N 4E9 | Electrical Permit | Commercial | Tenant Improvement | Completed | Installation / Repair - Commercial - Tenant improvement turning into art gallery -new wiring and relocating some exising wiring for receptacales and lighting for art gallary. Emergency lighting >BP: Interior alterations to change of use to General Office with ancillary retail for an art gallery and art consulting office tenant on the ground floor of this existing mixed-use building. OK for field review per Jamie Zhang, Sep.23/21 Notes: - This building is sprinklered. A separate sprinkler permit is required for any related work. - Energy Upgrade: E2 - Lighting - Upgrade to Local Control (per 9.4.1.1.(a) of ASHRAE 90.1-2016). - Schedule A, Emanuele Trinca Colonel, 604-728-7024 - Schedule B, Architectural, Emanuele Trinca Colonel, Architect, 604-728-7024 - Schedule B, Mechanical/Plumbing, M. Asif Hussain, P.Eng, 604-609-0500 - Schedule B, Electrical, S.S. Dhaliwal, P.Eng, 604-609-0500 Amend Mar 17, 2022 add on class 2 wiring pre wire only Few runs of cat5 e and coax cable. | Flash Electric Ltd.
GP-2023-03364 | 2023-11-03 | 906 E 12TH AVENUE, Vancouver, BC | Gas Permit | Residential | Renovation | Issued | Residential - FURNACE INSTALLATION | Eaton's Heating Ltd
EP-2023-01021 | 2023-02-08 | 3593 COMMERCIAL STREET, Vancouver, BC | Electrical Permit | Commercial | Renovation | Completed | Installation / Repair - Commercial - Renovation of existing office space by relocating existing walls to create 3 new office spaces, add 3 to 4 120 volt outlets, relocate existing light fixtures and provide 1 baseboard heater in each new office space. >BP: interior alterations to change the use from General Office to a small suite Health Care Office in this unit 3593 Commercial Drive on the ground floor of this existing Municipally Designated Heritage B mixed-use building on this site. New Tenant: Paper Crane Massage Therapy Ok for field review per J. Zhang - Jan 11/23 Notes: - This building is sprinklered. A separate permit is required for all related work. - No translucent or opaque film, artwork, posters, shelving, display cases or similar elements are to be installed on or directly outside or inside of the approved glazing frontages and windows. - DBI to determine on site if Schedule B, Structural is required. Energy checklist is currently no longer required with your Building Permit (BP) application. Some supporting documents are still required at BP stage, specifically Envelope and HVAC, if applicable. Service Water Heating and Lighting supporting documents, if applicable, must be submitted with your related trades permits (e.g. electrical and plumbing). | Tim Baker
SP-2023-00224 | 2023-02-07 | 3593 COMMERCIAL STREET, Vancouver, BC | Sprinkler Permit | Commercial | Tenant Improvement | Completed | Commercial - Add and Relocated Sprinkler Heads Interior alterations to change the use from General Office to a small suite Health Care Office in this unit 3593 Commercial Drive on the ground floor of this existing Municipally Designated Heritage B mixed-use building on this site. New Tenant: Paper Crane Massage Therapy | Viking Fire Protection Inc
EP-2023-00834 | NULL | 3593 COMMERCIAL STREET, Vancouver, BC | Electrical Permit | Commercial | Renovation | Withdrawn | Installation / Repair - Commercial - office renovation | Tim Baker
EP-2023-05091 | 2023-07-13 | 756 E 10TH AVENUE, Vancouver, BC | Electrical Permit | Residential | Tenant Improvement | Completed | Installation / Repair - Residential - Electrical to outdoor heat pump *MP-2023-01032: Issued (Heating and Cooling) *Load calculation to comply with the installation | 0994152 BC Ltd
MP-2023-01032 | 2023-06-07 | 756 E 10TH AVENUE, Vancouver, BC | Mechanical Permit | NULL | NULL | Completed | NULL | 0994152 BC Ltd
PP-2022-04034 | 2022-11-14 | 5636 DUNBAR STREET, Vancouver, BC | Plumbing Permit | Commercial | Tenant Improvement | Completed | Commercial - New Papa John pizza location >>BP: Interior and exterior alterations: Interior and exterior alterations to the existing Retail- flower shop to Retail-limited food services for the new retail tenant in this existing mixed use building on this site. | PACIFIC FLO MECHANICAL
EP-2022-03150 | 2023-01-02 | 5636 DUNBAR STREET, Vancouver, BC | Electrical Permit | Commercial | Renovation | Completed | Installation / Repair - Commercial - Tenant Improvement. Supply and install new lights, receptacles and data/tel to suit new tenant layout. >BP: Interior and exterior alterations: Interior and exterior alterations to the existing Retail- flower shop to Retail-limited food services for the new retail tenant in this existing commercial/residential building on this site. ** ALL INFORMATIONS TO BE VERIFIED.*** | 635913 BC Ltd. DBA: Mustang Contracting
EP-2023-01343 | 2023-03-01 | 565 DUNSMUIR STREET, Vancouver, BC | Electrical Permit | Commercial | Renovation | Completed | Installation / Repair - Commercial - Install 3 heaters, Replace two old heaters total 5 heaters, 2 Exit signs, Dedicated circuits for appliances, washroom fans & outside sign. -add LED pot lighting & LED 2X4 Panels >BP: Interior alterations to provide tenant improvements to this existing Cannabis Store at this existing Heritage "C" building. Scope of work: Extension of wall to create an inventory room, addition of POS counter and 5 hanging TVs, replacement of flooring. E2 Upgrade: Lighting - Exterior Lighting Control (per 9.4.1.4. of ASHRAE 90.1-2016) Related to DP-2019-00947 | Centrum Electric Ltd
SP-2023-00381 | 2023-03-07 | 565 DUNSMUIR STREET, Vancouver, BC | Sprinkler Permit | Commercial | Tenant Improvement | Completed | Commercial - relocate 2 heads add 1 >BP: Interior alterations to provide tenant improvements to this existing Cannabis Store at this existing Heritage "C" building. Scope of work: Extension of wall to create an inventory room, addition of POS counter and 5 hanging TVs, replacement of flooring. *****This application does not include any of the following: 1. Not more than 20 sprinklers (add, relocate, or remove), 2. hydraulic calculations, 3. change in occupancy and /or hazard classification, 4. warehouse storage arrangements, 5. mobile compact storage arrangements, 6. alternative solutions, 7. changes to the sprinkler system supply piping (e.g. valves, mains, cross-mains, branch-lines, etc.), or 8. flexible sprinkler pipe. | Alco Fire Protection Ltd
EP-2023-01517 | 2023-02-23 | 565 DUNSMUIR STREET, Vancouver, BC | Electrical Permit | Commercial | New | Completed | Installation / Repair - Commercial - prewire and finish for alarm system >BP: Interior alterations to provide tenant improvements to this existing Cannabis Store at this existing Heritage "C" building. Scope of work: Extension of wall to create an inventory room, addition of POS counter and 5 hanging TVs, replacement of flooring. Feb23/23 -AMEND Premise is commercial Not residential | Reliable Security Systems Ltd
EP-2023-01536 | 2023-02-23 | 565 DUNSMUIR STREET, Vancouver, BC | Electrical Permit | Commercial | Renovation | Completed | Installation / Repair - Commercial - Lowvoltage, Data and Cameras >BP: Interior alterations to provide tenant improvements to this existing Cannabis Store at this existing Heritage "C" building. Scope of work: Extension of wall to create an inventory room, addition of POS counter and 5 hanging TVs, replacement of flooring. | Campus Computers (Victoria) Ltd
EP-2022-08695 | 2022-10-13 | 1977 COMMERCIAL DRIVE, Vancouver, BC | Electrical Permit | Commercial | Addition | Completed | Installation / Repair - Commercial - Supply power for motorized door | BC Smart Homes Ltd
EP-2023-04135 | 2023-05-26 | 2058 COMMERCIAL DRIVE, Vancouver, BC | Electrical Permit | Commercial | Renovation | Completed | Installation / Repair - Commercial - Replacing exit signs with running man sign; rewire lighting, receptacles, and switches >BP: Interior alterations to change the use from Laundromat to Health Enhancement Centre and provide tenant improvements to this unit in this existing commercial building. Mechanical/ Plumbing Schedule B provided by Alex Z.Q. Li, P.Eng E2 - Lighting - Upgrade to incorporate Automatic Partial OFF (per 9.4.1.1.(g) of ASHRAE 90.1-2016) | Onsum Contracting Ltd
PP-2023-02000 | 2023-06-09 | 2058 COMMERCIAL DRIVE, Vancouver, BC | Plumbing Permit | Commercial | Renovation | Completed | Commercial - Adding 4 hand sinks , 1 laundry, 1hot water tank , 1 floor drain. >BP: Interior alterations to change the use from Laundromat to Health Enhancement Centre and provide tenant improvements to this unit in this existing commercial building. Mechanical/ Plumbing Schedule B provided by Alex Z.Q. Li, P.Eng | POM Plumbing and Heating Sevice Ltd
MP-2023-01989 | 2023-11-07 | 2058 COMMERCIAL DRIVE, Vancouver, BC | Mechanical Permit | NULL | NULL | Completed | NULL | Tempseys Enterprises Inc
EP-2022-07536 | 2022-09-09 | 1022 DAVIE STREET, Vancouver, BC | Electrical Permit | Commercial | Addition | Completed | Installation / Repair - Commercial - Adding 4 new air hand dryers fed from existing circuits in new bathroom. >BP: Interior alterations to provide improvements to this existing cabaret tenant by adding gender neutral washrooms on the main floor of this mixed-use building on this site. | New Moon Electric Ltd
PP-2022-03046 | 2022-09-01 | 1022 DAVIE STREET, Vancouver, BC | Plumbing Permit | Commercial | Addition | Completed | Commercial - Plumbing for: >BP: Interior alterations to provide improvements to this existing cabaret tenant by adding gender neutral washrooms on the main floor of this mixed-use building on this site. | Conor Whyte Plumbing And Heating Limited
SP-2023-00739 | 2023-05-04 | 1025 DAVIE STREET, Vancouver, BC | Sprinkler Permit | Commercial | Renovation | Completed | Commercial - Install (x5) new sprinkler heads to suit alterations. >BP: Interior alterations to expand the existing Neighbourhood Public House at 1025 Davie St in to adjacent unit at 1027 Davie St and change of major occupancy from Print Shop (Similar to Office; group D) to Neighbourhood Public House (group A2) in this existing mixed-use Building on this site. Scope of work is replacing an existing ramp to a raised floor in the pub with new stairs, installing a wheelchair lift, raising the concrete floor of the space to level out with a new interior ramp at northwest side, and legalizing an existing sliding door replacing the west window. No work is proposed in the existing kitchen and washroom. *****This application does not include any of the following: 1. Not more than 20 sprinklers (add, relocate, or remove), 2. hydraulic calculations, 3. change in occupancy and /or hazard classification, 4. warehouse storage arrangements, 5. mobile compact storage arrangements, 6. alternative solutions, 7. changes to the sprinkler system supply piping (e.g. valves, mains, cross-mains, branch-lines, etc.), or 8. flexible sprinkler pipe. | Fire Pro Fire Protection Ltd.
EP-2023-02429 | 2023-03-22 | 1025 DAVIE STREET, Vancouver, BC | Electrical Permit | Commercial | Renovation | Completed | Installation / Repair - Commercial - Lighting, Emergency Lighting, Branch Circuit RE/RE, General Power >BP: Interior alterations to expand the existing Neighbourhood Public House at 1025 Davie St in to adjacent unit at 1027 Davie St and change of major occupancy from Print Shop (Similar to Office; group D) to Neighbourhood Public House (group A2) in this existing mixed-use Building on this site. Scope of work is replacing an existing ramp to a raised floor in the pub with new stairs, installing a wheelchair lift, raising the concrete floor of the space to level out with a new interior ramp at northwest side, and legalizing an existing sliding door replacing the west window. No work is proposed in the existing kitchen and washroom. >>Amend: April 23rd, 2027 -add low voltage for the speaker wiring | Kato Electrical Inc
PP-2023-00730 | 2023-03-06 | 1025 DAVIE STREET, Vancouver, BC | Plumbing Permit | Commercial | Renovation | Completed | Commercial - Install 3 toilets Install 1 basin >BP: Interior alterations to expand the existing Neighbourhood Public House at 1025 Davie St in to adjacent unit at 1027 Davie St and change of major occupancy from Print Shop (Similar to Office; group D) to Neighbourhood Public House (group A2) in this existing mixed-use Building on this site. Scope of work is replacing an existing ramp to a raised floor in the pub with new stairs, installing a wheelchair lift, raising the concrete floor of the space to level out with a new interior ramp at northwest side, and legalizing an existing sliding door replacing the west window. No work is proposed in the existing kitchen and washroom. | Urban Plumbing & Heating Ltd
PP-2023-03484 | 2023-10-03 | 1090 DENMAN STREET, Vancouver, BC | Plumbing Permit | Commercial | Renovation | Completed | Commercial - Install an RPBA on water connection to boiler. This application is made as a result of a CoV Cross Connection Control inspection. | Vancouver Backflow Testing Ltd
PP-2022-03906 | 2022-10-31 | 1094 DENMAN STREET, Vancouver, BC | Plumbing Permit | Commercial | Renovation | Completed | Commercial - Installation of 6 backflow assemblies. This application is made as a result of a CoV Cross Connection Inspection. | Vancouver Backflow Testing Ltd
PP-2022-02950 | 2022-08-24 | 1105 DENMAN STREET, Vancouver, BC | Plumbing Permit | Commercial | New | Completed | Commercial - Install backflow preventers according to Cross Connection Control survey | Platinum Mechanical Systems Ltd
EP-2022-10400 | 2022-12-12 | 1118 DENMAN STREET, Vancouver, BC V6G 2M8 | Electrical Permit | Commercial | New | Completed | Installation / Repair - Commercial - Repair of - 2X HEAT DETECTORS IN MEN, AND WOMEN WASHROOM (BEHIND THE BUILDING) DON'T WORK. Relocation of - (X1) REAR HEAT DETECTOR IS ABOVE T-BAR CEILING. ELECTRICIAN REQUIRED TO MOVE IT BELOW THE DROP CEILING Repair of - (X1) REAR PULLSTATION NOT CONNECTED TO FIRE ALARM PANEL. WILL REQUIRE AN ELECTRICIAN TO FURTHER TROUBLESHOOT THE PROBLEM (DOCUMENTED BACK IN 2017 ANNUAL) Verification to be completed by Community Fire Prevention | Wireway Electric Ltd
PP-2023-00518 | 2023-02-14 | 1118 DENMAN STREET, Vancouver, BC V6G 2M8 | Plumbing Permit | Commercial | Renovation | Completed | Commercial - Install backflow device on water supply to dishwasher. This application is required to comply with a CoV Cross Connection Control inspection report | Vancouver Backflow Testing Ltd
PP-2022-02289 | 2022-06-30 | 1120 DENMAN STREET, Vancouver, BC V6G 2M8 | Plumbing Permit | Commercial | Addition | Completed | Commercial - Installation of x2 backflow prevention devices | Pioneer Plumbing & Heating Inc
PP-2023-03985 | 2023-11-14 | 1795 PENDRELL STREET, Vancouver, BC V6G 1T2 | Plumbing Permit | Commercial | Addition | Completed | Commercial - Add two RPBA for one ice machine and one Compressor | Seven Mechanical Ltd
PP-2022-02449 | 2022-07-15 | 1069 DAVIE STREET, Vancouver, BC | Plumbing Permit | Commercial | Renovation | Completed | Commercial - Installation of backflow devices. This application is made as a result of a COV Cross Connection Inspection. | Vancouver Backflow Testing Ltd
EP-2023-04393 | 2023-06-07 | 1097 DAVIE STREET, Vancouver, BC | Electrical Permit | Commercial | Renovation | Completed | Installation / Repair - Commercial - Renovation of existing Starbucks. Replace/new lighting, exit & emergency lighting, lighting controls. Relocate and new branch circuits for devices and appliances. No fire alarm. Data & security cabling by others (infrastructure only). >BP: Interior alterations to provide tenant improvements to this existing retail space on the ground floor of this existing commercial building on this site. Letter of assurance submitted: - Sch A/B (Arch): David N. Palmer, AIBC, 604.687.2511 - Sch B (Elect): Hyungryul Joo, P.Eng., 604.298.4858 - Sch B (Mech/ Plumb): Stephen Kooiman, P.Eng., 604.298.4858 | Charles Richard Pawluk o/a United Electrical Systems Ltd
PP-2023-01779 | 2023-06-07 | 1097 DAVIE STREET, Vancouver, BC | Plumbing Permit | Commercial | Renovation | Completed | Commercial - Re & Re of existing water supply and drainage for fixtures. 100 GPM GI - 3-comp, mop, rinser sink, CBE sink and drainboard, sanitizer, Rinse sink, Hub drain (espresso) >BP: Interior alterations to provide tenant improvements to this existing retail space on the ground floor of this existing commercial building on this site. | DMS Mechanical Ltd
MP-2023-01345 | 2023-07-24 | 1097 DAVIE STREET, Vancouver, BC | Mechanical Permit | NULL | NULL | Completed | NULL | Aerco Industries Ltd
EP-2023-06046 | 2023-07-06 | 1097 DAVIE STREET, Vancouver, BC | Electrical Permit | Commercial | Renovation | Completed | Installation / Repair - Commercial - Extra low voltage installation only: Tel, data, POS, WiFi. >BP: Interior alterations to provide tenant improvements to this existing retail space on the ground floor of this existing commercial building on this site. Letter of assurance submitted: - Sch A/B (Arch): David N. Palmer, AIBC, 604.687.2511 - Sch B (Elect): Hyungryul Joo, P.Eng., 604.298.4858 - Sch B (Mech/ Plumb): Stephen Kooiman, P.Eng., 604.298.4858 | Hook It Up Solutions Ltd
EP-2022-09251 | 2022-11-28 | 570 DAVIE STREET, Vancouver, BC | Electrical Permit | Commercial | Renovation | Completed | Installation / Repair - Commercial - Fixing someone else’s unlicensed work, installing proper connectors, covers, separating lighting and receptacle circuits Case File CF-2022-001722 WWOP in barber shop under renovation. Ownership(Sal) volunteered information to DEI that he had performed the electrical work himself. | Rightway Electric Inc
EP-2023-04231 | 2023-06-07 | 380 E HASTINGS STREET, Vancouver, BC V6A 1P4 | Electrical Permit | Commercial | Renovation | Issued | Installation / Repair - Commercial - -Repair damaged electrical due to fire -The incoming BC hydro feed is unaffected. the service metering equipment is smoke damaged. as of now no structure work is needed >Permit Amendment Jan 2019, 2024 -Service Details: Amended ¦ -Service details change: "From 400 amp 600 volt Delta to 200 amp 600 volt Y service" -Service Inspection Option: Added ¦ -BC Hydro Meter only -Permit Installation Value: Amended ¦ -"Change job value from 3000 to 25,000" ¦ -Contact City of Vancouver Trades Clerks @ 311 to arrange payment of balance owing | Conquest Electric Inc
EP-2022-03050 | 2022-04-14 | 3540 CORDIALE DRIVE, Vancouver, BC | Electrical Permit | Commercial | Renovation | Completed | Installation / Repair - Commercial - Basement safety check and smoke detectors installation >BP: Interior alterations to finish basement with smoke detectors, new baseboard heaters and electrical wiring. To add new interior walls, three piece bathroom and drywall ceilings at this existing residential building on this site. OK for permit per K. Kang/Brad Marsh October 13, 2021 No energy upgrade required. | VS Electric Ltd
PP-2022-01257 | 2022-04-13 | 3540 CORDIALE DRIVE, Vancouver, BC | Plumbing Permit | Commercial | Renovation - Dwelling Unit(s) only | Completed | Commercial - Add 3 piece bathroom Interior alterations to finish basement with smoke detectors, new baseboard heaters and electrical wiring. To add new interior walls, three piece bathroom and drywall ceilings at this existing residential building on this site. | Donald Earl Hansvall
NULL | NULL | 3540 CORDIALE DRIVE, Vancouver, BC | Plumbing Permit | Residential | Renovation - Dwelling Unit(s) only | Withdrawn | Residential - ADD 3 PIECE BATHROOM IN BASEMENT | Donald Earl Hansvall
NULL | NULL | 3540 CORDIALE DRIVE, Vancouver, BC | Plumbing Permit | Residential | Renovation - Dwelling Unit(s) only | Withdrawn | Residential - Add 3 pcs bath | NULL
EP-2022-01416 | NULL | 3540 CORDIALE DRIVE, Vancouver, BC | Electrical Permit | Commercial | Tenant Improvement | Ready For Issue | Installation / Repair - Commercial - Install interconnected smoke detectors, wiring in the basement up to Code. >BP: Interior alterations to finish basement with smoke detectors, new baseboard heaters and electrical wiring. To add new interior walls, three piece bathroom and drywall ceilings at this existing residential building on this site. | VS Electric Ltd
EP-2022-01532 | 2022-02-25 | 3542 CORDIALE DRIVE, Vancouver, BC | Electrical Permit | Commercial | Tenant Improvement | Completed | Installation / Repair - Commercial - Install interconnected smoke detectors, wiring in the basement up to Code. Interior alterations to finish basement with smoke detectors, new baseboard heaters and electrical wiring. To add new interior walls, two piece washroom and drywall ceilings at this existing residential building on this site. | VS Electric Ltd
PP-2022-01259 | 2022-04-13 | 3542 CORDIALE DRIVE, Vancouver, BC | Plumbing Permit | Commercial | Renovation - Dwelling Unit(s) only | Completed | Commercial - ADD 2 PIECE BATHROOM Interior alterations to finish basement with smoke detectors, new baseboard heaters and electrical wiring. To add new interior walls, two piece washroom and drywall ceilings at this existing residential building on this site. | Donald Earl Hansvall
PP-2022-01260 | 2022-04-13 | 3546 CORDIALE DRIVE, Vancouver, BC | Plumbing Permit | Commercial | Renovation - Dwelling Unit(s) only | Completed | Commercial - ADD 3 PIECE BATHROOM IN BASEMENT Interior alterations to finish basement with smoke detectors, new baseboard heaters and electrical wiring. To add new interior walls, three piece bathroom and drywall ceilings at this existing residential building on this site. | Donald Earl Hansvall
EP-2022-01531 | 2022-02-25 | 3546 CORDIALE DRIVE, Vancouver, BC | Electrical Permit | Commercial | Tenant Improvement | Completed | Installation / Repair - Commercial - Install interconnected smoke detectors, wiring in the basement up to Code. Interior alterations to finish basement with smoke detectors, new baseboard heaters and electrical wiring. To add new interior walls, three piece bathroom and drywall ceilings at this existing residential building on this site. | VS Electric Ltd
EP-2022-01530 | 2022-02-25 | 3548 CORDIALE DRIVE, Vancouver, BC | Electrical Permit | Commercial | Tenant Improvement | Completed | Installation / Repair - Commercial - Install interconnected smoke detectors, wiring in the basement up to Code. Interior alterations to finish basement with smoke detectors, new baseboard heaters and electrical wiring. To add new interior walls and drywall ceilings at this existing residential building on this site. | VS Electric Ltd
EP-2022-01527 | 2022-02-25 | 3552 CORDIALE DRIVE, Vancouver, BC | Electrical Permit | Commercial | Tenant Improvement | Completed | Installation / Repair - Commercial - Install interconnected smoke detectors, wiring in the basement up to Code. Interior alterations to finish basement with smoke detectors, new baseboard heaters and electrical wiring. To add new interior walls, three piece bathroom, storage and drywall ceilings at this existing residential building on this site. | VS Electric Ltd
PP-2022-01261 | 2022-04-13 | 3552 CORDIALE DRIVE, Vancouver, BC | Plumbing Permit | Commercial | Renovation - Dwelling Unit(s) only | Completed | Commercial - ADD 3 PIECE BATHROOM Interior alterations to finish basement with smoke detectors, new baseboard heaters and electrical wiring. To add new interior walls, three piece bathroom, storage and drywall ceilings at this existing residential building on this site. | Donald Earl Hansvall
PP-2022-01263 | 2022-04-13 | 3558 CORDIALE DRIVE, Vancouver, BC | Plumbing Permit | Commercial | Renovation - Dwelling Unit(s) only | Completed | Commercial - ADD 3 PIECE BATHROOM TO BASEMENT Interior alterations to finish basement with smoke detectors, new baseboard heaters and electrical wiring. To add new interior walls, two piece bathroom, laundry sink and drywall ceilings at this existing residential building on this site. | Donald Earl Hansvall
EP-2022-01525 | 2022-02-25 | 3558 CORDIALE DRIVE, Vancouver, BC | Electrical Permit | Commercial | Tenant Improvement | Completed | Installation / Repair - Commercial - Install interconnected smoke detectors, wiring in the basement up to Code. Interior alterations to finish basement with smoke detectors, new baseboard heaters and electrical wiring. To add new interior walls, three piece bathroom/laundry, storage, closet and drywall ceilings at this existing residential building on this site. | VS Electric Ltd
PP-2022-01266 | 2022-04-13 | 3560 CORDIALE DRIVE, Vancouver, BC | Plumbing Permit | Commercial | Renovation - Dwelling Unit(s) only | Completed | Commercial - ADD LAUNDRY SINK Interior alterations to finish basement with smoke detectors, new baseboard heaters and electrical wiring. To add laundry sink, handrail to stairs and new interior walls at this existing residential building on this site. | Donald Earl Hansvall
PP-2022-01264 | 2022-04-13 | 3590 CORDIALE DRIVE, Vancouver, BC | Plumbing Permit | Commercial | Renovation - Dwelling Unit(s) only | Completed | Commercial - ADD 3 PIECE BATHROOM TO BASEMENT Interior alterations to finish basement with smoke detectors, new baseboard heaters and electrical wiring. To add new interior walls, three piece bathroom/laundry and drywall ceilings at this existing residential building on this site | Donald Earl Hansvall
EP-2022-01524 | 2022-02-25 | 3590 CORDIALE DRIVE, Vancouver, BC | Electrical Permit | Commercial | Tenant Improvement | Completed | Installation / Repair - Commercial - Install interconnected smoke detectors, wiring in the basement up to Code. Interior alterations to finish basement with smoke detectors, new baseboard heaters and electrical wiring. To add new interior walls, three piece bathroom/laundry and drywall ceilings at this existing residential building on this site | VS Electric Ltd
EP-2022-01522 | 2022-02-25 | 3596 CORDIALE DRIVE, Vancouver, BC | Electrical Permit | Commercial | Tenant Improvement | Completed | Installation / Repair - Commercial - Install interconnected smoke detectors, wiring in the basement up to Code. Interior alterations to finish basement with smoke detectors, new baseboard heaters and electrical wiring. To add new interior walls, two piece bathroom/laundry and drywall ceilings at this existing residential building on this site | VS Electric Ltd
PP-2022-01265 | 2022-04-13 | 3596 CORDIALE DRIVE, Vancouver, BC | Plumbing Permit | Commercial | Renovation - Dwelling Unit(s) only | Completed | Commercial - ADD 2 PIECE BATHROOM TO BASEMENT Interior alterations to finish basement with smoke detectors, new baseboard heaters and electrical wiring. To add new interior walls, two piece bathroom/laundry and drywall ceilings at this existing residential building on this site | Donald Earl Hansvall
EP-2022-01521 | 2022-02-25 | 3602 CORDIALE DRIVE, Vancouver, BC | Electrical Permit | Commercial | Tenant Improvement | Completed | Installation / Repair - Commercial - Install interconnected smoke detectors, wiring in the basement up to Code. >BP: Interior alterations to finish basement with smoke detectors, new baseboard heaters and electrical wiring. To add new interior walls to enclosed Laundry room at this existing residential building on this site. OK for permit per S Dugaro October 27, 2021 | VS Electric Ltd
EP-2022-01520 | 2022-02-25 | 3606 CORDIALE DRIVE, Vancouver, BC | Electrical Permit | Commercial | Tenant Improvement | Completed | Installation / Repair - Commercial - Install interconnected smoke detectors, wiring in the basement up to Code. >BP: Interior alterations to finish basement with smoke detectors, new baseboard heaters and electrical wiring. To add new interior walls to enclosed Laundry room at this existing residential building on this site. OK for permit per S Dugaro October 27, 2021 | VS Electric Ltd
EP-2022-01519 | 2022-02-25 | 3608 CORDIALE DRIVE, Vancouver, BC | Electrical Permit | Commercial | Tenant Improvement | Completed | Installation / Repair - Commercial - Install interconnected smoke detectors, wiring in the basement up to Code. >BP: Interior alterations to finish basement with smoke detectors, new baseboard heaters and electrical wiring. To add new interior walls to enclosed Laundry room and drywall ceilings at this existing residential building on this site. No energy upgrade required. | VS Electric Ltd
NULL | NULL | 1152 DENMAN STREET, Vancouver, BC | Plumbing Permit | Commercial | Renovation | Draft | Commercial - 2 RPBA FOR ICE MAKER AND DISHWASHER | Tuyet Minh Huynh
PP-2023-01767 | 2023-05-19 | 1152 DENMAN STREET, Vancouver, BC | Plumbing Permit | Commercial | Tenant Improvement | Issued | Commercial - Backflow preventer’s | Aminollah Naimi Shishavan
PP-2022-02282 | 2022-06-30 | 1162 DENMAN STREET, Vancouver, BC | Plumbing Permit | Commercial | Renovation | Issued | Commercial - Install Backflow Preventer for Dishwasher and ice maker | Tuyet Minh Huynh
EP-2023-09187 | 2023-10-13 | 1168 DENMAN STREET, Vancouver, BC | Electrical Permit | Commercial | Addition | Completed | Installation / Repair - Commercial - Install extension boxes, Relocate two receptacle. Safety Check. Check the existing installation of electrical equipment to ensure electrical safety. CF-2023-010779 CF-2023-010874 | BC Highlight Electric Corp
PP-2023-03548 | 2023-11-24 | 1181 DENMAN STREET, Vancouver, BC | Plumbing Permit | Commercial | Addition | Issued | Commercial - adding: 50 gallon grease trap one hand wash sink one mop sink One veggie table sink >BP: Exterior and interior alterations - To provide tenant improvements to this existing Restaurant - Class 1 for a new tenant. New cooking equipment will be installed under the existing hood for Class 1 Cooking Operation. Exterior alteration includes new Rooftop unit. Building Review Notes: - Proposed occupant load is 25 (20 interior, 5 staff) - Rooftop RTU cleared by Mahdi (POD) Mechanical Review Notes: 1. Class 1 cooking operations (Grease-Laden Vapours). 2. Commercial kitchen exhaust system to NFPA 96 (Type 1 hood). *** Reviewed under the VBBL 2019 *** | Aminollah Naimi Shishavan
GP-2023-02268 | 2023-07-31 | 1789 DAVIE STREET, Vancouver, BC V6G 1W5 | Gas Permit | Residential | Renovation | Completed | Residential - FURNACE RE/RE WATER HEATER RE/RE | Reliance Comfort Limited Partnership
PP-2023-01345 | 2023-04-18 | 1789 DAVIE STREET, Vancouver, BC V6G 1W5 | Plumbing Permit | Commercial | New | Completed | Commercial - Install DCVA backflow for Premise and Install RPBA backflow for garbage chute water supply CROSS CONNECTION LETTER UPLOADED | Artisan Plumbing & Heating Ltd
EP-2022-02989 | 2022-04-13 | 579 DUNSMUIR STREET, Vancouver, BC | Electrical Permit | Commercial | Renovation | Completed | Installation / Repair - Commercial - Retrofitting exterior flag sign to LED | 0968458 BC Ltd DBA Relight Solutions
EP-2022-10206 | 2022-12-05 | 600 DUNSMUIR STREET, Vancouver, BC | Electrical Permit | Commercial | Tenant Improvement | Completed | Installation / Repair - Commercial - Re and Re kitchen equipment and appliances. Relocate and replace electrical outlets and receptacles, Retrofit LED lights. | Makle Electric Ltd
EP-2022-09864 | 2022-11-23 | 737 DUNSMUIR STREET, Vancouver, BC | Electrical Permit | Commercial | Tenant Improvement | Completed | Installation / Repair - Commercial - Relocate 3 existing fire alarm speakers 737 Dunsmuir Street. 1st floor Interior alterations to provide improvements for a new vendor (Celine) on the 1st floor of this existing Retail tenant (Holt Renfrew) in this existing commercial building (Pacific Center Mall) on this site. Scope of work; remove all walls/millwork, finishes and provide new partition walls, millwork finishes, electrical, mechanical and sprinklers to suit. | Western Pacific Enterprises Ltd
EP-2023-00541 | 2023-01-24 | 737 DUNSMUIR STREET, Vancouver, BC | Electrical Permit | Commercial | Tenant Improvement | Completed | Installation / Repair - Commercial - low voltage data terminations only (re: BP-2022-03406: Completed) | Ampac Electric Ltd
SP-2022-01645 | 2022-10-07 | 737 DUNSMUIR STREET, Vancouver, BC | Sprinkler Permit | Commercial | Tenant Improvement | Completed | Commercial - Sprinkler head adds and deletes >BP: Interior alterations to provide improvements for a new vendor (Celine) on the 1st floor of this existing Retail tenant (Holt Renfrew) in this existing commercial building (Pacific Center Mall) on this site. Scope of work; remove all walls/millwork, finishes and provide new partition walls, millwork finishes, electrical, mechanical and sprinklers to suit. *****This application does not include any of the following: 1. Not more than 20 sprinklers (add, relocate, or remove), 2. hydraulic calculations, 3. change in occupancy and /or hazard classification, 4. warehouse storage arrangements, 5. mobile compact storage arrangements, 6. alternative solutions, 7. changes to the sprinkler system supply piping (e.g. valves, mains, cross-mains, branch-lines, etc.), or 8. flexible sprinkler pipe. | Troy Life & Fire Safety Limited Protection Incendia Troyu Ltee
EP-2022-08377 | 2022-10-07 | 737 DUNSMUIR STREET, Vancouver, BC | Electrical Permit | Commercial | Tenant Improvement | Completed | Installation / Repair - Commercial - Replace atrium lights 1 for 1 with LED type. This does not exceed more than 2% of the entire facility lighting. Only 35 fixtures. >>Amend: Feb. 9, 2023 Adding cost of light fixtures of $3500.00 | MEI Energy Solutions Ltd
EP-2022-08437 | 2022-10-12 | 737 DUNSMUIR STREET, Vancouver, BC | Electrical Permit | Commercial | Renovation | Completed | Installation / Repair - Commercial - Installation of new lighting, emergency lighting, low voltage controls, receptacles & switching for store renovation >BP: Interior alterations to provide improvements for a new vendor (Celine) on the 1st floor of this existing Retail tenant (Holt Renfrew) in this existing commercial building (Pacific Center Mall) on this site. Scope of work; remove all walls/millwork, finishes and provide new partition walls, millwork finishes, electrical, mechanical and sprinklers to suit. OK for Field Review per W. Wong July 4, 2022 E2 Upgrade - HVAC #3 - Clean and balance all air systems (per6.7.2.3.2. of ASHRAE 90.1-2016) Energy checklist is currently no longer required with your Building Permit (BP) application. Some supporting documents are still required at BP stage, specifically Envelope and HVAC, if applicable. Service Water Heating and Lighting supporting documents, if applicable, must be submitted with your related trades permits (e.g. electrical and plumbing). All energy upgrades will be checked during inspections stage. It is the applicant's responsibility to identify and note all required upgrades including energy upgrades on their BP drawings at BP stage. | Accurate Electric Ltd.
NULL | NULL | 737 DUNSMUIR STREET, Vancouver, BC | Electrical Permit | Commercial | Tenant Improvement | Withdrawn | Installation / Repair - Commercial - install lights, lighting control, outlets, switches and wire only for voice/data | Accurate Electric Ltd.
EP-2022-06039 | 2022-08-02 | 737 DUNSMUIR STREET, Vancouver, BC | Electrical Permit | Commercial | Tenant Improvement | Completed | Installation / Repair - Commercial - Retrofit 244 lights with new LED inserts -we were told that if we were dealing with less than 10% of lighting - that we didn't have to do the ASHRAE forms we can submit if we need to. | Ampac Electric Ltd
EP-2023-09665 | 2023-11-06 | 737 DUNSMUIR STREET, Vancouver, BC | Electrical Permit | Commercial | Renovation | Completed | Installation / Repair - Commercial - relocate cash desk power and data only | Ampac Electric Ltd
EP-2022-00307 | 2022-01-19 | 737 DUNSMUIR STREET, Vancouver, BC | Electrical Permit | Commercial | Tenant Improvement | Completed | Installation / Repair - Commercial - power display cases and point of sale -There are no changes to the service , the cases are re-used | Ampac Electric Ltd
EP-2022-00396 | 2022-01-24 | 737 DUNSMUIR STREET, Vancouver, BC | Electrical Permit | Commercial | Tenant Improvement | Completed | Installation / Repair - Commercial - Replace lamps & ballasts in back storage rooms -We recently had 3 other permits issued because of minimal load requirements in a retrofit. The load being adjusted by the retrofit is less than 5% of the store load. This is only back rooms that are being relamped with a few occupancy sensors being added. It is not engineered & is only a small tenant improvement. | MEI Energy Solutions Ltd
EP-2022-01079 | NULL | 1468 E 15TH AVENUE, Vancouver, BC V5N 2E8 | Electrical Permit | Residential | Tenant Improvement | Cancelled | Installation / Repair - Residential - Service upgrade from 100 to 200 amps. Electrical install of heat pump. | Moore And Russell Heating And Air Conditioning Ltd
EP-2023-09431 | 2023-11-08 | 1468 E 15TH AVENUE, Vancouver, BC V5N 2E8 | Electrical Permit | Residential | Renovation - Dwelling Unit(s) only | Issued | Installation / Repair - Residential - ¦ 2FD- 2 SEPARATE 200A SERVICES ¦ TO CONTINUE WORK STARTED BY OTHERS (EP-2022-09164) we will be upgrading the electrical service from 100 to 200 amps and adding a circuit for a heat pump and back up heat at BOTH addresses *MP-2023-00710: Issued (Heating and Cooling) | Douglas Millington o/a Moose Electric
EP-2023-09057 | NULL | 1468 E 15TH AVENUE, Vancouver, BC V5N 2E8 | Electrical Permit | Residential | Renovation | Withdrawn | Installation / Repair - Residential - We are upgrading the two services on the property from 100amps each to 200amps each | Douglas Millington o/a Moose Electric
EP-2022-09164 | 2022-11-03 | 1468 E 15TH AVENUE, Vancouver, BC V5N 2E8 | Electrical Permit | Residential | Tenant Improvement | Issued | Installation / Repair - Residential - -Mechanical permit is required before an electrical inspection will be performed Service upgrade+ Install of HP (Duplex house: 200-amps each as two separate meters; primary address: 1468 E 15th ave; secondary address: 1466 E 15th ave) Service upgrade to 200-amps first on each meter followed by Install of Heat pump. Building permit not required Mechanical permit to be obtained. | Moore And Russell Heating And Air Conditioning Ltd
MP-2022-00515 | 2022-11-03 | 1468 E 15TH AVENUE, Vancouver, BC V5N 2E8 | Mechanical Permit | NULL | NULL | Issued | NULL | Moore And Russell Heating And Air Conditioning Ltd
PP-2023-00898 | 2023-03-17 | 2057 COMMERCIAL DRIVE, Vancouver, BC | Plumbing Permit | Commercial | Tenant Improvement | Completed | Commercial - Tenant upgrades, Installing kitchen and accessible washroom >BP: Interior alterations to provide improvements for a new real estate office (change from healthcare office) in this existing commercial building on this site. Scope of work: demo all existing partitions,t-bar ceiling, light fixtures, receptacles,millwork and finishes. Construcdt new partitions, doors,millwork. Replace existing t-bar, drywall ceilings. Electrical, Plumbing, & sprinklers to suit. | Forsberg Plumbing and Heating Ltd
EP-2023-02110 | 2023-03-16 | 2057 COMMERCIAL DRIVE, Vancouver, BC | Electrical Permit | Commercial | Tenant Improvement | Completed | Installation / Repair - Commercial - Commercial office renovation. Relocating and adding new lights and receptacles *Apr 04, 2023 Permit Amendment: -Class 2 wiring to the scope of work >BP: Interior alterations to provide improvements for a new real estate office (change from healthcare office) in this existing commercial building on this site. Scope of work: demo all existing partitions,t-bar ceiling, light fixtures, receptacles,millwork and finishes. Construcdt new partitions, doors,millwork. Replace existing t-bar, drywall ceilings. Electrical, Plumbing, & sprinklers to suit. Building Sprinklered - No sprinkler permit required per DBI | MB Installations Ltd
EP-2022-01518 | 2022-02-25 | 3650 CORDIALE DRIVE, Vancouver, BC | Electrical Permit | Commercial | Tenant Improvement | Completed | Installation / Repair - Commercial - Install interconnected smoke detectors, wiring in the basement up to Code. >BP: Interior alterations to finish basement with smoke detectors, new baseboard heaters and electrical wiring. To add laundry sink, handrail to stairs and new interior walls at this existing residential building on this site. No energy upgrade required. | VS Electric Ltd
EP-2022-01517 | 2022-02-25 | 3652 CORDIALE DRIVE, Vancouver, BC | Electrical Permit | Commercial | Tenant Improvement | Completed | Installation / Repair - Commercial - Install interconnected smoke detectors, wiring in the basement up to Code. >BP: Interior alterations to finish basement with smoke detectors, new baseboard heaters and electrical wiring. To add laundry sink at this existing residential building on this site. No energy upgrade required. | VS Electric Ltd
PP-2022-01267 | 2022-04-13 | 3652 CORDIALE DRIVE, Vancouver, BC | Plumbing Permit | Commercial | Renovation - Dwelling Unit(s) only | Completed | Commercial - ADD LAUNDRY SINK Interior alterations to finish basement with smoke detectors, new baseboard heaters and electrical wiring. To add laundry sink at this existing residential building on this site. | Donald Earl Hansvall
EP-2022-02131 | 2022-03-17 | 1025 DUNSMUIR STREET, Vancouver, BC | Electrical Permit | Commercial | Tenant Improvement | Completed | Installation / Repair - Commercial - Low Voltage Audio Visual Cabling AMEND: JUNE 13, 2022 change the address on this permit to the correct location of 1025 Dunsmuir St | AVI-SPL Canada Ltd
PP-2022-00157 | 2022-01-24 | 1025 DUNSMUIR STREET, Vancouver, BC | Plumbing Permit | Commercial | New | Completed | Commercial - Install Fixtures 1025 Dunsmuir St (Bentall Four) - ground level Change of Major Occupancy: Convert the existing Bank of China space (financial institution, D) to a conference centre/meeting space (hall, A2) for the tenants of the Bentall towers in this existing office building with a Kitchen operated by commercial vendor intended for catering the tenants using the meeting space (ancillary retail food). Scope of work includes demolition of existing partitions and ceilings; and construction of new partitions, ceilings, millwork and finishes. Plumbing, HVAC, lighting and power to be updated to suite the new layout. | DAVIDSON BROS MECHANICAL CONTRACTORS
EP-2022-00347 | 2022-01-21 | 1025 DUNSMUIR STREET, Vancouver, BC | Electrical Permit | Commercial | Tenant Improvement | Completed | Installation / Repair - Commercial - Demo - as required as per drawings Lighting - supply and install as per luminaire schedule Lighting Control - supply and install as per drawings Power requirements - including security and communications conduit rough-in. >BP: Change of Major Occupancy: Convert the existing Bank of China space (financial institution, D) to a hall(A2) for the tenants of the Bentall towers in this existing office building with a Kitchen operated by commercial vendor. Scope of work includes demolition of existing partitions and ceilings; and construction of new partitions, ceilings, millwork and finishes. Plumbing, HVAC, lighting and power to be updated to suite the new layout. Note: 1.0. Application is reviewed under VBBL 2019 and issued during health pandemic 2020 and 2021. 2.0. One class 5 cooking is permitted. 3.0. Food primary requires a separate permit. 4.0. This project requires S3 and N3 upgrade and is deferred based on property-wide work underway per Kelly's Note added to parcel on June 16th, 2020. Please refer her parcel note. It is not an exempt. 5.0. Final inspection of BP-2020-03264 prior to occupancy. Revision 1: 1.0. Change of mechanical and electrical engineers. 2.0. Change of use from Hall to restaurant class 1. 3.0. Relocated handwashing sinks, delete 1 sink and updates to washrooms. 4.0 updated kitchen layout. 5.0. Class 2 cooking using Class 4 cooking equipment. Amend: June 3, 2022 wrong Building Permit number was used, we need to have this changed please to BP-2021-02350. Please remove the old BP-2020-03264 from this permit. | Sasco Contractors Ltd
EP-2022-00516 | 2022-01-25 | 1025 DUNSMUIR STREET, Vancouver, BC | Electrical Permit | Commercial | Tenant Improvement | Completed | Installation / Repair - Commercial - Security card access control with electric strike locks. >BP: 1025 Dunsmuir St (Bentall Four) - ground level Interior alterations to demolish all interior partitions in this vacant Financial Institution of this existing commercial building, Bentall Four on the site. REVISION #1 to leave the existing bulkhead in place instead of removing as part of the original interior demolition. Aug 30, 2021 mlh Separate permit(s) and ASHRAE checklist will be required for future tenant improvements. OK for Field Review as per S.Yu on Oct 21, 2020 | Houle Electric Limited
PP-2019-03729 | 2022-03-11 | 2083 DUNDAS STREET, Vancouver, BC | Plumbing Permit | Commercial | New | Completed | Commercial - 1/2" RPBA for chemical dispenser install | Pioneer Plumbing & Heating Inc
EP-2022-06909 | 2022-08-17 | 5628 DUNBAR STREET, Vancouver, BC | Electrical Permit | Commercial | Renovation | Completed | Installation / Repair - Commercial - renovation of retail store BP: 5628 Dunbar St Interior alterations and a change of use from General Office to Cannabis Store to provide improvements for a new tenant at 5628 Dunbar St on the ground floor of this mixed-use building on this site. AMEND: OCT 4/2022 FIRE ALARM VERIFICATION & APPENDIX UPLOADED | Shawn Electric Ltd
PP-2022-02976 | 2022-08-26 | 5628 DUNBAR STREET, Vancouver, BC | Plumbing Permit | Commercial | Renovation | Completed | Commercial - Roughing plumbing for the washroom. >Interior alterations and a change of use from General Office to Cannabis Store to provide improvements for a new tenant at 5628 Dunbar St on the ground floor of this mixed-use building on this site. OK for Field Review per W.Wong. Letter of assurance: Schedule A: Mary Joann Zulueta, 403-618-6079 Schedule B (Mechanical, Plumbing, Electrical): Moortaza Bhaiji, 403-460-2277 Related to DP-2021-00386 & DP-2022-00212 | MYK Construction Ltd
EP-2022-08065 | 2022-09-26 | 5628 DUNBAR STREET, Vancouver, BC | Electrical Permit | Commercial | Tenant Improvement | Completed | Installation / Repair - Commercial - Installation/completion of prewired security alarm system | Installteam Electronic Contractors Inc
MP-2024-00019 | 2024-01-05 | 637 E 15TH AVENUE, Vancouver, BC | Mechanical Permit | NULL | NULL | Issued | NULL | Newtop Mechanical Ltd
SP-2024-00047 | 2024-01-17 | 637 E 15TH AVENUE, Vancouver, BC | Sprinkler Permit | Commercial | Tenant Improvement | Issued | Commercial - relocate 2 upright heads for new partition walls >BP: Interior alterations and a change of use from Retail Store to Health Enhancement Centre in this unit on the ground floor of this existing mixed-use building on this site. *****This application does not include any of the following: 1. Not more than 20 sprinklers (add, relocate, or remove), 2. hydraulic calculations, 3. change in occupancy and /or hazard classification, 4. warehouse storage arrangements, 5. mobile compact storage arrangements, 6. alternative solutions, 7. changes to the sprinkler system supply piping (e.g. valves, mains, cross-mains, branch-lines, etc.), or 8. flexible sprinkler pipe. | Yu Fire Protection Inc.
PP-2023-04400 | 2023-12-20 | 637 E 15TH AVENUE, Vancouver, BC | Plumbing Permit | Commercial | Renovation | Issued | Commercial - ADD NEW FIXTURE WASHER,MOP SINK,HAND SINK >BP: Interior alterations and a change of use from Retail Store to Health Enhancement Centre in this unit on the ground floor of this existing mixed-use building on this site. Note to DBI: Please see if the existing washroom has acceptable level of accessibility | J&YMechanical Ltd
EP-2023-10541 | 2024-01-04 | 637 E 15TH AVENUE, Vancouver, BC | Electrical Permit | Commercial | New | Issued | Installation / Repair - Commercial - electrical TI(drawing attached ) for foot massage shop -new pendant light installation-Confirmed that wiring method for massage room will be based on section 24CEC -receptacles for all towel warmer(massage room use basic care wiring method) -replacing existing old FPE3ph 4w panel to new square D 3p 4w 120/208V panel(no main) >Permit Amendment Jan 16, 2024 Work Description + Installation Details: Amended -Adding 40amp outdoor disconnect for new heat pump (mechanical permit MP-2024-00019) >BP: Interior alterations and a change of use from Retail Store to Health Enhancement Centre in this unit on the ground floor of this existing mixed-use building on this site. Note to DBI: Please see if the existing washroom has acceptable level of accessibility | H.A.O Electric Ltd
EP-2023-02801 | 2023-04-03 | 1486 E 27TH AVENUE, Vancouver, BC | Electrical Permit | Residential | Renovation | Completed | Installation / Repair - Residential - Relocating Washer/Dryer circuits, Relocating switches for lighting and deleting bedroom plugs (space to be converted back to crawl space) >BP: Interior alterations to to reconfigure the basement area in unit 1486 E 27th of this existing two family dwelling by converting a portion of the crawl space of about 30 Sq ft into living area and restore the balance of the approved crawl space. Schedule B Structural - S. Dulay, 604-603-7254, shandulay@telus.net REUP submitted as per Gurmukh Singh, 604-908-9044, info@cantechenergy.ca | David Laurino
EP-2022-01515 | 2022-02-25 | 3656 CORDIALE DRIVE, Vancouver, BC | Electrical Permit | Commercial | Tenant Improvement | Completed | Installation / Repair - Commercial - Install interconnected smoke detectors, wiring in the basement up to Code. >BP: Interior alterations to finish basement with smoke detectors, new baseboard heaters and electrical wiring. To add new interior walls and partially enclosed laundry at this existing residential building on this site. No energy upgrade required. | VS Electric Ltd
EP-2022-01514 | 2022-02-25 | 3658 CORDIALE DRIVE, Vancouver, BC | Electrical Permit | Commercial | Tenant Improvement | Completed | Installation / Repair - Commercial - Install interconnected smoke detectors, wiring in the basement up to Code. >BP: Interior alterations to finish basement with smoke detectors, new baseboard heaters and electrical wiring. To add new interior walls, three piece bathroom, laundry room and drywall ceilings at this existing residential building on this site. No energy upgrade required. | VS Electric Ltd
PP-2022-01268 | 2022-04-13 | 3658 CORDIALE DRIVE, Vancouver, BC | Plumbing Permit | Commercial | Renovation - Dwelling Unit(s) only | Completed | Commercial - ADD 3 PIECE BATHROOM Interior alterations to finish basement with smoke detectors, new baseboard heaters and electrical wiring. To add new interior walls, three piece bathroom, laundry room and drywall ceilings at this existing residential building on this site. | Donald Earl Hansvall
PP-2022-01269 | 2022-04-13 | 3660 CORDIALE DRIVE, Vancouver, BC | Plumbing Permit | Commercial | Renovation - Dwelling Unit(s) only | Completed | Commercial - ADD 3 PIECE BATHROOM Interior alterations to finish basement with smoke detectors, new baseboard heaters and electrical wiring. To add new interior walls, three piece bathroom, laundry room and drywall ceilings at this existing residential building on this site. | Donald Earl Hansvall
EP-2022-01513 | 2022-02-25 | 3660 CORDIALE DRIVE, Vancouver, BC | Electrical Permit | Commercial | Tenant Improvement | Completed | Installation / Repair - Commercial - Install interconnected smoke detectors, wiring in the basement up to Code. >BP: Interior alteration to add washroom, enclosed storage, and laundry closet in the basement of this existing residential building on this site. Scope of work to include new baseboard heaters, smoke detector and related electrical work. Note: Building inspector to determine on site if a separate sprinkler permit is required. | VS Electric Ltd
EP-2022-01512 | 2022-02-25 | 3662 CORDIALE DRIVE, Vancouver, BC | Electrical Permit | Commercial | Tenant Improvement | Completed | Installation / Repair - Commercial - Install interconnected smoke detectors, wiring in the basement up to Code. >BP: Interior alteration to add washroom, and laundry closet in the basement of this existing residential building on this site. Scope of work to include new baseboard heaters, smoke detector and related electrical work. Note: Building inspector to determine on site if a separate sprinkler permit is required. | VS Electric Ltd
PP-2022-01270 | 2022-04-13 | 3662 CORDIALE DRIVE, Vancouver, BC | Plumbing Permit | Commercial | Renovation - Dwelling Unit(s) only | Completed | Commercial - ADD 2 PIECE BATHROOM Interior alteration to add washroom, and laundry closet in the basement of this existing residential building on this site. Scope of work to include new baseboard heaters, smoke detector and related electrical work. | Donald Earl Hansvall
PP-2022-01271 | 2022-04-13 | 3668 CORDIALE DRIVE, Vancouver, BC | Plumbing Permit | Commercial | Renovation - Dwelling Unit(s) only | Completed | Commercial - ADD 3 PIECE BATHROOM AND BAR SINK Interior alterations to finish basement with smoke detectors, new baseboard heaters and electrical wiring. To add new interior walls, three piece bathroom, laundry area and drywall ceilings at this existing residential building on this site. | Donald Earl Hansvall
EP-2022-01511 | 2022-03-17 | 3668 CORDIALE DRIVE, Vancouver, BC | Electrical Permit | Commercial | Tenant Improvement | Completed | Installation / Repair - Commercial - Install interconnected smoke detectors, wiring in the basement up to Code. >BP: Interior alterations to finish basement with smoke detectors, new baseboard heaters and electrical wiring. To add new interior walls, three piece bathroom, laundry area and drywall ceilings at this existing residential building on this site. OK for field review per S Dugaro December 17, 2021 No energy upgrade required. | VS Electric Ltd
EP-2022-01510 | 2022-02-25 | 3670 CORDIALE DRIVE, Vancouver, BC | Electrical Permit | Commercial | Tenant Improvement | Completed | Installation / Repair - Commercial - Install interconnected smoke detectors, wiring in the basement up to Code. >BP: Interior alterations to finish basement with smoke detectors, new baseboard heaters and electrical wiring. To add new interior walls, three piece bathroom, laundry room, storage and drywall ceilings at this existing residential building on this site. No energy upgrade required. | VS Electric Ltd
PP-2022-01272 | 2022-04-13 | 3670 CORDIALE DRIVE, Vancouver, BC | Plumbing Permit | Commercial | Renovation - Dwelling Unit(s) only | Completed | Commercial - ADD 3 PIECE BATHROOM Interior alterations to finish basement with smoke detectors, new baseboard heaters and electrical wiring. To add new interior walls, three piece bathroom, laundry room, storage and drywall ceilings at this existing residential building on this site. | Donald Earl Hansvall
EP-2022-01143 | 2022-02-14 | 1895 CORNWALL AVENUE, Vancouver, BC V6J 1C6 | Electrical Permit | Commercial | Renovation | Completed | Installation / Repair - Commercial - Extra low voltage only Amend Apr 12, 2022 Correct address is 1895 Cornwall. | Hook It Up Solutions Ltd
PP-2022-00224 | 2022-01-31 | 1895 CORNWALL AVENUE, Vancouver, BC V6J 1C6 | Plumbing Permit | Commercial | Renovation | Completed | Commercial - Starbucks Renovation Interior alterations to provide improvements to this unit (1895) Restaurant (Starbucks) in this existing commercial building on this site. Scope of work: Full interior renovation with alterations to front and back of house layout. | CGM Mechanical Ltd
EP-2022-00544 | 2022-01-27 | 1895 CORNWALL AVENUE, Vancouver, BC V6J 1C6 | Electrical Permit | Commercial | Tenant Improvement | Completed | Installation / Repair - Commercial - Installation of lighting, EM lighting, lighting control devices, outlets, switches, breakers and equipmemt connections >BP: Interior alterations to provide improvements to this unit (1895) Restaurant (Starbucks) in this existing commercial building on this site. Scope of work: Full interior renovation with alterations to front and back of house layout. OK for field review as per Scott Easby - November 8, 2021 Schedule A (CRP) and Schedule B (Architectural) - David N. Palmer , 604-687-2511 Schedule B (Mechanical & Plumbing) - Stephen Kooiman, 604-298-4858 Schedule B (Electrical) - Hyungryul (David) Joo, 604-298-4858 Notes: 1. Energy upgrade: E2 - Lighting - Upgrade to incorporate Automatic Full OFF (per 9.4.1.1.(h) of ASHRAE 90.1-2016) 2. Building Not Sprinklered – No sprinkler inspection or permit required. 3. K3 - Commitment Not To Create Grease-Laden Cooking Vapour on record | Accurate Electric Ltd.
EP-2022-04947 | 2022-06-24 | 639 E 15TH AVENUE, Vancouver, BC | Electrical Permit | Commercial | Renovation | Completed | Installation / Repair - Commercial - A/C Surface Wiring Installation/ Hook up: Run/ Install Cu Wiring For Exterior A/C Unit Strap Cable Install Circuit Breaker Installation of A/C Disconnect Hook Up A/C Unit with Flexible Sleeve | Kato Electrical Inc
EP-2023-01903 | 2023-03-08 | 1915 CORNWALL AVENUE, Vancouver, BC | Electrical Permit | Commercial | Renovation | Issued | Installation / Repair - Commercial - For setting up a Chicken take out restaurant, We do followings: 1. Install lights and switches. 2. Install receptacles for small appliances 3. Connect Kitchen Canopy Systems including roof top units 4. Install Exit/Emergency lights. 5. Connect a Hot Water Boiler. >DB: To change use and (major occupancy E to A2) from dry-cleaning to a restaurant in this existing one story commercial building. Scope of work includes interior alteration and installation of roof top unit. One class 1 cooking operation. Occupant load is 18. Note: Application is reviewed under VBBL 2019. | CANRISE ELECTRIC CO LTD
PP-2023-00100 | 2023-01-23 | 1915 CORNWALL AVENUE, Vancouver, BC | Plumbing Permit | Commercial | Renovation | Issued | Commercial - rough-in and installation of the mentioned fixtures. >BP: To change use and (major occupancy E to A2) from dry-cleaning to a restaurant in this existing one story commercial building. Scope of work includes interior alteration and installation of roof top unit. One class 1 cooking operation. Occupant load is 18. Note: Application is reviewed under VBBL 2019. | A Plus Plumbing Ltd
EP-2022-06202 | 2022-07-27 | 1320 E 13TH AVENUE, Vancouver, BC | Electrical Permit | Residential | Tenant Improvement | Completed | Installation / Repair - Residential - replacing line side of meterbase 200amp wires. to accommodate new point of attachment for Bchydro access ** Amend 09/20/2022** Replacing existing 100amp panel, adding 2 additional circuits. - 120 volt 20amp for future gate motor - 240v 40amp EV charger plug | Bluephase Electrical Ltd
MP-2023-01371 | 2023-07-26 | 1441 COMMERCIAL DRIVE, Vancouver, BC | Mechanical Permit | NULL | NULL | Completed | NULL | Royal Vancouver Air Conditioning
EP-2023-06312 | 2023-08-29 | 1441 COMMERCIAL DRIVE, Vancouver, BC | Electrical Permit | Commercial | Tenant Improvement | Issued | Installation / Repair - Commercial - we need install roof AC unit power wire and switch box ,240V 40A 1ph MP-2023-01371 | We Do Electrical Ltd
EP-2023-04249 | 2023-05-25 | 1428 COMMERCIAL DRIVE, Vancouver, BC V5L 3X9 | Electrical Permit | Commercial | Renovation | Completed | Installation / Repair - Commercial - Add lights, plugs, switches, emergency lighting. >BP: Interior alterations and a change of use from Office (Travel Agency) to Beauty and Wellness to provide improvements for a new tenant at 1428 Commercial Drive on the ground floor of this mixed-use building on this site. OK for Field Review per W.Wong Letters of Assurance rec'd: Schedule A & Schedule B Architectural - Jeff Xinjun Shen, AIBC - 604-210-9698, info@jsarchitect.ca Schedule B Plumbing - Wei (David) Chen - 604-722-4892, chenconsulting.ca@gmail.com Energy Upgrade: E2 - Lighting - Upgrade to Local Control (per 9.4.1.1.(a) of ASHRAE 90.1-2016) Energy checklist is currently no longer required with your Building Permit (BP) application. Some supporting documents are still required at BP stage, specifically Envelope and HVAC, if applicable. Service Water Heating and Lighting supporting documents, if applicable, must be submitted with your related trades permits (e.g. electrical and plumbing) | BPM Electric Ltd
NULL | NULL | 1428 COMMERCIAL DRIVE, Vancouver, BC V5L 3X9 | Electrical Permit | Commercial | Renovation | Withdrawn | Installation / Repair - Commercial - Installation of required electrical wiring for lights, plugs and pedicure chairs | NULL
NULL | NULL | 1428 COMMERCIAL DRIVE, Vancouver, BC V5L 3X9 | Electrical Permit | Commercial | Renovation | Withdrawn | Installation / Repair - Commercial - power for renovation | NULL
PP-2023-01234 | 2023-04-11 | 1428 COMMERCIAL DRIVE, Vancouver, BC V5L 3X9 | Plumbing Permit | Commercial | Renovation | Completed | Commercial - 3 Hand Sinks 1 Double Sink 1 Mop Sink 1 Auto Washer 1 Hot Water Tank 1 Hub Drain 2 3/4 RP Back Flow Preventor 6 Pedicure Chairs >BP: Interior alterations and a change of use from Office (Travel Agency) to Beauty and Wellness to provide improvements for a new tenant at 1428 Commercial Drive on the ground floor of this mixed-use building on this site. | Creston Plumbing & Heating Ltd
EP-2023-03491 | NULL | 1428 COMMERCIAL DRIVE, Vancouver, BC V5L 3X9 | Electrical Permit | Commercial | Renovation | Withdrawn | Installation / Repair - Commercial - installation of lighting for nail studio, power supply for hot water tank and washer & dryer. >BP: Interior alterations and a change of use from Office (Travel Agency) to Beauty and Wellness to provide improvements for a new tenant at 1428 Commercial Drive on the ground floor of this mixed-use building on this site. | NULL
PP-2023-03183 | 2023-09-08 | 1428 COMMERCIAL DRIVE, Vancouver, BC V5L 3X9 | Plumbing Permit | Commercial | Renovation | Completed | Commercial - Finishing for the job already done by previous plumbing contractor left behind. See PP-2023-01234 for detail. >BP: Interior alterations and a change of use from Office (Travel Agency) to Beauty and Wellness to provide improvements for a new tenant at 1428 Commercial Drive on the ground floor of this mixed-use building on this site. | Tuyet Minh Huynh
GP-2023-04127 | 2023-12-20 | 1438 COMMERCIAL DRIVE, Vancouver, BC | Gas Permit | Residential | Renovation | Cancelled | Residential - hwt re&re | Ferenc Nagy
PP-2022-02051 | NULL | 1438 COMMERCIAL DRIVE, Vancouver, BC | Plumbing Permit | Commercial | Addition | Withdrawn | Commercial - Adding a triple sink and a grease interceptor | Marlon A Campell
PP-2022-02076 | 2022-06-22 | 1458 COMMERCIAL DRIVE, Vancouver, BC | Plumbing Permit | Commercial | Addition | Completed | Commercial - Install a triple sink and a grease interceptor in back area. Existing Drain pipe and water supply lines are in the area of work. -Existing Drain and water lines are in the room of work area and will remain on exterior of the walls. | Marlon A Campell
GP-2022-02360 | 2022-08-11 | 1565 COMMERCIAL DRIVE, Vancouver, BC V5L 3Y1 | Gas Permit | Commercial | Renovation | Completed | Commercial - Replacement of 2 old deep friars to 2 new similar ones | Unimaster Appliances & Food Equipment Services Inc
PP-2022-01049 | 2022-04-28 | 4388 FRASER STREET, Vancouver, BC | Plumbing Permit | Commercial | Tenant Improvement | Issued | Commercial - dwv rough in, water 50 GPM; 2-comp sink, mop sink, DW and ice cream dipper well. Interior alterations to provide improvements for a new Retail (Limited Food Service) maximum 16 seats tenant at Retail unit 4388 Fraser Street on the ground floor of this mixed use building on this site. | Prolink Service Inc
EP-2023-02413 | 2023-03-28 | 4388 FRASER STREET, Vancouver, BC | Electrical Permit | Commercial | Tenant Improvement | Completed | Installation / Repair - Commercial - TO CONTINUE WORK STARTED BY OTHERS The previous electrician (permit no. EP-2021-05712) did not arrange BC Hydro to install the meter after the service inspection was passed, both the tentant and the electrician left, the property manager requested me to apply a permit and get the meter installed. | Eltec Electric Ltd
EP-2022-03201 | 2022-04-21 | 105 E PENDER STREET, Vancouver, BC | Electrical Permit | Commercial | Renovation | Completed | Installation / Repair - Commercial - Connection of new kitchen equipment >BP: Interior alterations to provide improvements for this existing Restaurant - Class 1 tenant at 105 E Pender St in this existing Municipally designated mixed-use building. Scope of work includes new vent less canopy with new fryer and griddle. one class 4 cooking operation. No exterior alterations proposed. Note: This application is reviewed under VBBL 2019. | Jasbir Sidhu & Inderjit K Sidhu & Robert Azevedo
PP-2022-01941 | 2022-07-05 | 105 E PENDER STREET, Vancouver, BC | Plumbing Permit | Commercial | Renovation | Completed | Commercial - upgrading restaurant 1 single compartment sink and 1 20 Gpm grease interceptor >BP: Interior alterations to provide improvements for this existing Restaurant - Class 1 tenant at 105 E Pender St in this existing Municipally designated mixed-use building. Scope of work includes new vent less canopy with new fryer and griddle. one class 4 cooking operation. No exterior alterations proposed. Note: This application is reviewed under VBBL 2019. | Monolith Mechanical Services Inc
PP-2022-01071 | 2022-03-30 | 1687 E 12TH AVENUE, Vancouver, BC | Plumbing Permit | Commercial | Renovation | Completed | Commercial - Spa , Add to spa chairs and two sinks Interior alterations to provide improvements for similar to Health Enhancement Centre tenant in this existing mixed used building. Scope of work includes addition of 2 sinks and cabinets, 2 spa chairs and upgrade to fluorescent lighting to LED panels. | David Beck
EP-2022-02886 | 2022-04-11 | 1687 E 12TH AVENUE, Vancouver, BC | Electrical Permit | Commercial | Tenant Improvement | Completed | Installation / Repair - Commercial - Convert lighting to LED and install ocupancy sensors >BP: Interior alterations to provide improvements for similar to Health Enhancement Centre tenant in this existing mixed used building. Scope of work includes addition of 2 sinks and cabinets, 2 spa chairs and upgrade to fluorescent lighting to LED panels. OK for field review as per Eun Jeon Note: 1. Related to DP-2022-00064 for the change of use from General Office to similar to Health Enhancement Centre 2. Energy Upgrade: E2 - Lighting - Upgrade to Restricted to Manual ON (per 9.4.1.1.(b) of ASHRAE 90.1-2016) | Livewire Electric Ltd
EP-2022-02383 | 2022-03-24 | 2750 COMMERCIAL DRIVE, Vancouver, BC | Electrical Permit | Commercial | Renovation | Completed | Installation / Repair - Commercial - upgrade / replace existing cameras (No maglocks) | PALADIN TECHNOLOGIES INC
EP-2023-03636 | 2023-04-27 | 2735 COMMERCIAL DRIVE, Vancouver, BC V5N 4C5 | Electrical Permit | Commercial | Addition | Completed | Installation / Repair - Commercial - Upgrade to existing heat trace system and re-verification of fire alarm system following repair. Replacement of 2x exit sign with new running man. Supply and installation of a new Heat trace controller and new heat trace cable to accommodate the new routing of the sprinkler line within the parkade. This is to replace a similar system of the same specification that was previously in use. This system will work with the existing fire alarm wiring that was in place for the old unit. Equipment being used is Raychem 465 controller and 5XLE1 Cable. >BP: Interior and exterior alterations and the addition of approximately 295.0 square feet by enclosing the existing outdoor seating area and to change the use/major occupancy of the existing Neighbourhood Public House (A2) to a Retail Liquor Store (E), (thereby expanding the existing Type-2 Liquor Store to a Type-3 Liquor Store), with a vintage display and sampling area (no seatings permitted), in this existing three storey commercial building on this site. VBBL-2019 - Reviewed during the 2020 pandemic crisis. Revision 1 - Interior changes to the manager's office, cooler door, floor slope, merchandiser, ice machine and vending box (bubbled in red) issued on Dec. 9th , 2020. Revision 2 - Accessible ramps and a step at the cashier location issued on Jan. 19, 2022. | Clear Energy Solutions Inc
NULL | NULL | 2735 COMMERCIAL DRIVE, Vancouver, BC V5N 4C5 | Electrical Permit | Commercial | Tenant Improvement | Draft | Installation / Repair - Commercial - Replace 11 surface fluorescent 1x4 fixtures with 11 4ft LED fixtures with Occupancy Sensors, Dims to 20% | Roussos Electric Ltd
NULL | NULL | 2735 COMMERCIAL DRIVE, Vancouver, BC V5N 4C5 | Electrical Permit | Commercial | Tenant Improvement | Draft | Installation / Repair - Commercial - Replaced existing 1x4 Fluorescents to 1x4 LED w/ Built-In Motion Sensors, Dims down to 20% | Roussos Electric Ltd
EP-2023-05087 | 2023-06-08 | 2735 COMMERCIAL DRIVE, Vancouver, BC V5N 4C5 | Electrical Permit | Commercial | Tenant Improvement | Completed | Installation / Repair - Commercial - Replace 1x4 Fluorescent Fixtures with 4ft LED Fixtures with Occupancy Sensors and Dims to 20%. >BP: Interior and exterior alterations and the addition of approximately 295.0 square feet by enclosing the existing outdoor seating area and to change the use/major occupancy of the existing Neighbourhood Public House (A2) to a Retail Liquor Store (E), (thereby expanding the existing Type-2 Liquor Store to a Type-3 Liquor Store), with a vintage display and sampling area (no seatings permitted), in this existing three storey commercial building on this site. VBBL-2019 - Reviewed during the 2020 pandemic crisis. Revision 1 - Interior changes to the manager's office, cooler door, floor slope, merchandiser, ice machine and vending box (bubbled in red) issued on Dec. 9th , 2020. Revision 2 - Accessible ramps and a step at the cashier location issued on Jan. 19, 2022. | Roussos Electric Ltd
EP-2023-06480 | 2023-07-18 | 2735 COMMERCIAL DRIVE, Vancouver, BC V5N 4C5 | Electrical Permit | Commercial | Tenant Improvement | Completed | Installation / Repair - Commercial - Relocate one Disconnect in the Main Electric room. Refeed Emergency Lights, so they come On when the area Lighting power goes out, through out the building. >BP: Interior and exterior alterations and the addition of approximately 295.0 square feet by enclosing the existing outdoor seating area and to change the use/major occupancy of the existing Neighbourhood Public House (A2) to a Retail Liquor Store (E), (thereby expanding the existing Type-2 Liquor Store to a Type-3 Liquor Store), with a vintage display and sampling area (no seatings permitted), in this existing three storey commercial building on this site. VBBL-2019 - Reviewed during the 2020 pandemic crisis. Revision 1 - Interior changes to the manager's office, cooler door, floor slope, merchandiser, ice machine and vending box (bubbled in red) issued on Dec. 9th , 2020. Revision 2 - Accessible ramps and a step at the cashier location issued on Jan. 19, 2022. | Roussos Electric Ltd
EP-2023-06599 | 2023-07-21 | 3026 COMMERCIAL DRIVE, Vancouver, BC | Electrical Permit | Commercial | NULL | Issued | Annual / Operating - Maintenance of existing operating electrical equipment. Undertake to regularly assess, operate, and maintain the electrical equipment on a regular basis in compliance with the Electrical By-law No. 5563. | Terminal City Electric Ltd
EP-2023-04258 | 2023-05-23 | 3435 COMMERCIAL STREET, Vancouver, BC | Electrical Permit | Commercial | Tenant Improvement | Completed | Installation / Repair - Commercial - Tenant improvement for a new cafe space. Pull new branch circuits for kitchen appliances, etc. Wiring will be done using armored cable. >BP: Small Suite Change of Major Occupancy Classification and Small Suite Renovation Renovation and change of use and Major Occupancy Classification of the existing sales office (major occupancy classification D) on the 2nd floor (street level) of this existing 4-storey mixed use (commercial/ residential) building to retail (Food LTD, major occupancy classification E) for a new tenant. 1- One Class 2, one Class-4, and one Class 5 Cooking operations. 2- Permit is reviewed for compliance with VBBL 2019 | Western Waves Electric Ltd
SP-2023-00912 | 2023-08-10 | 3435 COMMERCIAL STREET, Vancouver, BC | Sprinkler Permit | Commercial | Tenant Improvement | Completed | Commercial - For sprinkler system alterations to the 2019 VBBL and NFPA 13, 2013 for the tenant improvements to provide renovations and change of use and Major Occupancy Classification of the existing sales office (major occupancy classification D) on the 2nd floor (street level) of this existing 4-storey mixed use (commercial/ residential) building to retail (Food LTD, major occupancy classification E) for a new tenant. Engineer of Record: Glen Visser 604-944-3473 sureworkseng@gmail.com | Alpine Sprinkler Systems Ltd
PP-2023-00699 | 2023-05-31 | 3435 COMMERCIAL STREET, Vancouver, BC | Plumbing Permit | Commercial | Tenant Improvement | Completed | Commercial - Kokomo - Tenant improvement is the work being carried out for this project. 50 GPM - kettle - d/w (pumped to sink) - 2-comp - mop >BP: Small Suite Change of Major Occupancy Classification and Small Suite Renovation Renovation and change of use and Major Occupancy Classification of the existing sales office (major occupancy classification D) on the 2nd floor (street level) of this existing 4-storey mixed use (commercial/ residential) building to retail (Food LTD, major occupancy classification E) for a new tenant. | Kalsi Plumbing Services Ltd
PP-2022-04163 | 2022-11-21 | 3435 COMMERCIAL STREET, Vancouver, BC | Plumbing Permit | Commercial | Renovation | Completed | Commercial - Removing a kitchen sink and backflow device | Peter Burnett
EP-2023-03607 | 2023-05-01 | 3728 COMMERCIAL STREET, Vancouver, BC | Electrical Permit | Commercial | Renovation | Issued | Installation / Repair - Commercial - Installation of pot lights and plugs, Switches, and data , tel cable wiring in office and remove some old wiring and install new wiring for new office >BP: Interior alterations to provide tenant improvements to an existing office tenant on the ground floor of this existing commercial building on the site. Scope of work: Demolish interior walls, doors and flooring. Construct new partition walls, new window, electrical and sprinkler work. Note: This permit is associated with enforcement due to the bathroom/shower being installed without a permit. Building Sprinklered – Separate sprinkler permit required for proposed sprinkler work. Energy checklist is currently no longer required with your Building Permit (BP) application. Some supporting documents are still required at BP stage, specifically Envelope and HVAC, if applicable. Service Water Heating and Lighting supporting documents, if applicable, must be submitted with your related trades permits (e.g. electrical and plumbing). | AECOM ELECTRIC LTD
SP-2023-00896 | 2023-05-23 | 3728 COMMERCIAL STREET, Vancouver, BC | Sprinkler Permit | Commercial | Renovation | Completed | Commercial - To Relocate 11 fire sprinkler heads >BP: Ground Floor Interior alterations to provide tenant improvements to an existing office tenant on the ground floor of this existing commercial building on the site. Scope of work: Demolish interior walls, doors and flooring. Construct new partition walls, new window, electrical and sprinkler work. Note: This permit is associated with enforcement due to the bathroom/shower being installed without a permit. Building Sprinklered – Separate sprinkler permit required for proposed sprinkler work. *****This application does not include any of the following: 1. Not more than 20 sprinklers (add, relocate, or remove), 2. hydraulic calculations, 3. change in occupancy and /or hazard classification, 4. warehouse storage arrangements, 5. mobile compact storage arrangements, 6. alternative solutions, 7. changes to the sprinkler system supply piping (e.g. valves, mains, cross-mains, branch-lines, etc.), or 8. flexible sprinkler pipe. | General Sprinkler Systems Ltd
PP-2023-01883 | 2023-05-29 | 3728 COMMERCIAL STREET, Vancouver, BC | Plumbing Permit | Commercial | Renovation | Completed | Commercial - Re-re kitchen sink, bathroom sink and toilet. Cap off laundry >BP: Interior alterations to provide tenant improvements to an existing office tenant on the ground floor of this existing commercial building on the site. Scope of work: Demolish interior walls, doors and flooring. Construct new partition walls, new window, electrical and sprinkler work. | Apple Mechanical Ltd
EP-2024-00093 | 2024-01-04 | 1204 DAVIE STREET, Vancouver, BC | Electrical Permit | Commercial | Tenant Improvement | Issued | Installation / Repair - Commercial - This is H&R block. Installation of Branch circuits and Lighting; receptacles, Data outlets and new lights. Relocation of panel. >BP: Interior alterations and a change of use from retail to office for a new tenant on the ground level at 1204 Davie street in this existing commercial building. Scope of work; demo to rear portion of tenant space and relocate washroom, add one sink where old washroom was for staff area, new server room, New partition walls, millwork to the front. Electrical, Plumbing, Sprinklers to suit. Separate permit required for exterior Signage. Street front glazing to remain clear and unobstructed. Letters of Assurance submitted: Schedule A by Patrick Sinclair, Architect, AIBC. Ph# (403) 233-8448 ext. 38 Architectural Schedule B - Patrick Sinclair, Architect, AIBC. Ph#(403) 233-8448 ext. 38. Electrical Schedule B - Yev Loevsky; P.Eng. ph#403-235-2655 Mech/Plumbing Schedule B - Osley Almeron, P.Eng. Ph#403-235-2655 Energy checklist is currently no longer required with your Building Permit (BP) application. Some supporting documents are still required at BP stage, specifically Envelope and HVAC, if applicable. Service Water Heating and Lighting supporting documents, if applicable, must be submitted with your related trades permits (e.g. electrical and plumbing). | M G S Electric Inc
PP-2024-00068 | 2024-01-10 | 1204 DAVIE STREET, Vancouver, BC | Plumbing Permit | Commercial | Renovation | Issued | Commercial - The toilet and vanity should be removed from existing room and move to the new location in adjacent room. The kitchen sink will be installed in place that the existing vanity has installed. >>Amend: January 12th -Address should be 1204 David St as per BP >BP: 1204 Davie Interior alterations and a change of use from retail to office for a new tenant on the ground level at 1204 Davie street in this existing commercial building. Scope of work; demo to rear portion of tenant space and relocate washroom, add one sink where old washroom was for staff area, new server room, New partition walls, millwork to the front. Electrical, Plumbing, Sprinklers to suit. Separate permit required for exterior Signage. | Neo Mechanical limited
EP-2022-06002 | 2022-07-19 | 1238 DAVIE STREET, Vancouver, BC | Electrical Permit | Commercial | Addition | Completed | Installation / Repair - Commercial - Security System Installation - CCTV system. COMPLETE SECURITY ALARM SYSTEM | Price's Alarm Systems Ltd.
GP-2023-01405 | 2023-05-02 | 826 E 14TH AVENUE, Vancouver, BC V5T 2N6 | Gas Permit | Residential | Addition | Completed | Residential - Re-re combination boiler | JJM Mechanical Group Ltd
PP-2024-00130 | 2024-01-24 | 2470 COMMERCIAL DRIVE, Vancouver, BC | Plumbing Permit | Commercial | Renovation | Issued | Commercial - Commercial TI for a new Tim Hortons Location >BP: Change of Major Occupancy Interior and exterior alterations and Change of Major Occupancy to this restaurant tenant (Group A2), for a new retail limited food tenant (Group E) located in a portion of the ground level at the Commercial Drive Skytrain station. Included in the scope of work is the installation of Class 5 (no grease laden vapours) kitchen cooking equipment. One class 2 and class 5 cooking operations. | Paton Plumbing Worx Inc
MP-2023-01693 | 2023-09-18 | 2470 COMMERCIAL DRIVE, Vancouver, BC | Mechanical Permit | NULL | NULL | Issued | NULL | Pacific Breeze Heating & Cooling Inc
EP-2023-07426 | 2023-09-14 | 2470 COMMERCIAL DRIVE, Vancouver, BC | Electrical Permit | Commercial | Tenant Improvement | Completed | Installation / Repair - Commercial - Upgrade existing feeder (sub-service upgrade) from 100 amp to 125 amp. Installation of new disconnect means, 112.5 kVA transformer, , branch circuits for HVAC unit with MPs >Permit Amendment Oct 13, 2023 -"Remove installation of 400 amp panelboard from permit" | INT Electrical Ltd
SP-2023-01900 | 2024-01-25 | 2470 COMMERCIAL DRIVE, Vancouver, BC | Sprinkler Permit | Commercial | Tenant Improvement | Issued | Commercial - Relocates and a few new heads to suit new layout >DB: Interior and exterior alterations and Change of Major Occupancy to this restaurant tenant (Group A2), for a new retail limited food tenant (Group E) located in a portion of the ground level at the Commercial Drive Skytrain station. Included in the scope of work is the installation of Class 5 (no grease laden vapours) kitchen cooking equipment. One class 2 and class 5 cooking operations. *****This application does not include any of the following: 1. Not more than 20 sprinklers (add, relocate, or remove), 2. hydraulic calculations, 3. change in occupancy and /or hazard classification, 4. warehouse storage arrangements, 5. mobile compact storage arrangements, 6. alternative solutions, 7. changes to the sprinkler system supply piping (e.g. valves, mains, cross-mains, branch-lines, etc.), or 8. flexible sprinkler pipe. | Elite Sprinkler Systems Ltd
EP-2023-09795 | 2024-01-25 | 2470 COMMERCIAL DRIVE, Vancouver, BC | Electrical Permit | Commercial | Tenant Improvement | Issued | Installation / Repair - Commercial - All electrical for tenant improvement for a tim hortons restaurant including receptacles, lighting, panel installation, extra low voltage and power supply of signage. >BP: Change of Major Occupancy Interior and exterior alterations and Change of Major Occupancy to this restaurant tenant (Group A2), for a new retail limited food tenant (Group E) located in a portion of the ground level at the Commercial Drive Skytrain station. Included in the scope of work is the installation of Class 5 (no grease laden vapours) kitchen cooking equipment. One class 2 and class 5 cooking operations. DB exterior alterations cleared by POD - Mahdi. This project is considered a small suite change of major occupancy and minor renovation. Upgrade mechanism triggers F1, S1, N1, and A1 apply to this project. Schedule A, Schedule B (Architectural) Andrea Scott, AIBC, Schedule B (Mechanical, Plumbing, electrical) Moortaza Bhaiji, P.Eng. Building Review Branch Notes: 1. Separate sign permit required for new sign. 2. Contractor shall have a valid business license prior to the commencement of any work. 3. This permit has been reviewed under the requirements of the VBBL #12511 (2019) 4. Grease laden vapour shall not be generated in this tenant space. 5. SP-2023-01900 | Raptor Electrical Contractors Ltd
EP-2023-10711 | 2023-12-13 | 2495 COMMERCIAL DRIVE, Vancouver, BC | Electrical Permit | Commercial | Renovation | Completed | Installation / Repair - Commercial - Install new power for dental equipment in sterilization room *CEC Section 24 applies | Vanrook Electric Ltd
EP-2023-04569 | 2023-05-24 | 1223 HORNBY STREET, Vancouver, BC | Electrical Permit | Commercial | New | Issued | Temporary Power - Commercial - To provide temporary power. | Houle Electric Limited
EP-2023-02693 | 2023-03-29 | 5640 DUNBAR STREET, Vancouver, BC | Electrical Permit | Commercial | New | Completed | Installation / Repair - Commercial - Install customer supplied data rack and electronics. Route data to office locations as required. Terminate and test in new equipment as required. | Houle Electric Limited
NULL | NULL | 5640 DUNBAR STREET, Vancouver, BC | Electrical Permit | Commercial | New | Withdrawn | Installation / Repair - Commercial - Install customer supplied data rack and electronics. Route data to office locations as required. Terminate and test in new equipment as required. | Houle Electric Limited
EP-2023-00184 | 2023-01-12 | 1124 COMMERCIAL DRIVE, Vancouver, BC | Electrical Permit | Commercial | Renovation | Completed | Installation / Repair - Commercial - renovations - relocate data lines / speaker lines >BP: Interior alterations and change of use from Retail (E) to Beauty and Wellness Centre (D) at 1124 Commercial Drive at this existing mixed use building on this site. Scope of work: New interior walls & doors, millwork, plumbing fixtures & lighting Ok for Field Review as per M. Lee Note: Storefront glazing is to remain clear and unobstructed. No translucent or opaque film, artwork, shelving, display case, curtains or similar elements are to be installed on or directly outside or inside of the approved glazing. Separate permit is required for all signage. | Sea-West Communications & Security Inc
EP-2022-10695 | 2023-01-06 | 1124 COMMERCIAL DRIVE, Vancouver, BC | Electrical Permit | Commercial | Renovation | Completed | Installation / Repair - Commercial - new lights wiring and installed , add some receptacles >BP: Interior alterations and change of use from Retail (E) to Beauty and Wellness Centre (D) at 1124 Commercial Drive at this existing mixed use building on this site. Scope of work: New interior walls & doors, millwork, plumbing fixtures & lighting Note: Storefront glazing is to remain clear and unobstructed. No translucent or opaque film, artwork, shelving, display case, curtains or similar elements are to be installed on or directly outside or inside of the approved glazing. Separate permit is required for all signage. | G G S ELECTRICAL LTD
PP-2022-04345 | 2022-12-06 | 1124 COMMERCIAL DRIVE, Vancouver, BC | Plumbing Permit | Commercial | New | Completed | Commercial - New drains and waterlines >BP: Interior alterations and change of use from Retail (E) to Beauty and Wellness Centre (D) at 1124 Commercial Drive at this existing mixed use building on this site. Scope of work: New interior walls & doors, millwork, plumbing fixtures & lighting | Aquaman Plumbing And Heating Ltd
EP-2023-04586 | 2023-06-01 | 2728 GLEN DRIVE, Vancouver, BC | Electrical Permit | Residential | Tenant Improvement | Completed | Installation / Repair - Residential - Install heat pump MP-2023-00912 - Run 14/2 cable from panel to disconnect. From disconnect run whip into heat pump. - Install 1 x 2 pole 15A breaker. - Terminate and test equipment. -reference: MP-2023-00912 | RVS Electrical Ltd
MP-2023-00912 | 2023-05-23 | 2728 GLEN DRIVE, Vancouver, BC | Mechanical Permit | NULL | NULL | Completed | NULL | Arctic Fox Mechanical Ltd
GP-2022-03027 | 2022-10-05 | 909 E 16TH AVENUE, Vancouver, BC V5T 2V8 | Gas Permit | Residential | Renovation | Completed | Residential - Re &re hot water tank (BTU 40.000) | Milani Plumbing Heating & Air Conditioning Ltd
PP-2022-04210 | 2022-12-14 | 1212 COMMERCIAL DRIVE, Vancouver, BC V5L 3X4 | Plumbing Permit | Commercial | Renovation | Completed | Commercial - Remove damaged GI, remove above ground GI. Replace GIs with new larger GI to service all fixtures. **No Building alterations or Building work otherwise a BP will be required | Meridian West Mechanical Ltd
PP-2023-00870 | 2023-08-29 | 1212 COMMERCIAL DRIVE, Vancouver, BC V5L 3X4 | Plumbing Permit | Commercial | Tenant Improvement | Completed | Commercial - Install washrooms and bar plumbing for renovated area at Havana >BP: Minor Renovation Interior and exterior alterations to reconfigure the layout of the existing theater on the first floor of this existing 2-storey Restaurant- Class 1 (A2) in conjunction with theatre (A1) building with ancillary office use on the second floor on this site. The scope of work also includes changes to seating layout and bar counter of the restaurant. Exterior alteration is to install new RTU's and skylights. Notes: 1. No work is proposed to the cooking operation, cooking equipment, or the existing commercial cooking ventilation system 2. Occupant load (interior, exterior seats, and staff) is 220 person 3. Permit is reviewed for conformance with VBBL 2019 | Meridian West Mechanical Ltd
SP-2023-01607 | 2023-09-05 | 1212 COMMERCIAL DRIVE, Vancouver, BC V5L 3X4 | Sprinkler Permit | Commercial | Tenant Improvement | Completed | Commercial - adjust fire sprinklers to suit new layout >BP: Minor Renovation Interior and exterior alterations to reconfigure the layout of the existing theater on the first floor of this existing 2-storey Restaurant- Class 1 (A2) in conjunction with theatre (A1) building with ancillary office use on the second floor on this site. The scope of work also includes changes to seating layout and bar counter of the restaurant. Exterior alteration is to install new RTU's and skylights. Notes: 1. No work is proposed to the cooking operation, cooking equipment, or the existing commercial cooking ventilation system 2. Occupant load (interior, exterior seats, and staff) is 220 person 3. Permit is reviewed for conformance with VBBL 2019 *****This application does not include any of the following: 1. Not more than 20 sprinklers (add, relocate, or remove), 2. hydraulic calculations, 3. change in occupancy and /or hazard classification, 4. warehouse storage arrangements, 5. mobile compact storage arrangements, 6. alternative solutions, 7. changes to the sprinkler system supply piping (e.g. valves, mains, cross-mains, branch-lines, etc.), or 8. flexible sprinkler pipe. | Titan Fire Protection Ltd
EP-2023-08262 | 2023-09-13 | 1212 COMMERCIAL DRIVE, Vancouver, BC V5L 3X4 | Electrical Permit | Commercial | Renovation | Completed | Installation / Repair - Commercial - Installing new receptacles, light fixtures and data lines for new bar lounge. >BP: Minor Renovation Interior and exterior alterations to reconfigure the layout of the existing theater on the first floor of this existing 2-storey Restaurant- Class 1 (A2) in conjunction with theatre (A1) building with ancillary office use on the second floor on this site. The scope of work also includes changes to seating layout and bar counter of the restaurant. Exterior alteration is to install new RTU's and skylights. | FOS Electric Systems Ltd
NULL | NULL | 1380 COMMERCIAL DRIVE, Vancouver, BC | Electrical Permit | Commercial | Renovation | Draft | Installation / Repair - Commercial - Replace 6 ceiling light fixtures, install wiring for new exhaust & make-up-air unit, install 2 new outlets & exhaust hood lighting | Pattullo Electrical Installations Ltd
EP-2022-06249 | 2022-07-26 | 1380 COMMERCIAL DRIVE, Vancouver, BC | Electrical Permit | Commercial | Renovation | Completed | Installation / Repair - Commercial - Install wiring for new equipment, exhaust hood, M.U.A., exhaust fan, replace damaged outlets as required >BP: Interior and exterior renovation and installation of cooking equipment and their ventilation system for the existing restaurant Class-1 in this existing one storey retail/restaurant building. Note: 1. Class-1 cooking operation 2. Occupant load (interior seats and staff) is 78 person 3. Permit is reviewed for compliance with VBBL 2019 | Pattullo Electrical Installations Ltd
EP-2023-02812 | 2023-04-14 | 857 E 11TH AVENUE, Vancouver, BC | Electrical Permit | Residential | Renovation | Issued | Installation / Repair - Residential - Dedicated circuit for heat pump MP-2023-00576 | Pacific Star Electric Inc
MP-2023-00576 | 2023-04-04 | 857 E 11TH AVENUE, Vancouver, BC | Mechanical Permit | NULL | NULL | Completed | NULL | Thomson Industries Ltd
EP-2023-00036 | NULL | 128 E 17TH AVENUE, Vancouver, BC | Electrical Permit | Residential | New | Withdrawn | Temporary Power - Residential - To provide temporary power. | F & S Electrical Ltd
EP-2022-08617 | 2022-10-14 | 3210 ASH STREET, Vancouver, BC | Electrical Permit | Residential | Addition | Completed | Installation / Repair - Residential - Upgrading service connection. There are 2 Service Connections this is a Duplex. | BERNARD ALBINDIA; TWIN'S ELECTRICAL
PP-2022-00968 | 2022-04-20 | 970 ROBSON STREET, Vancouver, BC | Plumbing Permit | Commercial | Addition | Completed | Commercial - new washroom and kitchen area as part of renovation Interior and exterior alterations to provide tenant improvements for this existing retail tenant in this existing commercial building. Scope of Work: Installing racking, reconfiguring the entire interior, partial removal of exterior canopies and alterations to the exterior glazing and cladding. | Four Lakes Mechanical LTD
EP-2022-02192 | 2022-03-18 | 970 ROBSON STREET, Vancouver, BC | Electrical Permit | Commercial | Tenant Improvement | Completed | Installation / Repair - Commercial - Extra Low Voltage- Installing upgraded Security Alarm System >BP: Interior and exterior alterations to provide tenant improvements for this existing retail tenant in this existing commercial building. Scope of Work: Installing racking, reconfiguring the entire interior, partial removal of exterior canopies and alterations to the exterior glazing and cladding. OK for Field Review as per J.Bal - Nov 9/21 Ok'd by POD - M Linehan, Nov 9/21 Notes: - This building is sprinklered. A separate sprinkler permit is required for all related work. - Energy Upgrade: E2 - Retrofit Path: 1 @ E2 - Schedule A & Schedule B (Architectural), Richard Witt, Architect, 416-589-1240 - Schedule B (Structural), Ramin Papaei, P.Eng, 604-738-0048 - Schedule B (Structural - storage racking), B Hanson, P.Eng, 509-921-7731 - Schedule B (Mechanical/Plumbing), Qing Ping Zhang, P.Eng, 905-946-4260 - Schedule B (Electrical), Zhao Hui Guo, P.Eng, 905-946-4260 - Schedule D, Richard Witt, Architect, 416-589-1240 Energy checklist is currently no longer required with your Building Permit (BP) application. Some supporting documents are still required at BP stage, specifically Envelope and HVAC, if applicable. Service Water Heating and Lighting supporting documents, if applicable, must be submitted with your related trades permits (e.g. electrical and plumbing). All energy upgrades will be checked during inspections stage. It is the applicant’s responsibility to identify and note all required upgrades including energy upgrades on their BP drawings at BP stage. | Tyco Integrated Fire & Security Canada Inc/Tyco Feu Et Securite Integres Canada Inc
SP-2022-00382 | 2022-06-02 | 970 ROBSON STREET, Vancouver, BC | Sprinkler Permit | Commercial | Renovation | Completed | Commercial - Sprinklerr alterations to provide tenant improvements for this existing retail tenant in this existing commercial building. | Levitt Safety Limited
EP-2022-02092 | 2022-03-17 | 970 ROBSON STREET, Vancouver, BC | Electrical Permit | Commercial | New | Completed | Installation / Repair - Commercial - TI of retail store -All new lighting New power for cash desks, and back of house BX and conduit Data cabling and jacks Re feed existing HVAC units >BP: Interior and exterior alterations to provide tenant improvements for this existing retail tenant in this existing commercial building. Scope of Work: Installing racking, reconfiguring the entire interior, partial removal of exterior canopies and alterations to the exterior glazing and cladding. OK for Field Review as per J.Bal - Nov 9/21 Ok'd by POD - M Linehan, Nov 9/21 Notes: - This building is sprinklered. A separate sprinkler permit is required for all related work. - Energy Upgrade: E2 - Retrofit Path: 1 @ E2 - Schedule A & Schedule B (Architectural), Richard Witt, Architect, 416-589-1240 - Schedule B (Structural), Ramin Papaei, P.Eng, 604-738-0048 - Schedule B (Structural - storage racking), B Hanson, P.Eng, 509-921-7731 - Schedule B (Mechanical/Plumbing), Qing Ping Zhang, P.Eng, 905-946-4260 - Schedule B (Electrical), Zhao Hui Guo, P.Eng, 905-946-4260 - Schedule D, Richard Witt, Architect, 416-589-1240 Energy checklist is currently no longer required with your Building Permit (BP) application. Some supporting documents are still required at BP stage, specifically Envelope and HVAC, if applicable. Service Water Heating and Lighting supporting documents, if applicable, must be submitted with your related trades permits (e.g. electrical and plumbing). All energy upgrades will be checked during inspections stage. It is the applicant’s responsibility to identify and note all required upgrades including energy upgrades on their BP drawings at BP stage. | Keystone Electric Ltd
EP-2022-04074 | 2022-05-18 | 970 ROBSON STREET, Vancouver, BC | Electrical Permit | Commercial | New | Completed | Installation / Repair - Commercial - EAS system install and CCTV wiring | Sky Security Ltd
EP-2022-06276 | 2022-07-26 | 970 ROBSON STREET, Vancouver, BC | Electrical Permit | Commercial | New | Completed | Installation / Repair - Commercial - extra sow low voltage roughing for data , speaker wiring camera and video wiring extra low voltage finishing for data and speakers only | Brown Boys Electric Ltd
NULL | NULL | 970 ROBSON STREET, Vancouver, BC | Electrical Permit | Commercial | Renovation | Withdrawn | Installation / Repair - Commercial - wiring & finishing low voltage for data, speakers, camera, video. | Famous Electric Ltd
EP-2023-07258 | 2023-08-10 | 970 ROBSON STREET, Vancouver, BC | Electrical Permit | Commercial | Tenant Improvement | Completed | Installation / Repair - Commercial - Install feeder for new HVAC unit. Install fused disconnect off of splitter and a disconnect at the unit. BP: Interior alterations to renovate this existing retail store on the ground floor of this existing commercial building on this site. Scope of work includes: 1) Updates to Mechanical system. 2) Updates to Electrical system. 3) Structural changes to support Mechanical unit and Mechanical alterations. | Keystone Electric Ltd
GP-2023-00784 | NULL | 906 CARDERO STREET, Vancouver, BC | Gas Permit | Residential | Renovation | Withdrawn | Residential - Installation of 1 gas fireplace - venting and hook up only. | Urban Fireplaces Ltd
GP-2023-00866 | 2023-03-13 | 1022 CARDERO STREET, Vancouver, BC | Gas Permit | Residential | Tenant Improvement | Completed | Residential - RE N RE - replace water heater with tankless combi boiler | North Star Mechanical Ltd
EP-2022-00841 | NULL | 1620 BAYSHORE DRIVE #PARKADE, Vancouver, BC V6G 3L1 | Electrical Permit | Commercial | Renovation - Dwelling Unit(s) only | Withdrawn | Installation / Repair - Commercial - New panel, lighting, and devices. Minor kitchen alterations including addition of microwave and dishwasher circuits >BP: Interior alterations to provide improvements to the bathroom and kitchen in this existing unit on the 10th floor (#1007) in this multiple dwelling building on this site. Scope of work: kitchen wall modification to create open concept, cabinetry, countertops, flooring, replace bathtub/sink, finishes, fix firestopping where applicable, electrical and plumbing work. Architectural/Plumbing and Electrical Schedule B submitted by John J McCuaig, P.Eng. - 604.255.0992 OK for Field Review per K. Vogt - Dec 6, 2021 E2-Appliances - Upgrade to an Energuide/Energy Star appliance (fridge; dishwasher). Energy checklist is currently no longer required with your Building Permit (BP) application. Some supporting documents are still required at BP stage, specifically Envelope and HVAC, if applicable. Service Water Heating and Lighting supporting documents, if applicable, must be submitted with your related trades permits (e.g. electrical and plumbing). All energy upgrades will be checked during inspections stage. It is the applicant's responsibility to identify and note all required upgrades including energy upgrades on their BP drawings at BP stage. | Your 24/7 Electrician Inc
EP-2022-01887 | 2022-03-10 | 2830 BENTALL STREET, Vancouver, BC | Electrical Permit | Commercial | Tenant Improvement | Completed | Installation / Repair - Commercial - Installation of 3rd DCFC. 1 x DCFC 50 KW fed from the new 75KVA transformer. >To remove a parking space to install a EV charging stations on the parking area on the roof top of this existing retail mall. Ok for a further parking relaxation by one additional space per A.Wroblewski letters of assurance: Nihal Don Ariyawardena, P.Eng, 778-805-2166 Structural Schedule B. Revision #1 - To add additional DCFC on parking stall at this site and provide an additional parking relaxation >>>>Amend: April 5th Please note the charging stations are the in the lower parkade, not on the roof top of this existing retail mal | Power Pros Electrical Ltd
NULL | NULL | 895 BURRARD STREET, Vancouver, BC | Plumbing Permit | Commercial | New | Draft | Commercial - Installation of new back flow devices | MLM National Plumbing Com Inc
EP-2023-04061 | NULL | 1055 CLARK DRIVE, Vancouver, BC V5L 3K1 | Electrical Permit | Commercial | Renovation | Application Incomplete | Installation / Repair - Commercial - Provide new service cables to Hydro connection point at outside of building. Replace existing faulty main disconnect with new and terminate new hydro feeds to line side. | Ainsworth Inc
EP-2023-05684 | 2023-07-10 | 1055 CLARK DRIVE, Vancouver, BC V5L 3K1 | Electrical Permit | Commercial | Renovation | Completed | Installation / Repair - Commercial - Provide new hydro feeders and replace disconnect for single phase service. | Ainsworth Inc
NULL | NULL | 1929 CHARLES STREET, Vancouver, BC V5L 2V1 | Sprinkler Permit | Residential | Renovation | Withdrawn | Residential - installed 3 fire sprinklers | NULL
EP-2023-01548 | 2023-10-11 | 988 DAVIE STREET, Vancouver, BC | Electrical Permit | Commercial | Renovation | Completed | Installation / Repair - Commercial - Lighting upgrade, outlet additions, range hood installation for restaurant renovation >Permit Amendment Oct 16, 2023 -"Attachment L - Lighting" *Document(s) uploaded to "Application Documents" tab for Electrical Inspector review. Documents are at pending status at time of permit amendment approval >BP: Exterior and interior alterations to provide tenant improvements for the new tenant at this existing Restaurant - Class 1 (Group A2) unit on the ground floor of the mixed use building. Scope of work includes installation of new kitchen equipment, exhaust hood, interior partitions, seating areas and finishes. Exterior scope includes installation of new rooftop exhaust fan and screen. Building Review Notes: - Proposed occupant load is 100 persons (interior 56, staff 12 and future patio 32). Maximum occupant load cannot exceed 100 persons plus staff due to washroom capacity restriction. - Patio requires a separate DP & BP. - Rooftop screen for the exhaust fan is supported as per B. Dufix. Mechanical Review Notes: 1. Class 1 cooking operations (Grease-Laden Vapours). 2. Commercial kitchen exhaust system to NFPA 96 (Type 1 hood). *** Reviewed under the VBBL 2019 *** | Brennan M Wauters
PP-2023-03497 | 2023-10-20 | 988 DAVIE STREET, Vancouver, BC | Plumbing Permit | Commercial | Tenant Improvement | Completed | Commercial - Additional GI for mop sink dishwasher and combi oven Adding back flows per minimum code requirements >DB: Exterior and interior alterations to provide tenant improvements for the new tenant at this existing Restaurant - Class 1 (Group A2) unit on the ground floor of the mixed use building. Scope of work includes installation of new kitchen equipment, exhaust hood, interior partitions, seating areas and finishes. Exterior scope includes installation of new rooftop exhaust fan and screen. | Calley Mechanical Ltd
PP-2023-01666 | 2023-05-11 | 570 CLARK DRIVE, Vancouver, BC | Plumbing Permit | Commercial | Tenant Improvement | Cancelled | Commercial - -Installation of washing machine trap arm drainage -Installation of utility sink trap arm -Installation of fixture drain to nearby waste stack -Installation of utility sink & faucet -Installation of washing machine May 11/2023-AMEND to cancel and request refund | Pioneer Plumbing & Heating Inc
PP-2022-00630 | 2022-04-12 | 1305 FRANCES STREET, Vancouver, BC V5L 1Z1 | Plumbing Permit | Commercial | Renovation | Completed | Commercial - Install trench drain in packaging area. Underground rough in for future plumbing fixtures. #103 Interior alterations for a new Beverage Products Manufacturing Class B at Unit 103-1305 Frances Street on the ground floor at this existing industrial building on site. | Meridian West Mechanical Ltd
EP-2022-03840 | 2022-05-12 | 1305 FRANCES STREET, Vancouver, BC V5L 1Z1 | Electrical Permit | Commercial | Addition | Completed | Installation / Repair - Commercial - Wire tanks, chiller, exit sign >BP: #103 Interior alterations for a new Beverage Products Manufacturing Class B at Unit 103-1305 Frances Street on the ground floor at this existing industrial building on site. Condition of Use: flammable and combustible liquids shall not exceed: i) 20,000L, where the suite separation has a 2 hour fire-resistance rating; or ii) 3,000L, where the suite separation has a 1 hour fire-resistance rating, as prescribe by the 2019 Vancouver Fire Bylaw under Subsection 4.2.9. Note: 1) Scope of work includes the removal of an unauthorized mezzanine; and Sprinkler work as identified in the Sprinkler Systems Requirement for the Proposed Storage Commodities and Configuration letter dated January 27, 2022, submitted by R.J.H. Pavey P. Eng of Cardinal Engineering Ltd. 2) Storage of flammables to be contained within the spill containment area as identified in the application drawings under Building Permit no. BP-2022-00894 and weight of (flammable) liquid to not exceed 5,218 lbs. 3) Okay for F2 Occupancy Classification per Sprinkler Systems Requirement for the Proposed Storage Commodities and Configuration letter dated January 27, 2022, submitted by R.J.H. Pavey P. Eng of Cardinal Engineering Ltd. 4) No tasting room or patio proposed. 5) No Brewing and or Distilling proposed at this site. Note to applicant: The services of a structural engineer may be required, based upon site inspection by the District Building Inspector. A Sprinkler permit may be required, as determined by the District Building Inspector. | Robertshay Electrical Controls Ltd
PP-2022-01527 | 2022-05-12 | 1305 FRANCES STREET, Vancouver, BC V5L 1Z1 | Plumbing Permit | Commercial | Renovation | Completed | Commercial - >>To Continue work started by previous company(PP-2022-00630) adding sinks to existing underground work >#103 Interior alterations for a new Beverage Products Manufacturing Class B at Unit 103-1305 Frances Street on the ground floor at this existing industrial building on site. Condition of Use: flammable and combustible liquids shall not exceed: i) 20,000L, where the suite separation has a 2 hour fire-resistance rating; or ii) 3,000L, where the suite separation has a 1 hour fire-resistance rating, as prescribe by the 2019 Vancouver Fire Bylaw under Subsection 4.2.9. Note: 1) Scope of work includes the removal of an unauthorized mezzanine; and Sprinkler work as identified in the Sprinkler Systems Requirement for the Proposed Storage Commodities and Configuration letter dated January 27, 2022, submitted by R.J.H. Pavey P. Eng of Cardinal Engineering Ltd. 2) Storage of flammables to be contained within the spill containment area as identified in the application drawings under Building Permit no. BP-2022-00894 and weight of (flammable) liquid to not exceed 5,218 lbs. 3) Okay for F2 Occupancy Classification per Sprinkler Systems Requirement for the Proposed Storage Commodities and Configuration letter dated January 27, 2022, submitted by R.J.H. Pavey P. Eng of Cardinal Engineering Ltd. 4) No tasting room or patio proposed. 5) No Brewing and or Distilling proposed at this site. Note to applicant: The services of a structural engineer may be required, based upon site inspection by the District Building Inspector. A Sprinkler permit may be required, as determined by the District Building Inspector. | WDR CONTRACTING LTD
EP-2022-07890 | 2022-09-22 | 2380 W 41ST AVENUE, Vancouver, BC V6M 2A4 | Electrical Permit | Commercial | Addition | Completed | Installation / Repair - Commercial - Installation of a cell unit for monitoring the alarm system | Chubb Fire & Security Canada Corp
SP-2022-01894 | 2022-11-21 | 315 CAMBIE STREET, Vancouver, BC | Sprinkler Permit | Commercial | Renovation | Completed | Commercial - sidewall sprinkler need install above exit door for exit exposure -CF-2021-015480 >BP: Interior alterations to legalize the existing mezzanine(129 ft2) to this existing retail store in this existing 3 story commercial heritage building. Note: Application is reviewed under VBBL 2019. >>>*****This application does not include any of the following: 1. Not more than 20 sprinklers (add, relocate, or remove), 2. hydraulic calculations, 3. change in occupancy and /or hazard classification, 4. warehouse storage arrangements, 5. mobile compact storage arrangements, 6. alternative solutions, 7. changes to the sprinkler system supply piping (e.g. valves, mains, cross-mains, branch-lines, etc.), or 8. flexible sprinkler pipe. | Spectrum Fire Protection Ltd
EP-2023-00438 | 2023-01-19 | 315 CAMBIE STREET, Vancouver, BC | Electrical Permit | Commercial | Renovation | Completed | Installation / Repair - Commercial - wire and install new emergency lighting, install new smoke detectors (CF-2021-015480) >BP: Interior alterations to legalize the existing mezzanine(129 ft2) to this existing retail store in this existing 3 story commercial heritage building. Note: Application is reviewed under VBBL 2019. | Demitri Isidorou
EP-2023-07823 | 2023-09-01 | 324 CAMBIE STREET, Vancouver, BC | Electrical Permit | Commercial | Tenant Improvement | Completed | Installation / Repair - Commercial - Minor repairs; lighting. No structural work being performed. Lighting work is just replacement of an existing light fixture. (CF-2023-006578) | 0965676 BC Ltd
PP-2023-03139 | 2023-09-11 | 3317 CAMBIE STREET, Vancouver, BC | Plumbing Permit | Commercial | Renovation | Completed | Commercial - Re Piping DWV and Water piping for existing Washroom and HWT >DB: Interior alteration and change of use and Major Occupancy Classification from Retail Store to General Office (Presentation Centre) in this existing commercial building for a limited period of time expiring August 25, 2023 Note: 1. Related to CF-2022-001227 | Nexxon Plumbing Ltd
EP-2023-08318 | 2023-09-14 | 3317 CAMBIE STREET, Vancouver, BC | Electrical Permit | Commercial | Tenant Improvement | Completed | Installation / Repair - Commercial - Wiring for presentation center, Including Installation of receptacles, Light switches, Relocating of light fixtures, Extra Low Voltage, Data and phone. CF-2022-001227 >Permit Amendment Nov 08, 2023 -"Fire Alarm Verification" *Document(s) uploaded to "Application Documents" tab for Electrical Inspector review. Documents are at pending status at time of permit amendment approval >Permit Amendment Sep 20, 2023 -"Relocate one Fire alarm Pull box and one Fire alarm Bell" >BP: Interior alteration and change of use and Major Occupancy Classification from Retail Store to General Office (Presentation Centre) in this existing commercial building for a limited period of time expiring August 25, 2023 Note: 1. Related to CF-2022-001227 2. Work is reviewed for conformance with VBBL 2019 3. Occupant load is 12 persons | Shanai Enterprise Inc
EP-2023-08346 | 2023-09-18 | 540 W 17TH AVENUE, Vancouver, BC | Electrical Permit | Commercial | Addition | Issued | Installation / Repair - Commercial - Installation of audio cables. >BP: First TI after full upgrades under BP-2021-00022 Interior and exterior alterations to provide tenant improvement for a new tenant at the Restaurant Class-1 shell space in this one storey commercial building. Scope of work includes installation of new rooftop units. OK for BP only as per Kim Vogt on Jan 19, 2022. Sch A, Mech B, Plmb B, Kitchen FS B, Elec B, & Sch D are submitted. Tenant: Savio Volpe (1290933 B.C. Ltd.) Occupant load = Max 144 persons Class 1 Cooking Operation ******REVIEWED UNDER THE PROVISIONS OF VBBL 2019******** Building Review Branch Note: - Separate permits are required for all signage and any awning and/or patio. | Supertech Systems Ltd
PP-2023-03009 | 2023-09-01 | 540 W 17TH AVENUE, Vancouver, BC | Plumbing Permit | Commercial | Tenant Improvement | Issued | Commercial - Renovation for restaurant 150 GPM GI: Pasta cooker (shared drain w/ combi), Combi oven (shared drain w/ pasta cooker), d/w, 2 x 2-comp, sgl sink, mop, 3 x fd >BP: Interior and exterior alterations to provide tenant improvement for a new tenant at the Restaurant Class-1 shell space in this one storey commercial building. Scope of work includes installation of new rooftop units. | Hashtag Plumbing Inc
EP-2023-06774 | 2023-08-03 | 540 W 17TH AVENUE, Vancouver, BC | Electrical Permit | Commercial | Tenant Improvement | Issued | Installation / Repair - Commercial - Tenant Improvement for new restaurant. Installation of branch circuit wiring for new appliances, new lights, data wiring for POS locations, feeders to mechanical units. Power supply will be brought to junction boxes for signage connection by others. >BP: First TI after full upgrades under BP-2021-00022 Interior and exterior alterations to provide tenant improvement for a new tenant at the Restaurant Class-1 shell space in this one storey commercial building. Scope of work includes installation of new rooftop units. OK for BP only as per Kim Vogt on Jan 19, 2022. Sch A, Mech B, Plmb B, Kitchen FS B, Elec B, & Sch D are submitted. Tenant: Savio Volpe (1290933 B.C. Ltd.) Occupant load = Max 144 persons Class 1 Cooking Operation ******REVIEWED UNDER THE PROVISIONS OF VBBL 2019******** Building Review Branch Note: - Separate permits are required for all signage and any awning and/or patio. | Western Waves Electric Ltd
PP-2023-00750 | 2023-03-07 | 540 W 17TH AVENUE, Vancouver, BC | Plumbing Permit | Commercial | New | Completed | Commercial - Add PRV station/water entry | Outpost Mechanical Ltd
PP-2022-01795 | 2022-05-27 | 540 W 17TH AVENUE, Vancouver, BC | Plumbing Permit | Commercial | Tenant Improvement | Completed | Commercial - Underslab sanitary and storm only Separate permit for aboveground required >BP: Building Permit for DP-2019-00510 & M/A DP-2020-00918 Exterior and interior alterations and change of major occupancy from Auto Repair Shop (Group F2) to a new restaurant class-1 shell space (Group A2) in this one storey mixed use building. Scope of work includes, replacing a garage door with storefront glazing and entry door on the North Elevation, removing a garage door on South Elevation, replacing windows on the North, South, and West Elevation and adding a rooftop unit. This permit only provide for shell space, future occupant load and washroom calculation are subject to review and approval at the future Tenant Improvement BP application stage. Sch A, Arch B, Stu B, Mech B, Plmb B, Elec B, & Sch D are submitted. *** THIS PERMIT HAS BEEN ISSUED UNDER THE REQUIREMENTS OF VBBL 2019*** Building Review Branch Notes: - This unit is a separate building which S4 structural upgrade is proposed. - Travel Distance to exit shall be max 30 m as per VBBL 3.4.2.5.(1)(f). - New windows and doors to comply with Part 10. - All new windows, doors and skylights shall conform to VBBL 5.9.2. - Accessible design to conform to VBBL 3.8.3 Processed during the Covid-19 Pandemic. AMEND: NOV 1/2022 UPDATED DRAWINGS UPLOADED | Outpost Mechanical Ltd
EP-2020-08174 | 2022-01-06 | 540 W 17TH AVENUE, Vancouver, BC | Electrical Permit | Commercial | Renovation | Issued | Installation / Repair - Commercial - New electrical service upgrade and new Fire Alarm installation to an existing multiple retail unit building. | LORE ELECTRIC INC
EP-2024-00333 | 2024-01-18 | 755 BEATTY STREET, Vancouver, BC V6B 2M4 | Electrical Permit | Commercial | Tenant Improvement | Issued | Installation / Repair - Commercial - RE & RE of Unit only. Retrofit/Replacement. Like for like exact appliance replacement. Service remained the same, breaker & electrical feed confirmed to be originally sized properly. Equipment will be replaced in the same location as the existing unit. No change in equipment capacity or fuel. WO 171371 | Haakon Industries (Canada) Ltd.
EP-2022-01119 | 2022-03-01 | 792 BEATTY STREET, Vancouver, BC | Electrical Permit | Commercial | Renovation | Completed | Installation / Repair - Commercial - install two timers at panel for lighting control > Our scope was a service call to install 2 lighting timers on an existing system, within a small area of the school. We had then been requested to send your team a lighting compliance form, we are uncertain as to why we needed the compliance form as we are only installing 2 timer switches. We have retrieved the information from the client and the drawing address with the square footage is based off the drawings we received, as well as their lighting count. It is possible there is another small area of the school which is listed as 788 Beatty street as our scope has nothing to do with the BP. | Kato Electrical Inc
EP-2022-02830 | 2022-09-22 | 656 W 13TH AVENUE #100, Vancouver, BC V5Z 1N9 | Electrical Permit | Commercial | Renovation - Dwelling Unit(s) only | Completed | Installation / Repair - Commercial - Install a disconnect switch and circuit breaker for a new AC unit. Feeder cable from panel to AC unit was existing. | Vancouver Lighthouse Electrical Ltd
EP-2022-01921 | 2023-08-09 | 656 W 13TH AVENUE #200, Vancouver, BC V5Z 1N9 | Electrical Permit | Commercial | Renovation - Dwelling Unit(s) only | Completed | Installation / Repair - Commercial - - new 240v 30amp circuit ran across inside of unit to patio for ac unit -yes a new ac unit being installed - no the service will not be affected -yes strata is aware and i have attached there letter | Onpoint Electric Ltd
MP-2023-01570 | 2023-08-24 | 656 W 13TH AVENUE #200, Vancouver, BC V5Z 1N9 | Mechanical Permit | NULL | NULL | Completed | NULL | Centigrade Mechanical Ltd
EP-2023-08522 | 2023-09-26 | 1952 E 2ND AVENUE, Vancouver, BC V5N 1E4 | Electrical Permit | Residential | Renovation - Dwelling Unit(s) only | Completed | Installation / Repair - Residential - We will be adding a circuit for a heat pump -MP-2023-00381 | Douglas Millington o/a Moose Electric
MP-2023-00381 | 2023-03-15 | 1952 E 2ND AVENUE, Vancouver, BC V5N 1E4 | Mechanical Permit | NULL | NULL | Completed | NULL | Ashton Service Group/Ashton Mechanical Ltd.
PP-2023-02648 | 2023-07-26 | 2355 BURRARD STREET, Vancouver, BC | Plumbing Permit | Commercial | Addition | Completed | Commercial - One new mop sink installation required by Vancouver coastal health within the unit. | Via Plumbing Heating and Drainage Ltd
PP-2022-00233 | 2022-01-31 | 2355 BURRARD STREET, Vancouver, BC | Plumbing Permit | Commercial | Tenant Improvement | Completed | Commercial - install one grease interceptor. (35 GPM) | Via Plumbing Heating and Drainage Ltd
EP-2022-00805 | 2022-02-03 | 1195 CHARLES STREET, Vancouver, BC | Electrical Permit | Commercial | Addition | Completed | Installation / Repair - Commercial - We are adding two 3-phase 15A circuits for 2 new Make-Up-Air units Exterior and interior alterations to change the use to storage warehouse with ancillary office in this existing commercial building on this site. Scope of Work: - Demolish a portion of existing floor slab for a new insulated floor assembly installation for a walk-in freezer - Create a Wash station at north side, separated with partition wall - Additional floor drainage, suitable floor, and wall finishes to CFIA certification for the Wash station - New wider double door at the north entry - New metal stairs and guardrails - Demolish the separation wall between office and wholesale space - Remove and replace the office carpet | IHM Mechanical Ltd
EP-2023-07390 | 2023-08-15 | 2111 COMMERCIAL DRIVE, Vancouver, BC | Electrical Permit | Commercial | Tenant Improvement | Completed | Installation / Repair - Commercial - Add 2 exit lights with 2 emergency heads, 1 at the front, 1 at the back. | New-Way Electric Ltd
PP-2022-00472 | 2022-02-11 | 2279 COMMERCIAL DRIVE, Vancouver, BC V5N 4B6 | Plumbing Permit | Commercial | Renovation | Completed | Commercial - Existing grocery store is moving around sinks and floor drains to accommodate new food display coolers. A water closet and basin is being deleted. Interior alterations to this existing grocery store (2279 to be retained) and expansion into General Office unit (2283) in this existing commercial building on this site. Scope of work: Deconstruct demising wall. Deconstruct interior walls. Relocate walk-in cooler. Interior layout alterations. AMEND: FEB 25/2022 Add one (1) emergency floor drain | Hiatt Plumbing & Heating Inc
PP-2022-00018 | 2022-01-05 | 2279 COMMERCIAL DRIVE, Vancouver, BC V5N 4B6 | Plumbing Permit | Commercial | Renovation | Completed | Commercial - Installation of a sink and floor drains Interior alterations to this existing grocery store (2279 to be retained) and expansion into General Office unit (2283) in this existing commercial building on this site. Scope of work: Deconstruct demising wall. Deconstruct interior walls. Relocate walk-in cooler. Interior layout alterations. | FKF PLUMBING & HEATING LTD
EP-2022-02199 | 2022-03-18 | 2279 COMMERCIAL DRIVE, Vancouver, BC V5N 4B6 | Electrical Permit | Commercial | Renovation | Completed | Installation / Repair - Commercial - Installation of external mounted receptacles on new cooler box walls, relocate existing circuits to accommodate cooler boxes. installation of new exit signs. installation of new disconnect switch to accommodate new refrigeration unit on roof. Install power to evaporators in cooler boxes and connect factory premanufactured lighting in cooler boxes >BP: Interior alterations to this existing grocery store (2279 to be retained) and expansion into General Office unit (2283) in this existing commercial building on this site. Scope of work: Deconstruct demising wall. Deconstruct interior walls. Relocate walk-in cooler. Interior layout alterations. OK for field review DBI Dan Honan OK for field review POD Hamid Mahpour Letters of assurance submitted by: Emanuele Trinca Colonel, 604-728-7024, Reg. Arch- Schedule A; Architectural Schedule B. Kosta Marcakis, 604-254-0868, P.Eng, Mech. Eng. Structural Schedule B. S.I.Fernandez Alarcon, 604-609-0500, P.Eng, Electrical Schedule B. Ron Braun, 604-609-0500, MSc, P.Eng, Mechanical and Plumbing Schedule B. A Sprinkler permit may be required, as determined by the District Building Inspector. SP Not required as per DBI, Aug 31, 2021. Energy checklist is currently no longer required with your Building Permit (BP) application. Some supporting documents are still required at BP stage, specifically Envelope and HVAC, if applicable. Service Water Heating and Lighting supporting documents, if applicable, must be submitted with your related Trades permits (e.g. electrical and plumbing). All energy upgrades will be checked during inspections stage. It is the applicant’s responsibility to identify and note all required upgrades including energy upgrades on their BP drawings at BP stage. | FOS Electric Systems Ltd
EP-2022-06126 | 2022-08-30 | 1177 PACIFIC BOULEVARD, Vancouver, BC V6Z 2R8 | Electrical Permit | Commercial | Renovation | Issued | Installation / Repair - Commercial - Electrical maintenance on the elevator and Voluntary upgrade of existing fire alarm system as per Bulletin 2018-004-BU/EL Option 1 – C Install new lobby phones (supplied by others) in front lobbies next to fire alarm panel c/w 120V power and 1" EMT to elevator shaft. Install CAT 6 cable from telephone room to lobby phone and from lobby phone to machine room. Install new exit signs as per drawings. Replace top of shaft heat detector with new smoke detector. Replace elevator disconnects with new c/w connections to controllers. Replace cab light disconnects with new c/w connections to controllers. Replace machine room light switch with new. Replace receptacles in machine rooms and pits with new GFCI receptacles. Install new relays in machine rooms for elevator recall. Install new ground wire in machine room from building ground c/w ground bus if required. Replace fixtures in machine room and pits with new 4' LED fixtures c/w cages. Install machine room phone (supplied by others). Existing machine room exhaust fans and thermostats to remain. Install new addressable smoke detectors in elevator lobbies as per drawings. New device will be connected to closest initiating device using surface Wiremold. | Sasco Contractors Ltd
EP-2022-04489 | 2022-06-10 | 1620 BAYSHORE DRIVE #portions P1-P4, Vancouver, BC V6G 3L1 | Electrical Permit | Commercial | Addition | Completed | Installation / Repair - Commercial - 75 stalls EV ready with: -supply/install (6) CPF 50 Chargers -supply/install (1) dual port ct400 charger -supply/Install conduit and supports required to bring power to each stall -supply/Install junction boxes and cover plates -supply/install (24) 2 pole 40amp breakers for new panel “EV” • (75) parking stalls powered on a 1 – 4 charger - 40amp breaker ratio • stalls R1, R2, R3, R4 powered on a 1 – 1 charger - 40amp breaker ratio -supply/install 600A 208Y/120V 66 CCT Panel “EV” (Panel/Breakers 22KA) in “existing electrical room” -supply/install 150KVA 600:208/120Y COPPER transformer in the existing electrical room -supply/install Parallel runs of 4C 500KCMIL+BOND ACWU AL Transformer secondary -new panel “EV” -supply/install 3C 250KCMIL+BOND ACWU AL Distribution Panel 6P-150KVA 600:208/120Y transformer • All single conductors required to for the (80) stalls installed, labeled, and made safe. Scanning and coring for holes concrete required to run between parking levels -supply/install 120v circuit to all Gateway chargers -supply/install EV signage as required by BC Hydro for (75) parking stalls -supply/install Barriers or tire stops to protect chargers as required -supply/Install and commissioning of (6) CPF50 chargers -supply/install and commissioning of (2) CT4000 chargers -supply/install Cellular boosters required for chargers to communicate -supply/install Revenue meter to read power consumption of panel “EV” | Your 24/7 Electrician Inc
PP-2023-03141 | 2023-09-06 | 507 BURRARD STREET, Vancouver, BC | Plumbing Permit | Commercial | Addition | Completed | Commercial - Supply and Install (1) 1/2 inch RBPA serving the glasswasher cold feed. Glass washer hot feed has a device installed already | Daryl-Evans Mechanical Services Ltd
PP-2021-04164 | 2022-01-04 | 3361 CAMBIE STREET, Vancouver, BC | Plumbing Permit | Commercial | Tenant Improvement | Completed | Commercial - Bubble tea 75 GPM GI: 2-comp, MS, FD, DW Interior alterations to provide tenant improvements to a new retail limited food tenant in this unit 3361 Cambie Street in this existing commercial building on this site. | JN Mechanical Ltd
EP-2022-10092 | 2022-12-01 | 3382 CAMBIE STREET, Vancouver, BC V5Z 2W5 | Electrical Permit | Commercial | Renovation | Completed | Installation / Repair - Commercial - LED Retrofit of existing sign | 0968458 BC Ltd DBA Relight Solutions
EP-2022-10143 | 2022-12-01 | 1815 W 1ST AVENUE, Vancouver, BC | Electrical Permit | Commercial | Renovation | Completed | Installation / Repair - Commercial - wiring a restaurant ,receptacles lighting circuits exit ,emergency light, equipment outlets >BP: Interior alterations to provide tenant improvements to an existing restaurant for a new restaurant tenant on the ground floor unit at 1815 W 1st Avenue at this existing mixed use building on this site. Separate permits are required for outdoor patio. Scope of work includes removal of existing 3 hoods and adding a new hood, new partition walls, suspended ceiling, plumbing and electrical fixture and alteration of kitchen and dining area. There will be 2 hoods(one new and one existing) and are connected to existing ecology units with existing duct. 2 class 1 cooking operations. Occupant load is 54(47 patrons and 7 staff). | Ming Electric Ltd
PP-2022-04404 | 2022-12-20 | 1815 W 1ST AVENUE, Vancouver, BC | Plumbing Permit | Commercial | Tenant Improvement | Completed | Commercial - plumbing >Interior alterations to provide tenant improvements to an existing restaurant for a new restaurant tenant on the ground floor unit at 1815 W 1st Avenue at this existing mixed use building on this site. Separate permits are required for outdoor patio. Scope of work includes removal of existing 3 hoods and adding a new hood, new partition walls, suspended ceiling, plumbing and electrical fixture and alteration of kitchen and dining area. There will be 2 hoods(one new and one existing) and are connected to existing ecology units with existing duct. 2 class 1 cooking operations. Occupant load is 54(47 patrons and 7 staff). Note: Application is reviewed under VBBL2019. | New West Plumbing & Heating & Building Ltd
SP-2023-00686 | 2023-04-19 | 1815 W 1ST AVENUE, Vancouver, BC | Sprinkler Permit | Commercial | Tenant Improvement | Completed | Commercial - - 4 heads raised due to drop ceiling removed. -1 head added in small hallway -1 head added in large hallway >BP: Interior alterations to provide tenant improvements to an existing restaurant for a new restaurant tenant on the ground floor unit at 1815 W 1st Avenue at this existing mixed use building on this site. Separate permits are required for outdoor patio. Scope of work includes removal of existing 3 hoods and adding a new hood, new partition walls, suspended ceiling, plumbing and electrical fixture and alteration of kitchen and dining area. There will be 2 hoods(one new and one existing) and are connected to existing ecology units with existing duct. 2 class 1 cooking operations. Occupant load is 54(47 patrons and 7 staff). *****This application does not include any of the following: 1. Not more than 20 sprinklers (add, relocate, or remove), 2. hydraulic calculations, 3. change in occupancy and /or hazard classification, 4. warehouse storage arrangements, 5. mobile compact storage arrangements, 6. alternative solutions, 7. changes to the sprinkler system supply piping (e.g. valves, mains, cross-mains, branch-lines, etc.), or 8. flexible sprinkler pipe. | Mountain Fire Protection Ltd
PP-2023-00980 | 2023-03-27 | 2487 KINGSWAY, Vancouver, BC V5R 5G8 | Plumbing Permit | Commercial | Addition | Completed | Commercial - Add 5 hand wash sinks >BP: New Health Care Office at 2487 Kingsway which would be providing Chinese Medicine consultation | C & C union Tech Incorporated
EP-2023-02574 | 2023-06-12 | 2487 KINGSWAY, Vancouver, BC V5R 5G8 | Electrical Permit | Commercial | Renovation | Completed | Installation / Repair - Commercial - renovation electrical work, includes install fluorescent LED lamps, scone light, emergency lights, bath fan switches and receptacles. >BP: New Health Care Office at 2487 Kingsway which would be providing Chinese Medicine consultation and TCM Acupuncture services. Ok for Field Review as per H. Chow | DMW Electric Ltd
EP-2022-09145 | 2022-10-27 | 1168 ALBERNI STREET, Vancouver, BC | Electrical Permit | Commercial | Renovation | Completed | Installation / Repair - Commercial - Store renovation >BP: Interior alterations for a new retail limited food tenant in the commercial building on this site. tenant: DB8888 Limited Partnership (Dragon Bowl) Work to include layout changes, new kitchen equipment, mechanical, plumbing, lighting to suite new layout, new t-bar and drywall ceiling. OK for field review per D. Langevin Schedule B - Mechanical & Plumbing - Alex Z.Q. Li - 778.323.1368 Notes: 1. This building is sprinklered. DBI to confirm if SP is required 2, Energy Upgrade: E2 - Lighting - Upgrade to Bilevel Lighting Control (per 9.4.1.1.(d) of ASHRAE 90.1-2016) | Shuming Electric Ltd
PP-2022-03909 | 2022-11-04 | 1168 ALBERNI STREET, Vancouver, BC | Plumbing Permit | Commercial | Tenant Improvement | Completed | Commercial - Plumbing >BP: Interior alterations for a new retail limited food tenant in the commercial building on this site. tenant: DB8888 Limited Partnership (Dragon Bowl) Work to include layout changes, new kitchen equipment, mechanical, plumbing, lighting to suite new layout, new t-bar and drywall ceiling. OK for field review per D. Langevin Schedule B - Mechanical & Plumbing - Alex Z.Q. Li - 778.323.1368 Notes: 1. This building is sprinklered. DBI to confirm if SP is required 2, Energy Upgrade: E2 - Lighting - Upgrade to Bilevel Lighting Control (per 9.4.1.1.(d) of ASHRAE 90.1-2016) | FANGXIN PLUMBING
EP-2022-08887 | 2022-10-19 | 1168 ALBERNI STREET, Vancouver, BC | Electrical Permit | Commercial | Tenant Improvement | Issued | Installation / Repair - Commercial - RE & RE of water source heat pump . Retrofit - Like for like exact appliance replacement. Service remained the same, breaker & electrical feed confirmed to be originally sized properly. Equipment will be replaced in the same location as existing the unit. No change in equipment capacity or fuel. | Haakon Industries (Canada) Ltd.
EP-2022-02603 | 2022-04-01 | 1170 ALBERNI STREET, Vancouver, BC | Electrical Permit | Commercial | Tenant Improvement | Completed | Installation / Repair - Commercial - RE & RE Heat Pump. Retrofit - Like for like exact appliance replacement. Service remained the same, breaker & electrical feed confirmed to be originally sized properly. | Haakon Industries (Canada) Ltd.
EP-2024-00030 | 2024-02-02 | 1825 BOUNDARY ROAD, Vancouver, BC | Electrical Permit | Commercial | Tenant Improvement | Issued | Installation / Repair - Commercial - New light fixtures and outlets -cost is due to wiring/fixture cost | ICS Electric Ltd
PP-2022-00841 | 2022-03-15 | 4423 BOUNDARY ROAD, Vancouver, BC | Plumbing Permit | Commercial | Tenant Improvement | Issued | Commercial - new plumbing fixtures for restaurant Minor Renovation Interior and exterior alteration and change of use of the existing office unit to restaurant (low occupant load "D" Major Occupancy Classification) in this existing 2-storey building for a new tenant. | Kyoungmo Yang DBA K-Green Plumbing And Heating
EP-2022-03412 | 2022-04-28 | 4423 BOUNDARY ROAD, Vancouver, BC | Electrical Permit | Commercial | Tenant Improvement | Issued | Installation / Repair - Commercial - Restaurant wiring for equipment, light, plug and switches. Upgrade electrical panel to new one. -We are only replacing new 100 amp panel since original panel is very old and rusty. (Hard to find breakers). Location also stays same. >BP: Minor Renovation Interior and exterior alteration and change of use of the existing office unit to restaurant (low occupant load "D" Major Occupancy Classification) in this existing 2-storey building for a new tenant. Note: 1. Restaurant major occupancy classification is D per VBBL 3.1.2.6 and customer request. 2. Class-1 Cooking operation 3. Occupant load (interior seats and staff) is 25 person | JDM ELECTRICAL LTD
EP-2021-06547 | 2022-01-05 | 4423 BOUNDARY ROAD, Vancouver, BC | Electrical Permit | Commercial | Renovation | Completed | Installation / Repair - Commercial - Exchange sign with existed sign power. SI:-2021-00357 Minor Renovation Interior and exterior alteration and change of use of the existing office unit to restaurant (low occupant load "D" Major Occupancy Classification) in this existing 2-storey building for a new tenant. | Songmin Jo
EP-2022-05558 | 2022-06-30 | 4453 BOUNDARY ROAD, Vancouver, BC | Electrical Permit | Commercial | Addition | Completed | Installation / Repair - Commercial - Service Upgrade from 60 amps to 100amps. | JZ Electric Ltd
PP-2023-04308 | 2023-12-15 | 4018 CAMBIE STREET, Vancouver, BC | Plumbing Permit | Commercial | Addition | Completed | Commercial - 1. one RPBA installation on water supply of Dishwasher 2. Dual check valve (DuC) installation on water supply of hot water dispenser | AQUASTATIC MECHANICAL LTD
EP-2023-08246 | 2023-09-13 | 2092 W 4TH AVENUE, Vancouver, BC V6J 1M9 | Electrical Permit | Commercial | Tenant Improvement | Completed | Installation / Repair - Commercial - LED LIGHTING UPGRADE. Replacing fluorescent lamps and ballasts with LED lamps and ballasts. | Energy Network Services Inc
EP-2022-09203 | 2022-10-28 | 2092 W 4TH AVENUE, Vancouver, BC V6J 1M9 | Electrical Permit | Commercial | Tenant Improvement | Completed | Installation / Repair - Commercial - Hook up 2 Existing Exterior LED Retrofitted signs to the existing Power -The signs are existing, they are just being upgrades to LED and the power will need to be hooked up | Top's Lighting (2003) Ltd
GP-2023-02872 | 2023-09-29 | 2096 W 6TH AVENUE, Vancouver, BC V6J 1R9 | Gas Permit | Residential | Renovation | Completed | Residential - hot water tank replacement | Just Mechanical Ltd
EP-2022-03884 | 2022-05-11 | 2576 ARBUTUS STREET, Vancouver, BC | Electrical Permit | Commercial | New | Expired | Temporary Power - Commercial - Temporary power to supply construction trailers the trailers are being used for the Skytrain and are being set up on the now closed off greenway area. | Western Pacific Enterprises Ltd
EP-2023-04138 | 2023-05-11 | 2576 ARBUTUS STREET, Vancouver, BC | Electrical Permit | Commercial | New | Issued | Temporary Power - Commercial - To provide temporary power. Renewal of EP-2022-03884 Valid: May 11, 2023 to May 10, 2024 | Western Pacific Enterprises Ltd
PP-2022-01318 | 2022-04-20 | 2636 ARBUTUS STREET, Vancouver, BC | Plumbing Permit | Commercial | New | Completed | Commercial - adding additional hand sink | Lucky Five Eight Plumbing & Heating Ltd
PP-2022-01285 | NULL | 2636 ARBUTUS STREET, Vancouver, BC | Plumbing Permit | Commercial | Renovation | Cancelled | Commercial - Hello, I have applied for the business license for my nail and beauty salon. During the appointment with the License Representative, I was told that I need to apply for plumbing permit for the last installed sink. | NULL
GP-2022-00971 | 2022-04-06 | 2790 ARBUTUS STREET, Vancouver, BC | Gas Permit | Commercial | Tenant Improvement | Completed | Commercial - RTU replacement -Yes the RTU is being replaced in the exact location same size and weight the replacement does NOT exceed 409,000 BTU | Custom Air Conditioning Ltd
EP-2023-02563 | 2023-03-27 | 2790 ARBUTUS STREET, Vancouver, BC | Electrical Permit | Commercial | Addition | Issued | Installation / Repair - Commercial - To supply 120v 15a cct for each automatic motorized bay opener. Install motor rated lock out switch next to door motor. For the 2 back bay doors on the lane side of the building. | Current Control Installations Ltd
EP-2022-06266 | 2022-07-26 | 833 BUTE STREET, Vancouver, BC | Electrical Permit | Commercial | Tenant Improvement | Completed | Installation / Repair - Commercial - Security alarm completion >BP: Interior alterations to provide improvements and to change the use from restaurant class 1 to retail in this existing restaurant/retail building on this site. Scope of work includes the removal of kitchen equipment and items. New walls, fixtures/finishes, electrical and mechanical. Schedule B - Architectural - Jeremy Pope - 416-425-2222 ext 230 Schedule B - Electrical - Albert Valkenburg - 416-444-9263 Schedule B - Mechanical/ Plumbing - Rainer Sugiharto - 416-445-8255 Energy Upgrade: E2 - Lighting - Upgrade to incorporate Scheduled Shutoff (per 9.4.1.1.(i) of ASHRAE 90.1-2016) Revision #1- Change applicant from Ashley Pope to Leanna Cheung (still with Cutler Design) May 18, 2022. Energy checklist is currently no longer required with your Building Permit (BP) application. Some supporting documents are still required at BP stage, specifically Envelope and HVAC, if applicable. Service Water Heating and Lighting supporting documents, if applicable, must be submitted with your related trades permits (e.g. electrical and plumbing). All energy upgrades will be checked during inspections stage. It is the applicant's responsibility to identify and note all required upgrades including energy upgrades on their BP drawings at BP stage. Ok for field review as per Kirat Kang - March 11, 2022 | Installteam Electronic Contractors Inc
EP-2022-04097 | 2022-05-19 | 833 BUTE STREET, Vancouver, BC | Electrical Permit | Commercial | Renovation | Completed | Installation / Repair - Commercial - To relocate one (1) bell, remove and install one (1) smoke detector in main area. To remove and re-install two (2) pull stations in back area, as per drawings submitted under building permit >BP: Interior alterations to provide improvements and to change the use from restaurant class 1 to retail in this existing restaurant/retail building on this site. Scope of work includes the removal of kitchen equipment and items. New walls, fixtures/finishes, electrical and mechanical. Schedule B - Architectural - Jeremy Pope - 416-425-2222 ext 230 Schedule B - Electrical - Albert Valkenburg - 416-444-9263 Schedule B - Mechanical/ Plumbing - Rainer Sugiharto - 416-445-8255 Energy Upgrade: E2 - Lighting - Upgrade to incorporate Scheduled Shutoff (per 9.4.1.1.(i) of ASHRAE 90.1-2016) Revision #1- Change applicant from Ashley Pope to Leanna Cheung (still with Cutler Design) May 18, 2022. Energy checklist is currently no longer required with your Building Permit (BP) application. Some supporting documents are still required at BP stage, specifically Envelope and HVAC, if applicable. Service Water Heating and Lighting supporting documents, if applicable, must be submitted with your related trades permits (e.g. electrical and plumbing). All energy upgrades will be checked during inspections stage. It is the applicant's responsibility to identify and note all required upgrades including energy upgrades on their BP drawings at BP stage. Ok for field review as per Kirat Kang - March 11, 2022 | Fina Electrical Systems Ltd
SP-2022-00880 | 2022-06-06 | 833 BUTE STREET, Vancouver, BC | Sprinkler Permit | Commercial | Tenant Improvement | Issued | Commercial - add 7 heads Interior alterations to provide improvements and to change the use from restaurant class 1 to retail in this existing restaurant/retail building on this site. *****This application does not include any of the following: 1. Not more than 20 sprinklers (add, relocate, or remove), 2. hydraulic calculations, 3. change in occupancy and /or hazard classification, 4. warehouse storage arrangements, 5. mobile compact storage arrangements, 6. alternative solutions, 7. changes to the sprinkler system supply piping (e.g. valves, mains, cross-mains, branch-lines, etc.), or 8. flexible sprinkler pipe Scope of work includes the removal of kitchen equipment and items. New walls, fixtures/finishes, electrical and mechanical. | Phoenix Fire Prevention Inc
PP-2022-01863 | 2022-06-06 | 833 BUTE STREET, Vancouver, BC | Plumbing Permit | Commercial | Addition | Completed | Commercial - addition of a mop sink in a bathroom >BP: 833 Bute Street. Interior alterations to provide improvements and to change the use from restaurant class 1 to retail in this existing restaurant/retail building on this site. Scope of work includes the removal of kitchen equipment and items. New walls, fixtures/finishes, electrical and mechanical. Schedule B - Architectural - Jeremy Pope - 416-425-2222 ext 230 Schedule B - Electrical - Albert Valkenburg - 416-444-9263 Schedule B - Mechanical/ Plumbing - Rainer Sugiharto - 416-445-8255 Energy Upgrade: E2 - Lighting - Upgrade to incorporate Scheduled Shutoff (per 9.4.1.1.(i) of ASHRAE 90.1-2016) Revision #1- Change applicant from Ashley Pope to Leanna Cheung (still with Cutler Design) May 18, 2022. Energy checklist is currently no longer required with your Building Permit (BP) application. Some supporting documents are still required at BP stage, specifically Envelope and HVAC, if applicable. Service Water Heating and Lighting supporting documents, if applicable, must be submitted with your related trades permits (e.g. electrical and plumbing). All energy upgrades will be checked during inspections stage. It is the applicant's responsibility to identify and note all required upgrades including energy upgrades on their BP drawings at BP stage. Ok for field review as per Kirat Kang - March 11, 2022 | Lambert Plumbing & Heating Ltd
EP-2022-04778 | 2022-06-07 | 833 BUTE STREET, Vancouver, BC | Electrical Permit | Commercial | Tenant Improvement | Completed | Installation / Repair - Commercial - Extra low voltage only Tel/data >BP: Interior alterations to provide improvements and to change the use from restaurant class 1 to retail in this existing restaurant/retail building on this site. Scope of work includes the removal of kitchen equipment and items. New walls, fixtures/finishes, electrical and mechanical. Schedule B - Architectural - Jeremy Pope - 416-425-2222 ext 230 Schedule B - Electrical - Albert Valkenburg - 416-444-9263 Schedule B - Mechanical/ Plumbing - Rainer Sugiharto - 416-445-8255 Energy Upgrade: E2 - Lighting - Upgrade to incorporate Scheduled Shutoff (per 9.4.1.1.(i) of ASHRAE 90.1-2016) Revision #1- Change applicant from Ashley Pope to Leanna Cheung (still with Cutler Design) May 18, 2022. Energy checklist is currently no longer required with your Building Permit (BP) application. Some supporting documents are still required at BP stage, specifically Envelope and HVAC, if applicable. Service Water Heating and Lighting supporting documents, if applicable, must be submitted with your related trades permits (e.g. electrical and plumbing). All energy upgrades will be checked during inspections stage. It is the applicant's responsibility to identify and note all required upgrades including energy upgrades on their BP drawings at BP stage. Ok for field review as per Kirat Kang - March 11, 2022 | Hook It Up Solutions Ltd
EP-2022-04655 | 2022-06-09 | 833 BUTE STREET, Vancouver, BC | Electrical Permit | Commercial | Tenant Improvement | Completed | Installation / Repair - Commercial - Commercial tenant improvement project for clothing store -grounding and bonding of branch circuits. -No panel work included, originally quoted panel swap however client removed to reduce budget. Existing panels are Cutler Hammer and FPE, hence the recommendation to change. All lights supplied by client, except for BOH exterior which is supplied by us. Stanpro 4' LED vapour tight light with separate outside motion sensor using Steinel brand. >BP: Interior alterations to provide improvements and to change the use from restaurant class 1 to retail in this existing restaurant/retail building on this site. Scope of work includes the removal of kitchen equipment and items. New walls, fixtures/finishes, electrical and mechanical. Schedule B - Architectural - Jeremy Pope - 416-425-2222 ext 230 Schedule B - Electrical - Albert Valkenburg - 416-444-9263 Schedule B - Mechanical/ Plumbing - Rainer Sugiharto - 416-445-8255 Energy Upgrade: E2 - Lighting - Upgrade to incorporate Scheduled Shutoff (per 9.4.1.1.(i) of ASHRAE 90.1-2016) Revision #1- Change applicant from Ashley Pope to Leanna Cheung (still with Cutler Design) May 18, 2022. Energy checklist is currently no longer required with your Building Permit (BP) application. Some supporting documents are still required at BP stage, specifically Envelope and HVAC, if applicable. Service Water Heating and Lighting supporting documents, if applicable, must be submitted with your related trades permits (e.g. electrical and plumbing). All energy upgrades will be checked during inspections stage. It is the applicant's responsibility to identify and note all required upgrades including energy upgrades on their BP drawings at BP stage. Ok for field review as per Kirat Kang - March 11, 2022 | Wicks Electric Inc
NULL | NULL | 1202 ROBSON STREET, Vancouver, BC | Electrical Permit | Commercial | Renovation | Payment Pending | Installation / Repair - Commercial - Removing wires from counter to run in it after new cabinet is installed. | Cyrus Parsaei
PP-2023-03043 | 2023-09-05 | 1222 ROBSON STREET, Vancouver, BC | Plumbing Permit | Commercial | Renovation | Completed | Commercial - Install 6 backflow assemblies (5 RPBAs and 1 DCVA). This application is made as a result of a Cross Connection Control Inspection report CROSS CONNECTION LTR UPLOADED | Vancouver Backflow Testing Ltd
PP-2022-04168 | 2022-11-21 | 1226 ROBSON STREET, Vancouver, BC | Plumbing Permit | Commercial | Renovation | Completed | Commercial - CROSS CONNECTION - Installation of 2 backflow assemblies. This application is made as a result of a CoV Cross Connection Control inspection. | Vancouver Backflow Testing Ltd
EP-2023-03822 | NULL | 1233 HARO STREET, Vancouver, BC | Electrical Permit | Residential | Renovation | Applicant Revisions | Installation / Repair - Residential - Install electrical cable feeds to Retrofited air handling units and add new units (6 new rooftop units and 2 units at grade) at this existing Special Needs Residential Facility. >DB: Exterior alterations to retrofit some air handling units and add new units (6 new rooftop units and 2 units at grade) at this existing Special Needs Residential Facility. OK for DB per H.Shayan OK for Field Review per W.Wong | Grove Electric Ltd
EP-2023-06067 | 2023-07-06 | 1233 HARO STREET, Vancouver, BC | Electrical Permit | Commercial | Renovation | Issued | Installation / Repair - Commercial - Maintenance replacement of fire alarm panel - The control unit, annunciator and initiating devices [manual pulls, heats and smokes]. Note: The issuance of this permit is based on Bulletin 2018-004-BU/EL. | Fina Electrical Systems Ltd
EP-2022-07063 | 2022-08-23 | 835 CAMBIE STREET, Vancouver, BC | Electrical Permit | Commercial | NULL | Expired | Annual / Operating - Annual / Operating electrical permit renewal. Valid: Aug 19,2022 - Aug 18,2023 Expired: EP-2021-06276 | Deltec Electric Ltd
EP-2023-07856 | 2023-08-30 | 835 CAMBIE STREET, Vancouver, BC | Electrical Permit | Commercial | NULL | Issued | Annual / Operating - Maintenance and repair. Renewal of EP-2022-07063 Valid: Aug 19,2023 - Aug 18,2024 | Deltec Electric Ltd
PP-2022-01241 | 2022-04-11 | 188 SMITHE STREET, Vancouver, BC V6B 6A9 | Plumbing Permit | Commercial | Addition | Completed | Commercial - addition of 4 trench drains Exterior alterations and building envelope repair on the 1st & 2nd level at the corner of Smithe St and Cambie St in this existing mixed-use Building on this site. Scope of work includes: Exterior alterations to remove and replace concrete sidewalk as required; install glazed aluminon canopies above 1st floor doors and windows, new flashing, caulking, trench drains and pipe to connect to parking garage drainage system. | Brent Botchar DBA: Altac Mechanical Inc.
EP-2022-00623 | 2022-01-27 | 456 W 5TH AVENUE, Vancouver, BC | Electrical Permit | Commercial | Addition | Completed | Installation / Repair - Commercial - Install Card Reader on 2 Doors (No Maglocks) | Paladin Technologies Inc
EP-2023-08476 | 2023-09-19 | 456 W 5TH AVENUE, Vancouver, BC | Electrical Permit | Commercial | NULL | Issued | Annual / Operating - Maintenance of electrical for ICBC portion of this address. All HV work to be done by class A electrical contractors. Please carry forward last years special permissions. -renewal of: EP-2022-08198 -Valid: Sept. 29, 2023 - Sept. 28, 2024 | Quantum Lighting Inc
EP-2022-08198 | 2022-09-29 | 456 W 5TH AVENUE, Vancouver, BC | Electrical Permit | Commercial | NULL | Expired | Annual / Operating - Annual Operating Permit -renewal of: EP-2021-07522 -Valid: Sept. 29, 2022 - Sept. 28, 2023 Maintenance of electrical for ICBC portion of this address. All HV work to be done by a class A electrical contractors. Please carry forward last years special permissions. | Quantum Lighting Inc
EP-2023-00468 | 2023-01-20 | 2220 CAMBIE STREET, Vancouver, BC | Electrical Permit | Commercial | Addition | Issued | Installation / Repair - Commercial - Upgrade to existing security alarm system | Chubb Fire & Security Canada Corp
EP-2023-04421 | 2023-05-19 | 2220 CAMBIE STREET, Vancouver, BC | Electrical Permit | Commercial | NULL | Issued | Annual / Operating - On site - regular or ongoing maintenance only. Renewal of EP-2022-04184 (AOP) Valid: May 14, 2023 - May 13, 2024 | Canem Systems Ltd
EP-2022-04184 | 2022-05-20 | 2220 CAMBIE STREET, Vancouver, BC | Electrical Permit | Commercial | NULL | Expired | Annual / Operating - Annual / Operating -Renewal of EP-2021-03677 -Valid: May 14, 2022 - May 13, 2023 | Canem Systems Ltd
EP-2022-07901 | 2022-09-22 | 1675 COMMERCIAL DRIVE, Vancouver, BC | Electrical Permit | Commercial | Addition | Completed | Installation / Repair - Commercial - Installation of a cell unit to monitor the alarm system | Chubb Fire & Security Canada Corp
EP-2022-02082 | 2022-03-16 | 1728 COMMERCIAL DRIVE, Vancouver, BC | Electrical Permit | Commercial | Tenant Improvement | Completed | Installation / Repair - Commercial - Lighting, Receptacles, Data/Tel, EM Lighting >BP: Interior alterations to provide improvements for this new Restaurant – Class 2 tenant in this existing Restaurant Class 2 space in this existing commercial building. Full interior renovation. Expand Kitchen, to connect to existing HVAC. one class 1 cooking operation. Occupant load 150. Total seats -138 Number of employees(bar, kitchen and office) - 8 Musicians - 4 Note: This application is reviewed under VBBL 2019 Amend: June 15, 2022 need to add the low voltage wiring , it was part of our scope but i forgot to click on the box. | Brodan Industries Ltd.
PP-2022-00499 | 2022-02-22 | 1728 COMMERCIAL DRIVE, Vancouver, BC | Plumbing Permit | Commercial | Renovation | Completed | Commercial - Renovation of existing restaurant for new restaurant tenant Interior alterations to provide improvements for this new Restaurant – Class 2 tenant in this existing Restaurant Class 2 space in this existing commercial building. Full interior renovation. Expand Kitchen, to connect to existing HVAC. one class 1 cooking operation. Occupant load 150. Total seats -138 Number of employees(bar, kitchen and office) - 8 Musicians - 4 AMEND: JUN 14/2022 Now we have 10 inside back flow preventers. 2 x RPBA dishwashing sink 1 x RPBA commercial dishwasher 1 x RPBA ice machine 1 x DCVA cappuccino machine 2 x RPBA chemical station at Janitor sink 3 x DCVA for glass washers. Total of 10 back flows | Mountain West Mechanical Ltd
EP-2022-03156 | 2022-04-20 | 250 W BROADWAY, Vancouver, BC V5Y 1P6 | Electrical Permit | Commercial | Tenant Improvement | Completed | Installation / Repair - Commercial - Extra Low Voltage - Installing upgraded Security Alarm System | Tyco Integrated Fire & Security Canada Inc/Tyco Feu Et Securite Integres Canada Inc
EP-2022-04705 | 2022-06-09 | 5635 CAMBIE STREET, Vancouver, BC | Electrical Permit | Commercial | Renovation | Completed | Installation / Repair - Commercial - Presentation center electrical wiring and finishing. -It's around 900 sqft space for office. Remove old wiring and new wiring for lights and plugs. If you need more information for lighting I will provide you when I will install and before final inspection >BP: Will be removing existing interior walls and constructing partial walls. Work will include: framing new walls, wiring new lighting , and display vignettes (kitchen and bath) for new multi- family project. Plumbing fixtures will not be connected (for show only). There will also be a project model, and project display boards. Reviewed under Flow Chart 2 Small Suites . W3 2x GWB required. Note to applicant: The services of a structural engineer may be required, based upon site inspection by the District Building Inspector. A Sprinkler permit may be required, as determined by the District Building Inspector. Energy checklist is currently no longer required with your Building Permit (BP) application. Some supporting documents are still required at BP stage, specifically Envelope and HVAC, if applicable. Service Water Heating and Lighting supporting documents, if applicable, must be submitted with your related Trades permits (e.g. electrical and plumbing). All energy upgrades will be checked during inspections stage. It is the applicant’s responsibility to identify and note all required upgrades including energy upgrades on their BP drawings at BP stage. | Uppal Electrical Ltd
EP-2022-05675 | 2022-07-11 | 5635 CAMBIE STREET, Vancouver, BC | Electrical Permit | Commercial | Renovation | Completed | Installation / Repair - Commercial - Alarm installation Will be removing existing interior walls and constructing partial walls. Work will include: framing new walls, wiring new lighting , and display vignettes (kitchen and bath) for new multi- family project. Plumbing fixtures will not be connected (for show only). There will also be a project model, and project display boards. | Husky Alarm Integration Ltd
EP-2022-05541 | 2022-06-30 | 59 POWELL STREET, Vancouver, BC | Electrical Permit | Commercial | Renovation | Issued | Installation / Repair - Commercial - Installation of new 347/600 volt underground service with transformers to re-connect existing services. This work is part of BC Hydro “H” frame elimination project in Gastown area. >Interior alterations to add chain link fence to house the new electrical equipment in the basement area of this existing building with SRO above for the BC Hydro "H" frame elimination project. Energy Upgrade exempted: H-Frame Removal Project | Advanco Electric Ltd
EP-2023-01215 | 2023-02-22 | 6599 BERKELEY STREET, Vancouver, BC | Electrical Permit | Residential | Addition | Completed | Installation / Repair - Residential - Install temper proof receptacle in all accessible child area. Replace over current device and breakers. Install hard wire for smoke alarm with carbon monoxide detection. Install emergency light with exit sign - IA-2022-00300 | Highend Electricals Ltd
EP-2023-08993 | 2023-10-05 | 212 CARRALL STREET, Vancouver, BC | Electrical Permit | Commercial | Addition | Completed | Installation / Repair - Commercial - Install 3 receptacles for digital media boards in washrooms and for wifi. | Houle Electric Limited
NULL | NULL | 320 ALEXANDER STREET, Vancouver, BC V6A 1C3 | Gas Permit | Commercial | New | Draft | Commercial - Removing broken deep fryer and replacing with new fryer | NULL
EP-2022-04993 | 2022-06-14 | 877 EXPO BOULEVARD, Vancouver, BC | Electrical Permit | Commercial | NULL | Expired | Annual / Operating - Repair and Maintenance Renewal of EP-2021-03859 Valid: May 18, 2022 - May 17, 2023 | Deltec Electric Ltd
EP-2023-04757 | 2023-05-30 | 877 EXPO BOULEVARD, Vancouver, BC | Electrical Permit | Commercial | NULL | Issued | Annual / Operating - Repair and Maintenance Renewal of EP-2022-04993 Valid: May 18, 2023 - May 17, 2024 | Deltec Electric Ltd
EP-2023-06586 | NULL | 877 EXPO BOULEVARD, Vancouver, BC | Electrical Permit | Commercial | Tenant Improvement | Withdrawn | Installation / Repair - Commercial - Boiler Upgrades | Sasco Contractors Ltd
EP-2023-08289 | 2023-09-14 | 877 EXPO BOULEVARD, Vancouver, BC | Electrical Permit | Commercial | Tenant Improvement | Completed | Installation / Repair - Commercial - RE & RE of water source heat pump Retrofit/Replacement Like for like exact appliance replacement. Service remained the same, breaker & electrical feed confirmed to be originally sized properly. Equipment will be replaced in the same location as the existing unit. No change in equipment capacity or fuel. WO159801 | Haakon Industries (Canada) Ltd.
NULL | NULL | 893 EXPO BOULEVARD, Vancouver, BC | Electrical Permit | Commercial | Tenant Improvement | Draft | Installation / Repair - Commercial - Full TI of space, including lighting, power. | Livewire Energy Services Ltd.
EP-2023-08685 | 2023-09-26 | 893 EXPO BOULEVARD, Vancouver, BC | Electrical Permit | Commercial | Tenant Improvement | Issued | Installation / Repair - Commercial - Installation of New Lighting and power supply. We are preforming a 3 phase animal hospital TI. >BP: Building Permit for DP-2021-00565 Bldg 1 - 893 & 889 Expo Blvd Existing veterinary clinic(893 Expo blvd) expansion to adjacent space (889 Expo blvd).Interior alterations to remove the interior partition wall between 893 & 889 Expo Blvd, thereby changing the use of 889 Expo Blvd from fitness centre to animal clinic, creating one large space for the existing animal clinic (Yaletown Pet Hospital) at 893 Expo Blvd, and to add approximately 474.00 sf of mezzanine floor area, in this existing commercial building on this site. Scope of work includes new HVAC distribution, new electrical distribution, and new sprinkler system to existing and new space. Note: Application is processed under VBBL 2019. | Livewire Energy Services Ltd.
PP-2023-03760 | 2023-10-31 | 893 EXPO BOULEVARD, Vancouver, BC | Plumbing Permit | Commercial | Renovation | Issued | Commercial - Renovation for addition to Yaletown Animal hospital Deletion of existing washrooms Addition of new washrooms/staff room >BP: Building Permit for DP-2021-00565 Bldg 1 - 893 & 889 Expo Blvd Existing veterinary clinic(893 Expo blvd) expansion to adjacent space (889 Expo blvd).Interior alterations to remove the interior partition wall between 893 & 889 Expo Blvd, thereby changing the use of 889 Expo Blvd from fitness centre to animal clinic, creating one large space for the existing animal clinic (Yaletown Pet Hospital) at 893 Expo Blvd, and to add approximately 474.00 sf of mezzanine floor area, in this existing commercial building on this site. Scope of work includes new HVAC distribution, new electrical distribution, and new sprinkler system to existing and new space. Note: Application is processed under VBBL 2019. | Perfect Fit Plumbing & Heating Ltd
SP-2021-01523 | 2023-12-19 | 893 EXPO BOULEVARD, Vancouver, BC | Sprinkler Permit | Commercial | New | Issued | Commercial - For sprinkler system alterations to the 20XX VBBL and NFPA 13, 2013 for the tenant improvements to provide interior alterations to demise the interior partition wall between 893 & 889 Expo Blvd, thereby changing the use of 889 Expo Blvd from fitness centre to animal clinic, creating one large space for the existing animal clinic (Yaletown Pet Hospital) at 893 Expo Blvd, and to add approximately 474.00 sf of mezzanine floor area, in this existing commercial building on this site. Engineer of Record: Dan Wong 778-847-0572 denveng7@gmail.com Flexible Sprinkler Pipe - Yaletown Pet Hospital - Automatic sprinkler system has been designed for the use of Victaulic AH-2 flexible sprinkler drops with 1/2" outlets, up to 48" with a maximum of 8 90° degree bends at a 2" bend radius for use with standard spray pendent sprinklers as noted on the sprinkler system shop drawings in the tenant improvement area only. | Priority Fire Systems Ltd
EP-2022-04576 | 2022-06-01 | 69 SMITHE STREET, Vancouver, BC | Electrical Permit | Commercial | Tenant Improvement | Completed | Installation / Repair - Commercial - RE & RE of heat pump . Retrofit - Like for like exact appliance replacement. Service remained the same, breaker & electrical feed confirmed to be originally sized properly. | Haakon Industries (Canada) Ltd.
EP-2022-00433 | 2022-03-01 | 7547 CAMBIE STREET, Vancouver, BC | Electrical Permit | Commercial | Renovation | Completed | Installation / Repair - Commercial - Replace lamps, install new exit signs, install new battery packs, demo existing plugs and add in new kitchenette plug. | Ainsworth Inc
EP-2023-08804 | 2023-09-29 | 330 ALEXANDER STREET, Vancouver, BC | Electrical Permit | Commercial | NULL | Issued | Annual / Operating - -Annual Operating Permit -Renewal of EP-2022-07963 -Valid: Sept. 18, 2023 - Sept. 17, 2024 To carry out maintenance and general service/repair work throughout the year | Norben Electric (2016) Ltd
EP-2022-07963 | 2022-09-22 | 330 ALEXANDER STREET, Vancouver, BC | Electrical Permit | Commercial | NULL | Expired | Annual / Operating - -Annual Operating Permit -Renewal of EP-2021-06934 -valid: Sept. 18, 2022 - Sept. 17, 2023 To carry out maintenance and general service/repair work throughout the year | Norben Electric (2016) Ltd
EP-2022-02101 | 2022-03-17 | 342 ALEXANDER STREET, Vancouver, BC | Electrical Permit | Commercial | Renovation | Completed | Installation / Repair - Commercial - To replace existing notifier panel CPU with new Notifier same model. | Fina Electrical Systems Ltd
GP-2022-00901 | 2022-03-22 | 397 ALEXANDER STREET, Vancouver, BC V6A 1C4 | Gas Permit | Commercial | Addition | Completed | Commercial - Installation of unit heater | Zappone Plumbing & Heating
PP-2024-00016 | 2024-01-19 | 429 ALEXANDER STREET, Vancouver, BC | Plumbing Permit | Commercial | Addition | Completed | Commercial - Install a new hand wash sink lobby area | Across Town Plumbing & Heating (2017) Ltd
EP-2022-02227 | 2022-03-25 | 2951 W BROADWAY, Vancouver, BC V6K 2G9 | Electrical Permit | Commercial | Renovation | Completed | Installation / Repair - Commercial - Minor Renovation of restaurant. -Install and relocation of lights, switches, receptacles. Insrall new exit and emergency lights. >BP: Interior and exterior alterations : Interior and exterior alterations to provide tenant improvements and a change of major occupancy from Retail-food (group E) to Restaurant (group A2) in this existing commercial/residential building on this site. Class-2 Cooking operation. Ovens are used for baking only. CRP: Danny Wong Architect, Tel. 604-773-2068. Email: dwong@architelier.com Note: Sprinkler Commitment Letter on file. Building Review Branch Notes: 1) Total proposed Occupant load is 50 seats + 10 staffs = 60 Persons. 2) A permanent sign indicating the above proposed occupant load shall be posted in a conspicuous location near the suite's principal entrance. 3) Separate permit will be required for any changes to the interior seating. 4) Separate permit is required for outdoor patio seating. Additional washroom may be required. Revision No.1 a) revised Washrooms and Kitchen layout per drawing A-2, A-3, E-2 E-3, P-1, M1 and M2. Note: "This permit has been reviewed under the 2019 Vancouver Building By-law (#12511)." | MW. Can. Enterprise Ltd
PP-2021-04197 | 2022-01-11 | 2951 W BROADWAY, Vancouver, BC V6K 2G9 | Plumbing Permit | Commercial | Renovation | Completed | Commercial - plumbing for a coffee shop Interior and exterior alterations : Interior and exterior alterations to provide tenant improvements and a change of major occupancy from Retail (group E) to Restaurant (group A2) in this existing commercial/residential building on this site. Class-2 Cooking operation. Ovens are used for baking only. | JPRO PLUMBING & HEATING LTD.
NULL | NULL | 2951 W BROADWAY, Vancouver, BC V6K 2G9 | Electrical Permit | Commercial | NULL | Draft | Annual / Operating - Annual Operating Permit | Sasco Contractors Ltd
GP-2022-02034 | NULL | 6422 BEATRICE STREET, Vancouver, BC | Gas Permit | Residential | Renovation | Withdrawn | Residential - Furnace replacement | GURU CONTRACTING LTD
GP-2023-01823 | 2023-06-15 | 2142 BLENHEIM STREET, Vancouver, BC | Gas Permit | Residential | New | Completed | Residential - installation of one on demand water heater | G2 Mechanical Ltd
EP-2023-04379 | 2023-05-23 | 3020 W BROADWAY, Vancouver, BC V6K 2H1 | Electrical Permit | Commercial | Addition | Completed | Installation / Repair - Commercial - 10 Cameras installation, NO MAGLOCKS Site Contact - Sharan Nambiar - (604) 329-2238 | Paladin Technologies Inc
SP-2022-00154 | 2022-04-21 | 3040 W BROADWAY, Vancouver, BC V6K 2H1 | Sprinkler Permit | Commercial | Tenant Improvement | Completed | Commercial - Relocate 2 sprinkler heads >BP: Interior alterations for Restaurant Class 1 for a new tenant in this existing 5 story commercial building. Scope of work includes new coffee bar, kitchen equipment and new drop ceiling in the cooking area. Total number of seats is 37. One class 4 cooking. No exterior alterations proposed. Note: Application is reviewed under VBBL 2019. *****This application does not include any of the following: 1. Not more than 20 sprinklers (add, relocate, or remove), 2. hydraulic calculations, 3. change in occupancy and /or hazard classification, 4. warehouse storage arrangements, 5. mobile compact storage arrangements, 6. alternative solutions, 7. changes to the sprinkler system supply piping (e.g. valves, mains, cross-mains, branch-lines, etc.), or 8. flexible sprinkler pipe. | Alpine Sprinkler Systems Ltd
PP-2022-02109 | 2022-06-17 | 3040 W BROADWAY, Vancouver, BC V6K 2H1 | Plumbing Permit | Commercial | Renovation - Dwelling Unit(s) only | Completed | Commercial - Re and re an existing coffee shop, with some basic changes in fixtures/ adding a couple new things eg. hand sink, combi oven, and a couple backflows >BP: Interior alterations for Restaurant Class 1 for a new tenant in this existing 5 story commercial building. Scope of work includes new coffee bar, kitchen equipment and new drop ceiling in the cooking area. Total number of seats is 37. One class 4 cooking. No exterior alterations proposed. Note: Application is reviewed under VBBL 2019. | West Coast Watershield Inc
EP-2022-05076 | 2022-06-15 | 3040 W BROADWAY, Vancouver, BC V6K 2H1 | Electrical Permit | Commercial | Renovation | Completed | Installation / Repair - Commercial - Renovation of Café. Remove and relocate/add light fixtures, relocate and add kitchen equipment. >BP: Interior alterations for Restaurant Class 1 for a new tenant in this existing 5 story commercial building. Scope of work includes new coffee bar, kitchen equipment and new drop ceiling in the cooking area. Total number of seats is 37. One class 4 cooking. No exterior alterations proposed. Note: Application is reviewed under VBBL 2019. >>>>Amend: Nov. 4th -Attachment L Lighting compliance- uploaded | Western Waves Electric Ltd
NULL | NULL | 5395 CAMBIE STREET, Vancouver, BC | Gas Permit | Residential | New | Draft | Residential - Furnace installation emergency no heat | NULL
GP-2023-04166 | 2023-12-22 | 2717 E 28TH AVENUE, Vancouver, BC V5R 1S1 | Gas Permit | Residential | Renovation | Completed | Residential - Re & Re Boiler | Eaton's Heating Ltd
EP-2021-09575 | 2022-01-04 | 138 W 1ST AVENUE #1207, Vancouver, BC V5Y 0H5 | Electrical Permit | Residential | Renovation - Dwelling Unit(s) only | Completed | Installation / Repair - Residential - Repair and move thermostat wire in living room. Move receptacle add arc fault receptacle. New circuit for main bathroom floor heat. Re&re devices and fixtures. Add (2) sconce lights and switches master bedroom. | Hot Electric Inc.
SP-2023-01342 | 2023-07-25 | 1375 BOUNDARY ROAD, Vancouver, BC | Sprinkler Permit | Commercial | Tenant Improvement | Completed | Commercial - adjustment of 7 sprinkler heads due to ceiling elevation changes >BP: Interior alterations to provide tenant improvements for a new Miscellaneous Products Manufacturing - Class B tenant (Prosthetic Limb manufacturing) in this unit at this existing commercial building. *****This application does not include any of the following: 1. Not more than 20 sprinklers (add, relocate, or remove), 2. hydraulic calculations, 3. change in occupancy and /or hazard classification, 4. warehouse storage arrangements, 5. mobile compact storage arrangements, 6. alternative solutions, 7. changes to the sprinkler system supply piping (e.g. valves, mains, cross-mains, branch-lines, etc.), or 8. flexible sprinkler pipe. | Sprinkl-Tech Installations Inc
PP-2023-01228 | 2023-04-12 | 1375 BOUNDARY ROAD, Vancouver, BC | Plumbing Permit | Commercial | Tenant Improvement | Completed | Commercial - Add new kitchen sink, hot water tank, and floor drain. >BP: Interior alterations to provide tenant improvements for a new Miscellaneous Products Manufacturing - Class B tenant (Prosthetic Limb manufacturing) in this unit at this existing commercial building. | Status Mechanical Ltd
EP-2023-03023 | 2023-04-06 | 1375 BOUNDARY ROAD, Vancouver, BC | Electrical Permit | Commercial | Tenant Improvement | Completed | Installation / Repair - Commercial - Install plugs, 10 data lines, lighting & controls, exit sign, add fire alarm device. >Permit Amendment Oct 04, 2023 -Please remove any reference to new fire alarm work required as there was no fire alarm scope on this project *Document(s) uploaded to "Application Documents" tab for Electrical Inspector review. Documents are at pending status at time of permit amendment approval >BP: Interior alterations to provide tenant improvements for a new Miscellaneous Products Manufacturing - Class B tenant (Prosthetic Limb manufacturing) in this unit at this existing commercial building. Architecutral Schedule B provided by Andrew Terrett Structural/ Mechanical/ Plumbing Schedule B provided by Cameron Robinson P.Eng. Mechanical/ Plumbing Schedule B provided by Ralph Cheng P.Eng. Electrical Schedule B provided by Guowei Wang P.Eng. E2 - HVAC - Clean and Balance all Air Systems (per 6.7.2.3.2 of ASHRAE 90.1-2016) | Blueline Electrical Services Ltd
EP-2022-02843 | 2022-04-12 | 3681 E 1ST AVENUE, Vancouver, BC | Electrical Permit | Commercial | Renovation | Completed | Installation / Repair - Commercial - -add extra receptacles and extra data lines | National Electric Company Ltd
EP-2022-04112 | 2022-05-18 | 5594 CAMBIE STREET, Vancouver, BC | Electrical Permit | Commercial | Tenant Improvement | Completed | Installation / Repair - Commercial - Install lighting, lighting controls, receptacles, & HVAC connections. >BP: Interior alterations to provide improvements for a new Financial Institution tenant at this existing Financial Institution (shell) unit 5594 Cambie St on the ground floor of this mixed-use building on this site. OK for Field Review per W.Wong Notes: - This building is not sprinklered. - DBI to determine on site if Schedule B, Structural is required. - Storefront glazing is to remain clear and unobstructed. No translucent or opaque film, artwork, shelving, display case, curtains or similar elements are to be installed on or directly outside or inside of the approved glazing. Separate permit is required for all signage. Letters of Assurance: - Schedule A & B, Architectural, Paul Andrew Stevens, Architect, 778-372-1111. - Schedule B, Mechanical & Plumbing, Christopher Liu, P.Eng, 604-294-8414. - Schedule B, Electrical, Ian Grannary, P.Eng, 604-294-8414. Energy checklist is currently no longer required with your Building Permit application. Some supporting documents are still required at BP stage, specifically Envelope and HVAC, if applicable. Service Water Heating and Lighting supporting documents, if applicable, must be submitted with your related trades permits (e.g. electrical and plumbing). All energy upgrades will be checked during inspections stage. It is the applicant's responsibility to identify and note all required upgrades including energy upgrades on their BP drawings at BP stage. | Blueline Electrical Services Ltd
EP-2022-05866 | 2022-07-13 | 5594 CAMBIE STREET, Vancouver, BC | Electrical Permit | Commercial | Tenant Improvement | Completed | Installation / Repair - Commercial - Low voltage data communication installation / cabling. >BP: Interior alterations to provide improvements for a new Financial Institution tenant at this existing Financial Institution (shell) unit 5594 Cambie St on the ground floor of this mixed-use building on this site. OK for Field Review per W.Wong Notes: - This building is not sprinklered. - DBI to determine on site if Schedule B, Structural is required. - Storefront glazing is to remain clear and unobstructed. No translucent or opaque film, artwork, shelving, display case, curtains or similar elements are to be installed on or directly outside or inside of the approved glazing. Separate permit is required for all signage. Letters of Assurance: - Schedule A & B, Architectural, Paul Andrew Stevens, Architect, 778-372-1111. - Schedule B, Mechanical & Plumbing, Christopher Liu, P.Eng, 604-294-8414. - Schedule B, Electrical, Ian Grannary, P.Eng, 604-294-8414. Energy checklist is currently no longer required with your Building Permit application. Some supporting documents are still required at BP stage, specifically Envelope and HVAC, if applicable. Service Water Heating and Lighting supporting documents, if applicable, must be submitted with your related trades permits (e.g. electrical and plumbing). All energy upgrades will be checked during inspections stage. It is the applicant's responsibility to identify and note all required upgrades including energy upgrades on their BP drawings at BP stage. | Centre Electric Ltd
EP-2022-05923 | 2022-07-14 | 5594 CAMBIE STREET, Vancouver, BC | Electrical Permit | Commercial | Addition | Completed | Installation / Repair - Commercial - Installation of security alarm & CCTV systems >BP: Interior alterations to provide improvements for a new Financial Institution tenant at this existing Financial Institution (shell) unit 5594 Cambie St on the ground floor of this mixed-use building on this site. OK for Field Review per W.Wong Notes: - This building is not sprinklered. - DBI to determine on site if Schedule B, Structural is required. - Storefront glazing is to remain clear and unobstructed. No translucent or opaque film, artwork, shelving, display case, curtains or similar elements are to be installed on or directly outside or inside of the approved glazing. Separate permit is required for all signage. Letters of Assurance: - Schedule A & B, Architectural, Paul Andrew Stevens, Architect, 778-372-1111. - Schedule B, Mechanical & Plumbing, Christopher Liu, P.Eng, 604-294-8414. - Schedule B, Electrical, Ian Grannary, P.Eng, 604-294-8414. Energy checklist is currently no longer required with your Building Permit application. Some supporting documents are still required at BP stage, specifically Envelope and HVAC, if applicable. Service Water Heating and Lighting supporting documents, if applicable, must be submitted with your related trades permits (e.g. electrical and plumbing). All energy upgrades will be checked during inspections stage. It is the applicant's responsibility to identify and note all required upgrades including energy upgrades on their BP drawings at BP stage. | Chubb Fire & Security Canada Corp
PP-2022-02132 | 2022-06-20 | 5594 CAMBIE STREET, Vancouver, BC | Plumbing Permit | Commercial | Tenant Improvement | Completed | Commercial - To supply condensate, drain line To supply all under slab plumbing To supply all above slab water and drain lines complete with pipe insulation on water lines To supply hot water tank complete with seismic on tank To supply plumbing fixtures as noted on drawings Interior alterations to provide improvements for a new Financial Institution tenant at this existing Financial Institution (shell) unit 5594 Cambie St on the ground floor of this mixed-use building on this site. | Ange's Plumbing Ltd
EP-2023-02787 | 2023-03-31 | 898 E GEORGIA STREET, Vancouver, BC | Electrical Permit | Commercial | Renovation | Cancelled | Installation / Repair - Commercial - BUILDING ON FIRE WATCH. Replacing faulty fire alarm panel, no wiring. Replacing faulty fire alarm panel with new fire alarm panel, new control unit is compatible with all the existing devices incorporated in the existing FAS. We are not altering the existing wiring or outlet boxes, this is considered a straight replacement of the electrical equipment. | AG Electric and Alarm Monitoring Co Ltd
EP-2023-05724 | 2023-07-13 | 3478 PORTER STREET, Vancouver, BC V5N 5W4 | Electrical Permit | Commercial | Addition | Completed | Installation / Repair - Commercial - Installation of Electric Vehicle Charging Infrastructure. Supply and install (1) 100A 120/208V Disconnect in the main electrical room fed from the tap box. Supply and install (1) 100A 7 JAW Meter base for BC Hydro metering. Supply and install (1) 100A 120/208V 3PH 42 cct panel in the electrical room with (5) 2P 40A breakers. Supply and install 80' of 2" EMT Conduit "Main trunks" down the parking lanes. Provide (5) 40A Branch Circuits for EV Charging. Supply and install (3) SWTCH Lite-on networked chargers. Bonding of the new panel and chargers. New sub service, Dedicated EV panel, (120/208V 100A, 3P4W). | TDR Electric Inc
MP-2022-00701 | 2023-01-11 | 3478 PORTER STREET, Vancouver, BC V5N 5W4 | Mechanical Permit | NULL | NULL | Completed | NULL | Milani Electric Limited
EP-2022-10531 | 2022-12-15 | 3478 PORTER STREET, Vancouver, BC V5N 5W4 | Electrical Permit | Residential | Renovation | Completed | Installation / Repair - Residential - Electrical supply for Dsplit MP-2022-00701 | Milani Electric Limited
PP-2022-04422 | 2022-12-13 | 101 W CORDOVA STREET, Vancouver, BC V6B 1E1 | Plumbing Permit | Commercial | Tenant Improvement | Completed | Commercial - Adding (1) Commercial glass washer in bar of restaurant. Connecting to drain below, and existing vent above. *NOTE: Any structural work may require a building permit | Daryl-Evans Mechanical Services Ltd
SP-2023-01490 | 2023-08-15 | 199 WATER STREET, Vancouver, BC | Sprinkler Permit | Commercial | Tenant Improvement | Completed | Commercial - Adjust sprinklers to suit new space >BP: To alter this Municipally Designated Heritage "B" commercial building on this site as per condition below: 1. Rehabilitation of the building by way of interior alterations to the ground level from Restaurant Class 1 to Retail Limited Food Service. The alteration described under item no. 1, authorized by the Building Permit Number BP-2023-01955, including conditions and plans forming part thereof, are approved under the Heritage By-law and this Building Permit also constitutes a Heritage Alteration Permit. Furthermore, Heritage staff have the following Conditions of Approval: 1. All conservation work should be done in accordance with approved Architectural Drawings, which is made part of this permit application. New Tenant: Lee's Donuts *****This application does not include any of the following: 1. Not more than 20 sprinklers (add, relocate, or remove), 2. hydraulic calculations, 3. change in occupancy and /or hazard classification, 4. warehouse storage arrangements, 5. mobile compact storage arrangements, 6. alternative solutions, 7. changes to the sprinkler system supply piping (e.g. valves, mains, cross-mains, branch-lines, etc.), or 8. flexible sprinkler pipe. | Titan Fire Protection Ltd
PP-2023-02852 | 2023-08-28 | 199 WATER STREET, Vancouver, BC | Plumbing Permit | Commercial | Tenant Improvement | Completed | Commercial - plumbing for: >BP: To alter this Municipally Designated Heritage "B" commercial building on this site as per condition below: 1. Rehabilitation of the building by way of interior alterations to the ground level from Restaurant Class 1 to Retail Limited Food Service. The alteration described under item no. 1, authorized by the Building Permit Number BP-2023-01955, including conditions and plans forming part thereof, are approved under the Heritage By-law and this Building Permit also constitutes a Heritage Alteration Permit. Furthermore, Heritage staff have the following Conditions of Approval: 1. All conservation work should be done in accordance with approved Architectural Drawings, which is made part of this permit application. New Tenant: Lee's Donuts Ok for field review per J. Zhang - June 6, 2023 Notes: - Schedule B, Architectural, Travis Hanks, 778-837-6744 - DBI to determine on site if structural schedule B is required. - DBI to determine on site if seismic letter is required for shelving/racking over 6ft. - This building is sprinklered. A separate permit is required for all related work. - Storefront glazing is to remain clear and unobstructed. No translucent or opaque film, artwork, shelving, display case, curtains or similar elements are to be installed on or directly outside or inside of the approved glazing. Separate permit is required for all signage. - Class 5 Cooking (No Hood): 1. Class 5 Cooking Operations (No Hood). 2. Appliances are less than or equal to 6 kW (Cooking procedures producing significant grease laden vapours, or significant heat or steam are not permitted). >>>>>>>>AMEND: Sept. 5th -1 hand sink 1 RPBA backflow 1 hub drain | Hermco Mechanical Ltd
EP-2023-07475 | 2023-08-16 | 199 WATER STREET, Vancouver, BC | Electrical Permit | Commercial | Renovation | Completed | Installation / Repair - Commercial - New light fixture layout installation, install new receptacles for service area and new data lines. BP: To alter this Municipally Designated Heritage "B" commercial building on this site as per condition below: 1. Rehabilitation of the building by way of interior alterations to the ground level from Restaurant Class 1 to Retail Limited Food Service. The alteration described under item no. 1, authorized by the Building Permit Number BP-2023-01955, including conditions and plans forming part thereof, are approved under the Heritage By-law and this Building Permit also constitutes a Heritage Alteration Permit. | FOS Electric Systems Ltd
EP-2022-04551 | 2022-06-01 | 1054 ALBERNI STREET, Vancouver, BC | Electrical Permit | Commercial | Renovation | Completed | Installation / Repair - Commercial - We are replacing existing track lighting on the entrance patio with six sconces hung off a new trellis | IHM Mechanical Ltd
EP-2022-06482 | NULL | 1054 ALBERNI STREET, Vancouver, BC | Electrical Permit | Commercial | Tenant Improvement | Application Incomplete | Installation / Repair - Commercial - Replace light fixtures in lounge area | Lux Electric Group Ltd
NULL | NULL | 1132 ALBERNI STREET, Vancouver, BC | Plumbing Permit | Commercial | Renovation | Withdrawn | Commercial - Remove backflow preventer from 1132 Alberni Street (A Thinking Ape). The tenant moved out this backflow is no longer is use. | National Hydronics Ltd
EP-2023-07425 | 2023-09-18 | 1132 ALBERNI STREET, Vancouver, BC | Electrical Permit | Commercial | Renovation | Issued | Installation / Repair - Commercial - Installation of new electrical distribution (800A CT, 13 Jaw meter base, 3P 800A fused disconnect, 750kVA transformer, 2500A Splitter, 600A & 400A panels, c/w cabling) and make various mechanical equipment connections. No lighting work. >BP: To perform interior alterations and change of use/major occupancy from Office to Restaurant Class 1 on the 2nd floor, in this existing mixed use building (Residential/Commercial) built in 1998 on this site. This will be a shell space and separate permit is required for tenant improvement. Scope of work involves installing exhaust fan for class 1 cooking. Note: 1.0. Application is reviewed under VBBL 2019. 2.0. Upgrade triggers are F2, S3, N3 and A3 per Part 11. 3.0. Letter with regard to N3 upgrade trigger is to be provided before the final occupancy of the permit. | Leading Edge Electric Inc
PP-2023-02940 | 2023-08-21 | 1132 ALBERNI STREET, Vancouver, BC | Plumbing Permit | Commercial | Tenant Improvement | Issued | Commercial - Installation of a Grease Interceptor and an inside sani sump. *Separate permit is required for tenant improvement, In order to have an in-series interceptor considered, engineering firms should submit an application to the Sewage Control Manager (Environmental)* >BP: To perform interior alterations and change of use/major occupancy from Office to Restaurant Class 1 on the 2nd floor, in this existing mixed use building (Residential/Commercial) built in 1998 on this site. This will be a shell space and separate permit is required for tenant improvement. Scope of work involves installing exhaust fan for class 1 cooking. Note: 1.0. Application is reviewed under VBBL 2019. 2.0. Upgrade triggers are F2, S3, N3 and A3 per Part 11. 3.0. Letter with regard to N3 upgrade trigger is to be provided before the final occupancy of the permit. | DAVIDSON BROS MECHANICAL CONTRACTORS
SP-2023-00595 | 2023-04-13 | 1150 ALBERNI STREET, Vancouver, BC | Sprinkler Permit | Commercial | Renovation - Dwelling Unit(s) only | Completed | Commercial - Fire sprinkler >BP: 1150 Alberni Street Interior demolition of all interior partition walls create a shell space in this existing Restaurant Class-1 in this existing commercial building on the site. Revision #1: Change of Applicant/Contractor from Altek Construction Ltd to Manta Dhaliwal DBA: Reliance World Wall & Ceiling Ltd. March 1, 2023 (EV) | NewTech Fire Protection Ltd
EP-2023-01890 | 2023-03-07 | 1150 ALBERNI STREET, Vancouver, BC | Electrical Permit | Commercial | Tenant Improvement | Completed | Installation / Repair - Commercial - Demo, remove and make safe -Remove all low voltage wiring, receptacles, light fixtures back to electrical panel and make safe >BP: Interior demolition of all interior partition walls create a shell space in this existing Restaurant Class-1 in this existing commercial building on the site. Revision #1: Change of Applicant/Contractor from Altek Construction Ltd to Manta Dhaliwal DBA: Reliance World Wall & Ceiling Ltd. March 1, 2023 (EV) Separate permit(s) and ASHRAE checklist will be required for future tenant improvements. OK for Field Review per K. Vogt, January 13, 2022 | Marcel Electric Inc
PP-2022-02966 | 2022-08-25 | 519 ABBOTT STREET, Vancouver, BC V6B 0J9 | Plumbing Permit | Commercial | Tenant Improvement | Completed | Commercial - DELETE 3 HAND SINK ADD 2 HAIR WASH SINK, MOP SINK, 2 HAND SINK INTERIOR ALTERATIONS >DB: 519 Abbott St Interior alterations and a change of use from similar to Beauty and Wellness to Beauty Salon to provide improvements for a new tenant at 519 Abbott St on the ground floor of this commercial building on this site. Permit amended to rough in only. See pp-2022-04497 for finishing. | Ezaid Plumbing and Heating Ltd
EP-2022-07285 | 2022-08-30 | 519 ABBOTT STREET, Vancouver, BC V6B 0J9 | Electrical Permit | Commercial | Tenant Improvement | Completed | Installation / Repair - Commercial - Hair salon wiring. Replace light fixtures. Provide power for the hair salon equipment such as cutter, hair dryer etc. >BP: Interior alterations and a change of use from similar to Beauty and Wellness to Beauty Salon to provide improvements for a new tenant at 519 Abbott St on the ground floor of this commercial building on this site. OK for DB per S.Dugaro OK for Field Review per W.Wong July 8, 2022 Letters of assurance submitted: Sch A/B (Plumb): Alex P.L. Lee, P.Eng., 604.324.8763 Sch B (Elect): Guowei Wang, P.Eng., 604.626.2930 Notes: 1. This building is sprinklered. 2. Energy upgrade triggers: Lighting - Meet the interior lighting power allowance by the Building Area Method of the suite (per 9.5 of ASHRAE 90.1-2016) | JDM ELECTRICAL LTD
EP-2022-10618 | 2022-12-20 | 519 ABBOTT STREET, Vancouver, BC V6B 0J9 | Electrical Permit | Commercial | Tenant Improvement | Completed | Installation / Repair - Commercial - TO CONTINUE WORK STARTED BY OTHERS (EP-2022-07285) Adding electrical outlets on the wall and add new lighting fixtures only >BP: Interior alterations and a change of use from similar to Beauty and Wellness to Beauty Salon to provide improvements for a new tenant at 519 Abbott St on the ground floor of this commercial building on this site. OK for DB per S.Dugaro OK for Field Review per W.Wong July 8, 2022 Letters of assurance submitted: Sch A/B (Plumb): Alex P.L. Lee, P.Eng., 604.324.8763 Sch B (Elect): Guowei Wang, P.Eng., 604.626.2930 Notes: 1. This building is sprinklered. 2. Energy upgrade triggers: Lighting - Meet the interior lighting power allowance by the Building Area Method of the suite (per 9.5 of ASHRAE 90.1-2016) | Bright On Electric Ltd
PP-2022-04497 | 2022-12-16 | 519 ABBOTT STREET, Vancouver, BC V6B 0J9 | Plumbing Permit | Commercial | Tenant Improvement | Completed | Commercial - New fixtures are to be installed in a new hair salon Interior alterations and a change of use from similar to Beauty and Wellness to Beauty Salon to provide improvements for a new tenant at 519 Abbott St on the ground floor of this commercial building on this site. **Amend 12/19/2022** Taking over PP-2022-04497 | Koo Choong Chung
EP-2022-06816 | 2022-08-15 | 1233 VENABLES STREET, Vancouver, BC | Electrical Permit | Commercial | NULL | Expired | Annual / Operating - Annual Electrical Operating Permit -Renewal of EP-2021-05609 -Valid: July 25, 2022 - July 24, 2023 | Action Electric Ltd
EP-2023-06249 | 2023-07-12 | 1233 VENABLES STREET, Vancouver, BC | Electrical Permit | Commercial | NULL | Issued | Annual / Operating - Annual Electrical Operating Permit Renewal of EP-2022-06816 Valid: Jul 25, 2023 to Jul 24, 2024 | Action Electric Ltd
EP-2022-09311 | 2022-11-02 | 1590 COAL HARBOUR QUAY, Vancouver, BC | Electrical Permit | Commercial | Addition | Completed | Installation / Repair - Commercial - Install Sub panel, Oven, relocate appliances, HRV | Prowatt Electric Inc
EP-2022-07448 | 2022-09-07 | 1615 ROBSON STREET, Vancouver, BC V6G 1C8 | Electrical Permit | Commercial | Tenant Improvement | Completed | Installation / Repair - Commercial - extension of an existing branch circuit wiring for class 2 power supply (CF-2022-005115) >BP: Interior alterations to provide improvements to this existing Restaurant Class -1 of this existing building on this site. Related to CF-2022-005115 Notes: - Energy Upgrade: E2 - Lightning - Upgrade to incorporate Scheduled Shutoff (per 9.4.1.1.(i) of ASHRAE 90.1-2016) - The building is sprinklered | Tech Futures Interactive Inc
EP-2022-07609 | 2022-09-16 | 1615 ROBSON STREET, Vancouver, BC V6G 1C8 | Electrical Permit | Commercial | Renovation | Completed | Installation / Repair - Commercial - Replace existing light fixtures with new. Replace outlets with new. Remove and reinstall coffee bar equipment >BP: Interior alterations to provide improvements to this existing Restaurant Class -1 of this existing building on this site. Related to CF-2022-005115 Notes: - Energy Upgrade: E2 - Lightning - Upgrade to incorporate Scheduled Shutoff (per 9.4.1.1.(i) of ASHRAE 90.1-2016) - The building is sprinklered | Centre Electric Ltd
EP-2022-04897 | 2022-06-20 | 1675 ROBSON STREET, Vancouver, BC V6G 1C8 | Electrical Permit | Commercial | NULL | Expired | Annual / Operating - General electrical work applicable to food retail stores. Valid May 13, 2022 to May 12, 2023 Expired EP-2021-06876 | Mak Systems Inc
EP-2023-03480 | 2023-04-21 | 1675 ROBSON STREET, Vancouver, BC V6G 1C8 | Electrical Permit | Commercial | NULL | Issued | Annual / Operating - ANNUAL OPERATING PERMIT General electrical work applicable to food retail stores. - Renewal of EP-2022-04897 - Valid: April 13, 2023- April 12, 2024 | Mak Systems Inc
EP-2022-03346 | 2022-05-02 | 1325 ROLSTON STREET #1207, Vancouver, BC V6B 0M2 | Electrical Permit | Residential | Renovation - Dwelling Unit(s) only | Issued | Installation / Repair - Residential - UNIT 1207 Remove all light fixtures. Disconnected all circuits in the electrical panel. Replace (1) 100 Amp electrical panel with required breakers. 100 Amp 120V/240V - multi-unit building | Novawest Electrical Services Ltd
EP-2023-10758 | 2023-12-11 | 8250 FRASER STREET, Vancouver, BC | Electrical Permit | Commercial | Tenant Improvement | Stop Work | Installation / Repair - Commercial - Install new 400 amp panel A and 125amp panel SA. Office and retail space upgrade for offices and show room. Warehouse space emergency lighting and power for receiving office. No affect to the existing service. >BP: Interior alterations only to upgrade the existing fire separation between the existing tenants, and to demolish non structural partitions and to provide a new steel racking system to 8 feet in height in the existing warehouse space for a new Storage Warehouse use with ancillary Office and Retail at 8250 Fraser Street at this existing Industrial Building. Tenant: Nella Cutlery Group DBA: Nella Equipment LTD REVISION#1: To provide for the demolition of existing office partitions, and to provide five (5) new Office Rooms at the north portion, which includes the retention of the existing Washrooms, Storage Rooms, and Staff Counter at this existing Administration Area, as indicated on the revised Architectural and Structural Drawings, as submitted by Design Professional Chad Mooney from KC Mooney Architect AIBC. Increase in project cost to $80,000 (from $50,000). September 20, 2023 (HC/EV) OK for Direct To Inspections processing as per Howie Chow, August 18, 2023. | Livewire Energy Services Ltd.
EP-2022-01858 | 2022-03-08 | 8566 FRASER STREET, Vancouver, BC | Electrical Permit | Commercial | Renovation | Issued | Installation / Repair - Commercial - Installation of an alarm monitoring system | Arpel Security & Monitoring Ltd
EP-2022-03413 | 2022-04-28 | 8592 FRASER STREET, Vancouver, BC | Electrical Permit | Commercial | Addition | Issued | Installation / Repair - Commercial - Installation of an alarm system | Arpel Security & Monitoring Ltd
GP-2023-00389 | 2023-02-02 | 1990 GARDEN DRIVE, Vancouver, BC | Gas Permit | Residential | Renovation | Completed | Residential - furnace re/re | Ashton Service Group/Ashton Mechanical Ltd.
EP-2023-08238 | 2023-09-12 | 1510 W 70TH AVENUE, Vancouver, BC | Electrical Permit | Commercial | Renovation | Completed | Installation / Repair - Commercial - Adding 2 receptacles, install power supply for message chair >Permit Amendment Nov 02, 2023 -"Safety check and replacement of the Emergency and Exit Signs" >BP: Interior alterations to change the use to a Beauty and Wellness Center in this unit in this existing commercial building. Tenant: Hers Beauty Not sprinklered | Vanflow Electrical Ltd
PP-2023-03336 | 2023-09-25 | 1510 W 70TH AVENUE, Vancouver, BC | Plumbing Permit | Commercial | Tenant Improvement | Completed | Commercial - Installing undar slab piping and doing waterline . >BP: Interior alterations to change the use to a Beauty and Wellness Center in this unit in this existing commercial building. | G S K Mechanical Ltd
EP-2024-00272 | 2024-01-18 | 8718 GRANVILLE STREET, Vancouver, BC | Electrical Permit | Commercial | Tenant Improvement | Completed | Installation / Repair - Commercial - Check out the space to make sure that it is electrically safe for BC Hydro to re-install a BC Hydro meter as the space has been vacant for many years. Space has been checked and safe to energize. BC Hydro meter install as BC Hydro removed the meter a few years ago. Service is all existing and already installed re install meter only. | Mott Electric General Partnership
NULL | NULL | 1480 W 71ST AVENUE, Vancouver, BC V6P 3B8 | Gas Permit | Residential | Renovation | Withdrawn | Residential - Commercial Tank | Drips & Drains Plumbing and Heating Ltd
GP-2023-00957 | NULL | 1480 W 71ST AVENUE, Vancouver, BC V6P 3B8 | Gas Permit | Commercial | Renovation | Withdrawn | Commercial - Installation of 3 navien tankless water heaters supplying for domestic hot water | Drips & Drains Plumbing and Heating Ltd
EP-2022-07984 | 2022-10-19 | 1301 ROBSON STREET, Vancouver, BC V6E 1C6 | Electrical Permit | Commercial | Tenant Improvement | Issued | Installation / Repair - Commercial - Modification of existing fire alarm system as per Bulletin 2018-004-BU/EL Option #3 triggered by the automatic elevator recall as follows: ·Existing fire alarm panel is a Simplex 4100 located in the main lobby. Existing fire alarm system is a single stage addressable system. Existing fire alarm panel will be replaced with a new Notifier NFS-3030. Replacement of existing addressable fire alarm devices with new as per drawings. ·Provide new addressable relays as per sequence of operation for B44 upgrade ·Provide 60x new addressable smoke detectors, 55x addressable heat detectors, 55x addressable pull stations ·Provide 18x new fire phones in existing enclosures ·Provide 12x relays for damper control and smoke control sequence·Provide additional relays to maintain security door interlocks ·Provide power & conduit for new lobby station ·Provide new #6 ground from the electrical rm to the machine rm ·Provide GFCI recepts in the elevator pit & elevator machine rm ·Provide new LED fixtures c/w cages in the elevator pit & elevator machine rm ·Provide 2x new 100 amp disconnects c/w time delay fuses ·Provide 2x new 30 amp disconnects for cab lights ·Verification of the FAS in conformance with CAN/ULC S537 | Action Electric Ltd
GP-2023-04153 | 2023-12-21 | 3340 FIR STREET, Vancouver, BC | Gas Permit | Residential | Renovation | Completed | Residential - RE&RE furnace | Milani Plumbing Heating & Air Conditioning Ltd
GP-2024-00146 | 2024-01-18 | 2840 FRASER STREET, Vancouver, BC | Gas Permit | Residential | Addition | Completed | Residential - re and re gas range | Christopher Sterling
PP-2022-00058 | 2022-01-11 | 7972 GRANVILLE STREET, Vancouver, BC | Plumbing Permit | Residential | Renovation - Dwelling Unit(s) only | Expired | Residential - restoration related works with plumbing changes | M V P Plumbing & Heating Gas Ltd
GP-2022-00065 | 2022-01-11 | 7972 GRANVILLE STREET, Vancouver, BC | Gas Permit | Residential | Renovation - Dwelling Unit(s) only | Expired | Residential - restoration related work - furnace replacement | M V P Plumbing & Heating Gas Ltd
GP-2023-04070 | 2023-12-18 | 7972 GRANVILLE STREET, Vancouver, BC | Gas Permit | Residential | Renovation | Issued | Residential - Extending the gas pipe and installing new appliance >BP: #2 - 7972 Granville Street Interior alterations to provide fire damage repair to unit #2 - 7972 Granville Street on the second floor of this existing mixed use building on this site. Revision#1: Change of Applicant from Rudy Lelievre DBA: Belfor Property Restoration to Robert Chen and change of Contractor from Belfor (Canada) Inc to Renaissance Developments Corp. March 14, 2023 (EV) | Lionsbay Plumbing & Heating Inc.
PP-2023-04146 | 2023-12-05 | 7972 GRANVILLE STREET, Vancouver, BC | Plumbing Permit | Commercial | Renovation | Issued | Commercial - TO CONTINUE WORK STARTED BY PREVIOUS - PP-2022-00058 We are fixing the plumbing pipes and installing new plumbing fixtures. >BP: #2 - 7972 Granville Street Interior alterations to provide fire damage repair to unit #2 - 7972 Granville Street on the second floor of this existing mixed use building on this site. Revision#1: Change of Applicant from Rudy Lelievre DBA: Belfor Property Restoration to Robert Chen and change of Contractor from Belfor (Canada) Inc to Renaissance Developments Corp. March 14, 2023 (EV) | Lionsbay Plumbing & Heating Inc.
EP-2023-11248 | 2023-12-21 | 7972 GRANVILLE STREET, Vancouver, BC | Electrical Permit | Commercial | Renovation - Dwelling Unit(s) only | Issued | Installation / Repair - Commercial - Interior Alterations to provide fire damage repair to #2 - 7972 Granville St. on the second floor. Scope of work: Replace all electrical wiring, switches, receptacles, lights and panelboard. The previous electrical permit EP-2023-03981 expired, so had to apply again. >BP: Interior alterations to provide fire damage repair to unit #2 - 7972 Granville Street on the second floor of this existing mixed use building on this site. Revision#1: Change of Applicant from Rudy Lelievre DBA: Belfor Property Restoration to Robert Chen and change of Contractor from Belfor (Canada) Inc to Renaissance Developments Corp. March 14, 2023 (EV) OK for field review per W.Wong, March 13, 2017. Update OK as per H.Hartwell - Jan.30.2020 Note: No energy trigger required Fire Damage DBI to determine on Site if Additional Structural Sign off is Required Prior to Completion of Permit This permit has been Reviewed and Issued under the 2014 VBBL | Oscar Electric Ltd
EP-2023-03981 | 2023-05-08 | 7972 GRANVILLE STREET, Vancouver, BC | Electrical Permit | Commercial | Renovation - Dwelling Unit(s) only | Expired | Installation / Repair - Commercial - Interior Alterations to provide fire damage repair to #2 - 7972 Granville St. on the second floor. Replace wiring in unit #2 and replace electrical panel in unit #2. >BP: Interior alterations to provide fire damage repair to unit #2 - 7972 Granville Street on the second floor of this existing mixed use building on this site. Revision#1: Change of Applicant from Rudy Lelievre DBA: Belfor Property Restoration to Robert Chen and change of Contractor from Belfor (Canada) Inc to Renaissance Developments Corp. March 14, 2023 (EV) OK for field review per W.Wong, March 13, 2017. Update OK as per H.Hartwell - Jan.30.2020 Note: No energy trigger required Fire Damage DBI to determine on Site if Additional Structural Sign off is Required Prior to Completion of Permit This permit has been Reviewed and Issued under the 2014 VBBL | Oscar Electric Ltd
EP-2023-06668 | 2023-07-24 | 8118 GRANVILLE STREET, Vancouver, BC | Electrical Permit | Commercial | NULL | Issued | Annual / Operating - ANNUAL OPERATING PERMIT Applying for the operating permit to allow us to carry out electrical maintenance in the building. RENEWAL OF EP-2022-06650 VALID: JUL 25, 2023 - JUL 24, 2024 | Sparky Electric Inc
EP-2022-06650 | 2022-08-09 | 8118 GRANVILLE STREET, Vancouver, BC | Electrical Permit | Commercial | NULL | Expired | Annual / Operating - ANNUAL OPERATING PERMIT Applying for the operating permit to allow us to carry out electrical maintenance in the building. VALID: JUL 25, 2022 - JUL 24, 2023 EXPIRED: EP-2021-06495 | Sparky Electric Inc
NULL | NULL | 8138 GRANVILLE STREET, Vancouver, BC | Electrical Permit | Commercial | Renovation | Draft | Installation / Repair - Commercial - New Store for Grocer Lights, Plugs, Wiring for Wifi and Cameras | Pacific Star Electric Inc
EP-2023-06043 | 2023-07-21 | 8138 GRANVILLE STREET, Vancouver, BC | Electrical Permit | Commercial | Tenant Improvement | Completed | Installation / Repair - Commercial - Renovation of existing space including Hospital grade wiring for receptacles in 9 treatment rooms. Changes to existing lighting including install of LED wafer lights, 2x2 lights, wall lights and occupancy sensors Section 24 applies. >BP: Interior alterations to change the use from Retail to Health Care Office in this unit on the ground floor of this existing commercial building. Notes: 1. Sprinkler Contractor: Fairlane Fire Prevention, contactor: Larry Brisbois. | Adanac Electric Ltd
EP-2023-05276 | NULL | 8138 GRANVILLE STREET, Vancouver, BC | Electrical Permit | Commercial | Renovation | Withdrawn | Installation / Repair - Commercial - Add Some hospital grade receptecles and change lights >BP: Interior alterations to change the use from Retail to Health Care Office in this unit on the ground floor of this existing commercial building. Notes: 1. Sprinkler Contractor: Fairlane Fire Prevention, contactor: Larry Brisbois. | I WILL ELECTRIC LTD
PP-2023-01959 | 2023-08-01 | 8138 GRANVILLE STREET, Vancouver, BC | Plumbing Permit | Commercial | Renovation | Completed | Commercial - 8 of hand sink relocation as trap arm or venting alteration for treatment room. 2 of lavatory relocation as trap arm or venting alteration for existing washroom 1 of clot washer relocation as trap arm or venting alteration 2 of hand sink added >DB: Interior alterations to change the use from Retail to Health Care Office in this unit on the ground floor of this existing commercial building. | Ezaid Plumbing and Heating Ltd
PP-2023-03647 | 2023-10-26 | 1156 HORNBY STREET, Vancouver, BC | Plumbing Permit | Commercial | Renovation | Issued | Commercial - SUITE #1156 - Complete install of DWV and domestic hot and cold water lines to accomidate new fixture locations for new imaging lab connecting to existing base building services. One staff kitchen and washroom to remain. Make use of secondary washroom to add a mop sink and washing machine outlet box. >BP: #1156 - 1190 Hornby St Interior alterations to accommodate new medical imaging centre in the ground floor unit (#1156) of this existing commercial building. Scope of work will include interior layout changes to construct five ultrasound rooms and two x-ray rooms, a new universal washroom, new mechanical and electrical services and minor exterior modification (air handling unit on exterior wall). | Mainland Plumbing & Heating
PP-2023-02186 | 2023-06-29 | 3213 FRASER STREET, Vancouver, BC | Plumbing Permit | Commercial | Tenant Improvement | Completed | Commercial - ? We shall provide for necessary demo work removal of debris by others. ? To provide under slab plumbing work for plumbing ? To provide for all above slab plumbing work vent and water lines ? Plumbing work on second floor ? To supply condensate, drain lines. ? Supply and install plumbing fixtures as per speck. ? Supply and install water entry complete with water meters. ? Supply and install exhaust for hot water tanks. ? Supply and install sump and pump in parking garage. >BP: To perform interior and exterior alterations to this existing three storey mixed use building and to change the occupancy of the entire ground (2nd) floor from office (D) to Social Service Center (A2) to change the occupancy of approximately half of the parking garage (1st floor) from parking (F3) to subsidiary storage for the Social Service Centre (A2) this existing mixed-use building. Scope of work includes sprinklering the 1st and 2nd floors to NFPA13, 3rd floor to remain unsprinklered. Nov 8/2023-AMEND Provided Mechanical Field Review | Ange's Plumbing Ltd
PP-2023-02306 | 2023-06-28 | 1399 FOUNTAIN WAY COURT, Vancouver, BC | Plumbing Permit | Commercial | Tenant Improvement | Completed | Commercial - Original Sinks were not plumbed to code. Plumbing for (2) new hand sinks and (1) laundry machine >BP: #1 - 1399 Fountain Way Court Interior alterations provide improvements for beauty and wellness tenant in this existing commercial/residential building Scope of work: remove existing raised SPA area, relocate esthetic room door. | Calley Mechanical Ltd
EP-2022-00661 | 2022-01-28 | 833 GRANVILLE STREET, Vancouver, BC | Electrical Permit | Commercial | Renovation | Completed | Installation / Repair - Commercial - Extra low-voltage (HVAC) >BP: Interior and exterior alterations and a minor renovation to this existing shell restaurant space at the main floor + basement suite of this 2 storey + basement existing building, for a new main floor restaurant tenant having ancillary storage/cooler/freezer area at the basement floor level. The proposed occupant load = 50. (NOTED: 2nd floor is separate retail CRU suite). The 2019 VBBL applies to this application which has been reviewed during the Covid-19 pandemic. | Control Solutions Ltd
EP-2022-00685 | 2022-02-01 | 833 GRANVILLE STREET, Vancouver, BC | Electrical Permit | Commercial | Tenant Improvement | Completed | Installation / Repair - Commercial - Alarm Security System and CCTV >BP: Interior and exterior alterations and a minor renovation to this existing shell restaurant space at the main floor + basement suite of this 2 storey + basement existing building, for a new main floor restaurant tenant having ancillary storage/cooler/freezer area at the basement floor level. The proposed occupant load = 50. (NOTED: 2nd floor is separate retail CRU suite). The 2019 VBBL applies to this application which has been reviewed during the Covid-19 pandemic. | Alarm Max Security Inc
EP-2022-02053 | 2022-03-15 | 848 GRANVILLE STREET, Vancouver, BC | Electrical Permit | Commercial | Addition | Completed | Installation / Repair - Commercial - Add wiring for Hot water tank | Gregg Electric Ltd
SP-2023-00629 | 2023-04-12 | 848 GRANVILLE STREET, Vancouver, BC | Sprinkler Permit | Commercial | Tenant Improvement | Completed | Commercial - Sprinkler head adds and deletes >DB: Exterior and interior alterations to combine retail stores 848 Granville St and 850 Granville St on the ground level of this commercial building on this site. Exterior work to close off one entrance. *****This application does not include any of the following: 1. Not more than 20 sprinklers (add, relocate, or remove), 2. hydraulic calculations, 3. change in occupancy and /or hazard classification, 4. warehouse storage arrangements, 5. mobile compact storage arrangements, 6. alternative solutions, 7. changes to the sprinkler system supply piping (e.g. valves, mains, cross-mains, branch-lines, etc.), or 8. flexible sprinkler pipe. | Troy Life & Fire Safety Limited Protection Incendia Troyu Ltee
EP-2023-02002 | 2023-03-08 | 848 GRANVILLE STREET, Vancouver, BC | Electrical Permit | Commercial | Tenant Improvement | Completed | Installation / Repair - Commercial - Adding bells for fire alarm, installing new lights, running cat6 for data cable and telephone, installing fire alarm devices. * Hazardous Materials assessment checked, May 12 RMN >BP: Exterior and interior alterations to combine retail stores 848 Granville St and 850 Granville St on the ground level of this commercial building on this site. Exterior work to close off one entrance. OK for DB per E.Sabadlan OK for Field Review per W.Wong Letter of assurance provided by: Schedule A & D & B (Architectural): Babak Eslahjou, 416-343-0400 Schedule B (Structural): Kosta Marcakis, P.Eng, Struct. Eng., 604-254-0868 Schedule B (Electrical): Estella Lai Mun Chan, P.Eng, 604-292-8414 Schedule B (Mechanical & Plumbing): Christopher Liu, 60- 294-8414 | Numode Electric Ltd
PP-2023-00841 | 2023-03-14 | 848 GRANVILLE STREET, Vancouver, BC | Plumbing Permit | Commercial | Tenant Improvement | Completed | Commercial - Delete 2 Fixtures (WC&Lav), Install Lavatory Carrier existing Lavatory Sink lower level, replace toilet, Add new Kitchen Sink Upper level, add condensate piping (4) HP's installed by HVAC and Permitted by HVAC >BP: Exterior and interior alterations to combine retail stores 848 Granville St and 850 Granville St on the ground level of this commercial building on this site. Exterior work to close off one entrance. | Armacom Plumbing & Heating Ltd
SP-2023-02001 | NULL | 848 GRANVILLE STREET, Vancouver, BC | Sprinkler Permit | Commercial | Tenant Improvement | Applicant Revisions | Commercial - Modify existing sprinkler system to suit new tenant improvement >BP: Exterior and interior alterations to combine retail stores 848 Granville St and 850 Granville St on the ground level of this commercial building on this site. Exterior work to close off one entrance. | Troy Life & Fire Safety Limited Protection Incendia Troyu Ltee
PP-2023-03408 | 2023-09-26 | 1095 MAINLAND STREET, Vancouver, BC | Plumbing Permit | Commercial | Addition | Completed | Commercial - Supply and install (1) Backflow device serving new glasswasher installation in loft bar. | Daryl-Evans Mechanical Services Ltd
PP-2023-00668 | 2023-02-28 | 338 HELMCKEN STREET, Vancouver, BC | Plumbing Permit | Commercial | Tenant Improvement | Completed | Commercial - New analog coffee going into space 30 GPM GI: 2-comp 15 GPM GI: DW >BP: Minor renovation Interior alterations of the existing Restaurant Class 1 on the first storey of this existing 5-storey commercial building for a new tenant. Scope of work is to reconfigure the entire layout of the restaurant including new kitchen area, bathrooms, and seating area. No exterior alteration is proposed. | Blue Rock Construction Management Ltd
EP-2022-09711 | 2022-12-08 | 338 HELMCKEN STREET, Vancouver, BC | Electrical Permit | Commercial | Renovation | Completed | Installation / Repair - Commercial - new coffee shop tenant improvement New lighting, power, >BP: Interior alterations to provide tenant improvements to this existing Restaurant Class 1 space for a new coffee shop in this existing 5-storey commercial building. the scope of work s to reconfigure the entire layout of the restaurant including new kitchen area, bathrooms and seating area. | Keystone Electric Ltd
SP-2023-00089 | 2023-02-15 | 338 HELMCKEN STREET, Vancouver, BC | Sprinkler Permit | Commercial | Tenant Improvement | Completed | Commercial - add and relocate sprinkler heads to suit new layout >BP: Minor renovation Interior alterations of the existing Restaurant Class 1 on the first storey of this existing 5-storey commercial building for a new tenant. Scope of work is to reconfigure the entire layout of the restaurant including new kitchen area, bathrooms, and seating area. No exterior alteration is proposed. Note: 1. Maximum Occupant Load (interior, exterior patio seats, and staff) is 50 persons. 2. Class 5 Cooking operations only. In Class 5 cooking operations a hood is not provided and products from the cooking operation may be removed by the room ventilation. Class 5 Cooking operation does not include cooking procedures which produce significant grease-laden vapours, significant steam, or significant heat. >*****This application does not include any of the following: 1. Not more than 20 sprinklers (add, relocate, or remove), 2. hydraulic calculations, 3. change in occupancy and /or hazard classification, 4. warehouse storage arrangements, 5. mobile compact storage arrangements, 6. alternative solutions, 7. changes to the sprinkler system supply piping (e.g. valves, mains, cross-mains, branch-lines, etc.), or 8. flexible sprinkler pipe. | Alpine Sprinkler Systems Ltd
PP-2022-02649 | 2022-07-29 | 1127 MAINLAND STREET, Vancouver, BC | Plumbing Permit | Commercial | Tenant Improvement | Completed | Commercial - Install 2 backflow preventers as per city requirements | Patrick Camire
EP-2022-10079 | 2022-11-29 | 525 HAMILTON STREET, Vancouver, BC | Electrical Permit | Commercial | Tenant Improvement | Completed | Installation / Repair - Commercial - Install power for HVAC unit >BP: Exterior and interior alterations to install a heat pump system in this existing commercial building. Scope of work includes: new skylight and re&re glass panels at lobby entrance Schedule A Branislav Cvijetinovic P.Eng - 236-330-3390 Schedule B Architectural & Schedule D - Ian McKay - 778-788-9686 Schedule B Electrical - Gary Yeung - 604-605-4974 Schedule B Mechanical - Vincent Siu P.Eng - 604-340-6694 Letter of Assurance - Structural Confirmation Min Han P.Eng. Struct.Eng - 604-662-3555 No energy upgrade required OK for DB per Michele | Canem Systems Ltd
EP-2023-03621 | 2023-04-26 | 525 HAMILTON STREET, Vancouver, BC | Electrical Permit | Commercial | NULL | Issued | Annual / Operating - Annual Operating Permit -Renewal of EP-2022-04529 -Valid: May 14 2023 till May 13, 2024 | Ino-Tek Electric Ltd.
EP-2022-04529 | 2022-05-31 | 525 HAMILTON STREET, Vancouver, BC | Electrical Permit | Commercial | NULL | Expired | Annual / Operating - Annual Operating Permit Renewal of EP-2021-03437 Valid: May 14 2022 till May 13, 2023 | Ino-Tek Electric Ltd.
PP-2023-02452 | 2023-07-25 | 331 HOWE STREET, Vancouver, BC | Plumbing Permit | Commercial | Tenant Improvement | Completed | Commercial - Plumbing GI 1 - 50 GPM - espresso (hub drain) - 2-comp - d/w GI 2 - 20 GPM - mop >BP: Interior alterations to provide tenant improvements to this existing retail space for a new tenant on the ground floor. | Ange's Plumbing Ltd
EP-2023-07099 | 2023-08-04 | 331 HOWE STREET, Vancouver, BC | Electrical Permit | Commercial | Addition | Completed | Installation / Repair - Commercial - Install additional 10 receptacles/outlet for the counter. Interior alterations to provide tenant improvements to this existing retail space for a new tenant on the ground floor. | Cyrus Parsaei
EP-2024-00406 | NULL | 455 HOWE STREET, Vancouver, BC | Electrical Permit | Commercial | Addition | Applicant Revisions | Installation / Repair - Commercial - Temporary transformer installation | Pacific Powertech Inc
EP-2023-03557 | 2023-04-25 | 4888 ELDORADO MEWS, Vancouver, BC | Electrical Permit | Commercial | NULL | Issued | Annual / Operating - Maintenance of existing operating electrical equipment - maintaining the electrical as required and re and re some light fixtures. | David Stein
EP-2022-08758 | 2022-10-14 | 799 ROBSON STREET, Vancouver, BC | Electrical Permit | Commercial | Tenant Improvement | Completed | Installation / Repair - Commercial - Provide electrical to a new retail Milk Bar on the ground floor at the Northeast corner of retail store at Nordstrom | Harbourview Electric Ltd
PP-2022-03438 | 2022-10-05 | 799 ROBSON STREET, Vancouver, BC | Plumbing Permit | Commercial | Renovation | Completed | Commercial - Required plumbing work to accommodate new bakery - grease interceptor & sinks Interior alterations to provide improvements for a new Retail (Limited Food Service) on the ground floor at the Northeast corner of Retail Store (Nordstrom) on the site. New Tenant: Milk Bar | Trotter and Morton Building Technologies Inc
EP-2022-05115 | 2022-06-16 | 752 GRANVILLE STREET, Vancouver, BC | Electrical Permit | Commercial | Renovation | Completed | Installation / Repair - Commercial - Replacing all Pot lights with 4" LED recessed light fixtures Installing Low voltage strip lighting for shelving Cover all existing outlets with blank plate Installing 3 dedicated receptacles for 3 fridges Rewire Emergency signs and lighting with a lighting circuit. | Technics Electric Ltd
EP-2022-05488 | 2022-06-28 | 792 GRANVILLE STREET, Vancouver, BC | Electrical Permit | Commercial | Addition | Completed | Installation / Repair - Commercial - Adding a vanity light in the restroom | Gregg Electric Ltd
EP-2022-02003 | 2022-03-17 | 630 HAMILTON STREET, Vancouver, BC | Electrical Permit | Commercial | Renovation | Completed | Installation / Repair - Commercial - Install new pathway between 3rd floor Mechanical room QET and new 3rd floor Office area at Playhouse; Remove old cables and surface boxes from previous tenant; Install 17 Cat5E data drops (15 WS and 2 WAPs) as per floor plan. | 4th Utility Inc
EP-2022-09667 | 2022-11-22 | 630 HAMILTON STREET, Vancouver, BC | Electrical Permit | Commercial | Tenant Improvement | Completed | Installation / Repair - Commercial - Removal and replacement of existing disconnect-switches providing power to the stage equipment. 120/208volt rated, various amperages 100Amp, 200amp & 400amp. To be replaced one for one. Existing feeders & service to remain, no change. --existing service & electrical room is existing to remain, we will be changing field disconnect switches. 400amp 120/208volt disconnect switch 200amp 120/208volt disconnect switch 100amp 120/208volt disconnect switch 200amp sub-panel, 120/208volt, 42cct. | Sasco Contractors Ltd
EP-2023-06259 | 2023-07-12 | 1004 HAMILTON STREET, Vancouver, BC | Electrical Permit | Commercial | Tenant Improvement | Completed | Installation / Repair - Commercial - Lighting upgrade, replacement fluorescent lights to LED. | MEK ENTERPRISES LTD
PP-2023-04050 | 2023-11-17 | 1035 MAINLAND STREET, Vancouver, BC | Plumbing Permit | Commercial | Renovation | Issued | Commercial - Install backflow preventions devices. This application is made as a result of a City of Vancouver Cross Connection Control Inspection report. CROSS CONNECTION LTR UPLOADED | Vancouver Backflow Testing Ltd
EP-2022-06210 | 2022-08-04 | 1039 MAINLAND STREET, Vancouver, BC | Electrical Permit | Commercial | Tenant Improvement | Completed | Installation / Repair - Commercial - Install new 100A Sub Panel to feed additional mechanical equipment. Run power for (1) Condenser unit and (4) Fan Coils. Power logger installed to confirm loading. | Sasco Contractors Ltd
EP-2023-09890 | 2023-11-17 | 1043 MAINLAND STREET, Vancouver, BC | Electrical Permit | Commercial | Tenant Improvement | Issued | Installation / Repair - Commercial - Removal of one (1) 125A 3P 208V breaker serving unused duct heater, and installation of four new (4) 30A 2P 208V breakers serving (4) new 4000W patio heaters. | Black & McDonald Limited
EP-2023-09855 | NULL | 689 ABBOTT STREET, Vancouver, BC V6B 0J2 | Electrical Permit | Residential | Addition | Applicant Revisions | Installation / Repair - Residential - Installation of Grizzl-e EV chargers for some private stalls in the parkade. Cable used will be #6/3 ACWU and all of the circuits will be protected by 30-amp circuit breakers. | Lukas Kadlcek
MP-2022-00574 | 2022-11-17 | 718 E PENDER STREET, Vancouver, BC V6A 1V7 | Mechanical Permit | NULL | NULL | Completed | NULL | Milani Electric Limited
EP-2022-10390 | 2022-12-13 | 718 E PENDER STREET, Vancouver, BC V6A 1V7 | Electrical Permit | Residential | Renovation | Issued | Installation / Repair - Residential - Electrical supply for Dsplit Re MP-2022-00574 | Milani Electric Limited
SP-2022-00524 | 2022-10-31 | 1475 FRANCES STREET, Vancouver, BC | Sprinkler Permit | Commercial | Renovation | Completed | Commercial - Sprinkler alterations including an addition to the mezzanine area, to combine units 1475, 1469 and 1435 Frances St. into one unit, and to change the use from existing Auto Body Shop to Manufacturing (Printing and Publishing) with ancillary office, in this existing industrial building on this site. CRP: Cedric Burgers, Architect, (604) 926-6058, Email:cedric@baiarchitects.com | Pacific Fire Prevention Ltd
EP-2022-03722 | 2022-05-09 | 1475 FRANCES STREET, Vancouver, BC | Electrical Permit | Commercial | Renovation | Issued | Installation / Repair - Commercial - Wiring of 4 new offices; relocate/install new panel; relocate existing lighting, emergency lighting and power points; new power points for equipment, TV's and shipping/receiving area and mezzanine; staff kitchen; exterior lighting. >BP: Interior and Exterior alterations: Interior and exterior alterations including an addition to the mezzanine area, to combine units 1475, 1469 and 1435 Frances St. into one unit, and to change the use from existing Auto Body Shop to Manufacturing (Printing and Publishing) with ancillary office, in this existing industrial building on this site. Related to: DP-2018-01142 (Issued Sept. 19, 2019) and DP-2020-00695 (issued April 22, 2021) CRP: Cedric Burgers, Architect, (604) 926-6058, Email:cedric@baiarchitects.com Note: "This permit has been reviewed under the 2014 Vancouver Building By-law (#10908)." | ANS Electrical Installations Ltd
GP-2023-03709 | 2023-12-05 | 5772 FRASER STREET, Vancouver, BC | Gas Permit | Commercial | Tenant Improvement | Completed | Commercial - Connecting two deep fryers >BP: Interior alterations to provide improvements to this existing Retail (limited food service-group E) tenant at 5772 Fraser St on the ground floor of this commercial building on this site. (note: relocating existing kitchen exhaust hood with an extra deep fryer proposed, using existing exhaust vents) *own meter and total load is 254,000BTU* | Oakdale Plumbing and Heating Ltd
EP-2023-09491 | 2023-10-31 | 2240 HEMLOCK STREET, Vancouver, BC | Electrical Permit | Residential | Renovation | Issued | Installation / Repair - Residential - Upgrade electrical service from 30amps to 100 amps. | Clay Electric Ltd
EP-2023-03535 | 2023-04-25 | 671 E HASTINGS STREET, Vancouver, BC V6A 1R2 | Electrical Permit | Commercial | Addition | Issued | Installation / Repair - Commercial - New Network Cabling to upgrade to CAT 6 | Atlas Alarms Ltd
NULL | NULL | 3408 CROWLEY DRIVE, Vancouver, BC V5R 6C3 | Mechanical Permit | NULL | NULL | Withdrawn | NULL | NULL
EP-2023-11238 | 2023-12-18 | 3408 CROWLEY DRIVE, Vancouver, BC V5R 6C3 | Electrical Permit | Commercial | Tenant Improvement | Issued | Installation / Repair - Commercial - Replace the following with new: Elevator feed to controller, cab light disconnects and feed to controller, receptacles & lighting in elevator machine room and pit. Run #6 isolated ground from main ground to elevator machine room. | Sasco Contractors Ltd
EP-2023-11176 | 2023-12-14 | 1215 DAVIE STREET, Vancouver, BC | Electrical Permit | Commercial | New | Completed | Installation / Repair - Commercial - Installation of a Dedicated 208V-20A CCT for new compressor. | Trevor Willment
EP-2022-06718 | 2022-08-11 | 1255 DAVIE STREET, Vancouver, BC | Electrical Permit | Commercial | Renovation | Completed | Installation / Repair - Commercial - Relocating sales floor lighting. Adding new lighting. Relocating existing cases, Adding new cases onto the sales floor. >BP: Change of Major Occupancy Classification and Minor renovation Building Permit for DP-2021-00928 for interior alterations and change of use of approximately 1446.0 square feet (1267 Davie Street) from Office use to Retail (Grocery Store) and expanding the existing Grocery Store at 1255 Davie Street into the said space in this existing mixed-use high rise building on this site. | High Point Electric Ltd
PP-2022-02119 | 2022-06-17 | 1255 DAVIE STREET, Vancouver, BC | Plumbing Permit | Commercial | Renovation | Completed | Commercial - Your Independent Grocer Supermarket Renovation. Addition of 4 hub drains on west end of store. | Baptista Plumbing Ltd
SP-2022-01484 | 2022-12-02 | 1255 DAVIE STREET, Vancouver, BC | Sprinkler Permit | Commercial | New | Completed | Commercial - For sprinkler system alterations to the 2019 VBBL and NFPA 13, 2013 for the tenant improvements to provide interior alterations and change of use of approximately 1446.0 square feet (1267 Davie Street) from Office use to Retail (Grocery Store) and expanding the existing Grocery Store at 1255 Davie Street into the said space in this existing mixed-use high rise building on this site. Engineer of Record: Glen Visser sureworkseng@gmail.com 604-944-3473 | Troy Life & Fire Safety Limited Protection Incendia Troyu Ltee
EP-2022-08507 | 2022-11-04 | 1255 DAVIE STREET, Vancouver, BC | Electrical Permit | Commercial | Addition | Completed | Installation / Repair - Commercial - Adding access control for PCX Express door -no maglocks | Chubb Fire & Security Canada Corp
EP-2023-03437 | 2023-04-20 | 1255 DAVIE STREET, Vancouver, BC | Electrical Permit | Commercial | Renovation | Completed | Installation / Repair - Commercial - Install power for security gate at front of the store. >BP: 1255 Davie St Interior alterations to provide improvements by adding security gates by the front entrance of this Retail (Grocery Store) tenant at 1255 Davie St on the ground floor of this mixed-use building on this site. OK for DTI per W. Wong January 4, 2023 Letters of Assurance submitted by: Schedule A and Architectural Schedule B, Sylvia Alves Moura, Architect, ph: 204.947.3775 Structural Schedule B, Piotr Wertepny, P. Eng., ph: 204.925.1150 Electrical Schedule B, Thai Tonthat, P.Eng., ph: 204.925.1150 | High Point Electric Ltd
EP-2023-09565 | 2023-11-02 | 1283 DAVIE STREET, Vancouver, BC | Electrical Permit | Commercial | Renovation | Completed | Installation / Repair - Commercial - 5 2x4 lights, 14 plugs, microwave, fridge , GFCI in bathroom and kitchen, 16 lengths of track lights with led lamp fixtures 100 par20 led lamps >BP: Interior alterations to provide improvements to this existing retail shell space in this existing commercial building on this site. Scope of work includes new walls, electrical, lighting and plumbing. Ok for field review as per Kirat Kang - Sept. 27, 2023 Note: -Lighting compliance checklist completed by Cheryl Chadwick 604.841.3416 -Energy checklist is currently no longer required with your Building Permit application. Some supporting documents are still required at BP stage, specifically Envelope and HVAC, if applicable. Service Water Heating and Lighting supporting documents, if applicable, must be submitted with your related trade’s permits (e.g. electrical and plumbing). -Building is sprinklered: - If no, “This building is sprinklred. DBI to determine on site if a separate sprinkler permit is required.”. - If yes, “This building is sprinklered. A separate sprinkler permit is required for all related work.”. No translucent or opaque film, artwork, posters, shelving, display cases or similar elements are to be installed on or directly outside or inside of the approved glazing frontages and windows. A separate sign permit is required. | Aidan Clemens Electrical Contracting Ltd
EP-2023-10509 | 2023-11-21 | 1295 DAVIE STREET, Vancouver, BC | Electrical Permit | Commercial | Addition | Completed | Installation / Repair - Commercial - CCTV Rough in and Installation | Columbia Security Systems & Surveillance Inc
PP-2022-01235 | 2022-04-11 | 1295 DAVIE STREET, Vancouver, BC | Plumbing Permit | Commercial | Tenant Improvement | Completed | Commercial - Rough In and finish of (1) Kitchen sink, (1) Lav, (1) Water closet, (1) 20 gallon hot water tank. To change the use and occupancy from Retail Store (group E occupancy) to General Office (West End - Coal Harbour Community Policing Centre, group D occupancy) and to alter the interior to provide tenant improvements. Scope of work includes: adding new non-loadbearing walls and plumbing fixture units for new layout. | Jensen's Plumbing & Heating Ltd
EP-2022-02783 | 2022-04-07 | 1295 DAVIE STREET, Vancouver, BC | Electrical Permit | Commercial | Tenant Improvement | Completed | Installation / Repair - Commercial - adding 32 2x4 light, fire alarm verification, all lights to be ashrae, em lighting, low voltage, hot water tank circuit, kitchen, 18 plugs. 3 exits >BP: To change the use and occupancy from Retail Store (group E occupancy) to General Office (West End - Coal Harbour Community Policing Centre, group D occupancy) and to alter the interior to provide tenant improvements. Scope of work includes: adding new non-loadbearing walls and plumbing fixture units for new layout. Letters of assurance submitted: - Sch B (Arch): Navid Fereidooni, Architect, 604.866.555 OK for BP only and field review as per A.Patterson, Oct 12/21 Note: 1. Energy upgrade triggers: E2 - HVAC - Clean and Balance all Air Systems (per 6.7.2.3.2 of ASHRAE 90.1-2016) | Aidan Clemens Electrical Contracting Ltd
EP-2024-00049 | NULL | 5963 FRASER STREET, Vancouver, BC | Electrical Permit | Commercial | Renovation | Applicant Revisions | Installation / Repair - Commercial - Increase existing subservice size as required for new A/C unit -Mason service is not being increased - the A/C. Unit was located prior to my involvement, heat pump specification is Cooling 14.7 RLA heating 47.8. M.O.A 50 amps | Pattullo Electrical Installations Ltd
EP-2023-01266 | 2023-02-14 | 5963 FRASER STREET, Vancouver, BC | Electrical Permit | Commercial | Addition | Completed | Installation / Repair - Commercial - Installation of a cellular unit for the monitoring of the security alarm system >BP: Exterior and Interior alterations to the ground floor of an existing General Office tenant at 5963 Fraser Street at this existing 2 storey, commercial building on this site. Scope of work: Interior layout changes, universal washroom, interior walls & doors, plumbing fixtures & electrical work. Exterior alterations are limited to: 1) Installation of a new detachable steel and glass canopy over the Building Line. Okay per A. Wroblewski 2) Replacement of storefront windows and doors to match existing look and feel. No changes in size of openings. 3) Removal of one exterior door. 4) Installation of 2 AC units at the centre of the building. Ok for Field Review as per M. Lee, Jun 14th, 2022 Schedule A & B Architectural submitted as per Ian McLean, AIBC, 604-838-5896 ian@ianmclean.net Schedule B Mechanical submitted as per Bassam Yammine, P.Eng, 604-609-0500 ext 107 bassam@flowengineering.ca Schedule B Electrical submitted as per S. S. Dhaliwal, P.Eng, 604-609-0500x108 sukhdeep@flowengineering.ca Energy Upgrade: Lighting - Upgrade to Local Control (per9.4.1.1 (a) of Ashrae 90.1-2016) Note: Energy checklist is currently no longer required with your Building Permit (BP) application. Some supporting documents are still required at BP stage, specifically Envelope and HVAC, if applicable. Service Water Heating and Lighting supporting documents, if applicable, must be submitted with your related trades permits (e.g. electrical and plumbing). All energy upgrades will be checked during inspections stage. It is the applicant’s responsibility to identify and note all required upgrades including energy upgrades on their BP drawings at BP stage. | Chubb Fire & Security Canada Corp
EP-2022-09316 | 2022-11-08 | 5963 FRASER STREET, Vancouver, BC | Electrical Permit | Commercial | Renovation | Issued | Installation / Repair - Commercial - No fire alarm Lighting, emergency and exit lighting, Power and data, Connect mechanical equipment,. Baseboard heating >BP: Exterior and Interior alterations to the ground floor of an existing General Office tenant at 5963 Fraser Street at this existing 2 storey, commercial building on this site. Scope of work: Interior layout changes, universal washroom, interior walls & doors, plumbing fixtures & electrical work. Exterior alterations are limited to: 1) Installation of a new detachable steel and glass canopy over the Building Line. Okay per A. Wroblewski 2) Replacement of storefront windows and doors to match existing look and feel. No changes in size of openings. 3) Removal of one exterior door. 4) Installation of 2 AC units at the centre of the building. Energy Upgrade: Lighting - Upgrade to Local Control (per9.4.1.1 (a) of Ashrae 90.1-2016) Note: Energy checklist is currently no longer required with your Building Permit (BP) application. Some supporting documents are still required at BP stage, specifically Envelope and HVAC, if applicable. Service Water Heating and Lighting supporting documents, if applicable, must be submitted with your related trades permits (e.g. electrical and plumbing). All energy upgrades will be checked during inspections stage. It is the applicant’s responsibility to identify and note all required upgrades including energy upgrades on their BP drawings at BP stage. | Bridge Electric Corp
PP-2022-04241 | 2022-11-24 | 5963 FRASER STREET, Vancouver, BC | Plumbing Permit | Commercial | Tenant Improvement | Completed | Commercial - • Supply plumbing to below slab • Venting and water lines in walls and ceiling • Supply and install plumbing fixtures as per speck • Supply hot water tank complete with seismic on tank • Supply storm piping work • Supply necessary demo work Exterior and Interior alterations to the ground floor of an existing General Office tenant at 5963 Fraser Street at this existing 2 storey, commercial building on this site. Scope of work: Interior layout changes, universal washroom, interior walls & doors, plumbing fixtures & electrical work. Exterior alterations are limited to: 1) Installation of a new detachable steel and glass canopy over the Building Line. Okay per A. Wroblewski 2) Replacement of storefront windows and doors to match existing look and feel. No changes in size of openings. 3) Removal of one exterior door. 4) Installation of 2 AC units at the centre of the building. | Ange's Plumbing Ltd
MP-2023-00157 | 2023-02-06 | 640 GORE AVENUE, Vancouver, BC | Mechanical Permit | NULL | NULL | Completed | NULL | Harbourgreene HVAC Services
NULL | NULL | 640 GORE AVENUE, Vancouver, BC | Mechanical Permit | NULL | NULL | Withdrawn | NULL | Harbourgreene HVAC Services
EP-2023-00518 | 2023-01-23 | 640 GORE AVENUE, Vancouver, BC | Electrical Permit | Commercial | Renovation | Completed | Installation / Repair - Commercial - New boiler wiring using existing circuitry. | Lonsdale Electric Ltd
EP-2022-07231 | 2023-01-16 | 640 GORE AVENUE, Vancouver, BC | Electrical Permit | Commercial | Renovation | Issued | Installation / Repair - Commercial - To provide two (2) 15a 120v circuit from electrical room to mechanical room new heat pumps. Heat pumps supplied and installed by others. -Mechanical permit is required for heat pump installation -Additional electrical permit is required for heat pump installation | Fina Electric Services Group Ltd
PP-2022-01436 | 2022-04-29 | 932 GRANVILLE STREET, Vancouver, BC | Plumbing Permit | Commercial | Renovation | Completed | Commercial - replace copper waterlines for toilets To repair the structural damage on the south wall adjacent to the woman's washrooms in this existing cabaret on the ground floor. The scope includes to repair and replace the partitions, toilets and wall finishes in the washroom. | BD Plumbing
EP-2023-06750 | NULL | 1062 GRANVILLE STREET, Vancouver, BC | Electrical Permit | Commercial | Tenant Improvement | Withdrawn | Installation / Repair - Commercial - Low voltage data cabling >BP: To change the use of the basement level from Non-Alcoholic Cabaret (Group A2) to Retail Store (group E), combine the basement floor with the main floor (retaining 1060 Granville St), and provide tenant improvements. OK for BP per A. Patterson Note: Permit application is reviewed under VBBL 2019. | Wavetek Communications Inc
EP-2023-07383 | 2023-08-16 | 1062 GRANVILLE STREET, Vancouver, BC | Electrical Permit | Commercial | Tenant Improvement | Completed | Installation / Repair - Commercial - Install light fixtures, branch circuits, sensor switches, add 2 fire alarm strobes and 1 smoke detector. BP: To change the use of the basement level from Non-Alcoholic Cabaret (Group A2) to Retail Store (group E), combine the basement floor with the main floor (retaining 1060 Granville St), and provide tenant improvements. | Marcel Electric Inc
PP-2023-02871 | 2023-08-16 | 1062 GRANVILLE STREET, Vancouver, BC | Plumbing Permit | Commercial | Tenant Improvement | Completed | Commercial - Adding a sink, drain pump, and water heater for a staff break room >BP: To change the use of the basement level from Non-Alcoholic Cabaret (Group A2) to Retail Store (group E), combine the basement floor with the main floor (retaining 1060 Granville St), and provide tenant improvements. | Trend Mechanical Services Ltd
EP-2023-07994 | 2023-09-01 | 1062 GRANVILLE STREET, Vancouver, BC | Electrical Permit | Commercial | Tenant Improvement | Completed | Installation / Repair - Commercial - Data Cabling Low Voltage installation. >BP: To change the use of the basement level from Non-Alcoholic Cabaret (Group A2) to Retail Store (group E), combine the basement floor with the main floor (retaining 1060 Granville St), and provide tenant improvements. OK for BP per A. Patterson Note: Permit application is reviewed under VBBL 2019. | Wavetek Communications Inc
EP-2023-08070 | 2023-09-07 | 1062 GRANVILLE STREET, Vancouver, BC | Electrical Permit | Commercial | Tenant Improvement | Completed | Installation / Repair - Commercial - CCTV and Alarm installation. >BP: To change the use of the basement level from Non-Alcoholic Cabaret (Group A2) to Retail Store (group E), combine the basement floor with the main floor (retaining 1060 Granville St), and provide tenant improvements. OK for BP per A. Patterson Note: 1.0. Permit application is reviewed under VBBL 2019. | Securitas Technology Canada Corporation
EP-2022-04871 | 2022-06-09 | 1485 FRANCES STREET, Vancouver, BC | Electrical Permit | Commercial | Renovation | Completed | Installation / Repair - Commercial - Add 100A 3P 208V sub panel (no change to main service) Add 8 hanging receptacles | Ampac Electric Ltd
GP-2022-01637 | 2022-05-27 | 2141 GRANVILLE STREET, Vancouver, BC | Gas Permit | Commercial | Renovation | Completed | Commercial - Hot Water Replacement | Hillcrest Plumbing & Heating (1991) Ltd
EP-2022-08290 | 2022-10-03 | 2243 GRANVILLE STREET, Vancouver, BC V6H 3G1 | Electrical Permit | Commercial | Tenant Improvement | Completed | Installation / Repair - Commercial - Tenant improvement - installation of new lights in t-bar ceiling. Interior alterations and change of use from retail to Beauty Salon (Tattoo Parlour) for a new tenant in the existing commercial building on this site. Scope of work: - New drop T-bar ceiling, new railing, millwork, plumbing fixtures & electrical work, finishes, additional drywall on suite demising wall. Tenant: Huai Yu Wang | CF Electrical Services ltd
PP-2022-03490 | 2022-10-04 | 2243 GRANVILLE STREET, Vancouver, BC V6H 3G1 | Plumbing Permit | Commercial | Renovation | Completed | Commercial - 1 hand sink single fixture install + liberty sump pump | Truth Plumbing & HVAC Ltd
PP-2022-02175 | 2022-06-21 | 2243 GRANVILLE STREET, Vancouver, BC V6H 3G1 | Plumbing Permit | Commercial | Addition | Completed | Commercial - Installation of hand wash + sink | Truth Plumbing & HVAC Ltd
EP-2022-04412 | 2022-06-03 | 1520 W 8TH AVENUE, Vancouver, BC | Electrical Permit | Commercial | Renovation | Completed | Installation / Repair - Commercial - Voluntary replacement of Notifier fire alarm panel with a Firelite MS-UD10 fire alarm control system. Direct replacement of FACP and annunciator. Existing devices to remain, third party verification to CAN/ULC-S537. Exterior Annunciator requires a custom box. It is being built and csa approved by Matrix Design. | Elite Fire Protection Ltd
EP-2022-04983 | 2022-06-17 | 288 E PENDER STREET, Vancouver, BC | Electrical Permit | Commercial | Renovation | Completed | Installation / Repair - Commercial - re-wire building and update panel -panel is to remain in same location (bringing electrical portion of unit to base building standards ready for new tenant) >BP: Interior alterations and to validate the kitchen equipment (class 1 cooking) at this existing Retail Limited Food Store (E) that was not approved under BU431470 in this existing mixed-use commercial and residential building. Ok fro BP only as per Howie Chow. Project reviewed under the 2019 VBBL. Issued during the 2020 Pandemic. | ICS Electric Ltd
EP-2022-04982 | 2022-10-06 | 525 GORE AVENUE, Vancouver, BC V6A 2Z6 | Electrical Permit | Commercial | Renovation | Completed | Installation / Repair - Commercial - re-wire building and update panel >BP: CF-2020-005174 Interior alterations to commercial retail unit to upgrade code compliance and return it to a "shell" on the ground floor and basement of this Municipally designated Heritage A retail/residential building. A separate permit is required for future tenant improvements for any type of occupancy. Energy upgrade required with future TI. | ICS Electric Ltd
PP-2022-00029 | 2022-01-07 | 649 HELMCKEN STREET, Vancouver, BC V6B 5R1 | Plumbing Permit | Residential | New | Completed | Residential - install new backflow on cold water side at laundry sink for soap dispenser | AllTight Plumbing and Heating Ltd
EP-2023-01597 | 2023-02-28 | 1131 HOWE STREET, Vancouver, BC | Electrical Permit | Commercial | Renovation | Completed | Installation / Repair - Commercial - removing lighting in t-bar ceiling, adding in new lights switches strip lights in lobby of cinema >BP: Interior alterations to change the existing washrooms to gender neutral washrooms for this existing theatre on the 2nd floor of this existing commercial building. Work to be done includes: - Re & Re the existing washroom - Rebuilt the existing washroom stall to meet gender-neutral requirement - Replace existing lighting and new acoustic ceiling tile in the lobby Letter of assurance provided by: Schedule A & B (Architectural): Ron Hart, Architect AIBC, 778-233-7241 Schedule B (Mechanical & Plumbing): Mike Dixon, P.Eng, 778-752-5835 Schedule B (Electrical): Megan Sibley, P.Eng., 778-752-5835 Note: - The building is sprinkled | Bisco Electrical Contracting Ltd
PP-2023-00685 | 2023-03-02 | 1131 HOWE STREET, Vancouver, BC | Plumbing Permit | Commercial | Renovation | Completed | Commercial - Waterline replacement to existing fixtures Re and Re 4 toilets and Lavs Add 1 toilet and 1 lav >BP: Interior alterations to change the existing washrooms to gender neutral washrooms for this existing theatre on the 2nd floor of this existing commercial building. Work to be done includes: - Re & Re the existing washroom - Rebuilt the existing washroom stall to meet gender-neutral requirement - Replace existing lighting and new acoustic ceiling tile in the lobby Letter of assurance provided by: Schedule A & B (Architectural): Ron Hart, Architect AIBC, 778-233-7241 Schedule B (Mechanical & Plumbing): Mike Dixon, P.Eng, 778-752-5835 Schedule B (Electrical): Megan Sibley, P.Eng., 778-752-5835 | Northwoods Plumbing & Heating Ltd
SP-2023-00346 | 2023-02-28 | 1131 HOWE STREET, Vancouver, BC | Sprinkler Permit | Commercial | Tenant Improvement | Completed | Commercial - Adjust sprinklers >BP: Interior alterations to change the existing washrooms to gender neutral washrooms for this existing theatre on the 2nd floor of this existing commercial building. Work to be done includes: - Re & Re the existing washroom - Rebuilt the existing washroom stall to meet gender-neutral requirement - Replace existing lighting and new acoustic ceiling tile in the lobby *****This application does not include any of the following: 1. Not more than 20 sprinklers (add, relocate, or remove), 2. hydraulic calculations, 3. change in occupancy and /or hazard classification, 4. warehouse storage arrangements, 5. mobile compact storage arrangements, 6. alternative solutions, 7. changes to the sprinkler system supply piping (e.g. valves, mains, cross-mains, branch-lines, etc.), or 8. flexible sprinkler pipe | Titan Fire Protection Ltd
EP-2023-03640 | 2023-04-27 | 1131 HOWE STREET, Vancouver, BC | Electrical Permit | Commercial | Renovation | Completed | Installation / Repair - Commercial - Adding one washroom lights, outlets and Fan. >BP: Interior alterations to provide tenant improvements on the main floor of this existing office/ theatre building. Scope of work is to create an accessible washroom. Architectural Schedule B provided by Sean R McEwen OK for Field Review as per S.Yu on Sept 1, 2022 | Shawn Electric Ltd
EP-2023-03047 | 2023-04-28 | 1131 HOWE STREET, Vancouver, BC | Electrical Permit | Commercial | Tenant Improvement | Completed | Installation / Repair - Commercial - Rewire lobby speakers with correct FT6 cable, it's for a remodel of the theatre lobby. >BP: Interior alterations to change the existing washrooms to gender neutral washrooms for this existing theatre on the 2nd floor of this existing commercial building. Work to be done includes: - Re & Re the existing washroom - Rebuilt the existing washroom stall to meet gender-neutral requirement - Replace existing lighting and new acoustic ceiling tile in the lobby Letter of assurance provided by: Schedule A & B (Architectural): Ron Hart, Architect AIBC, 778-233-7241 Schedule B (Mechanical & Plumbing): Mike Dixon, P.Eng, 778-752-5835 Schedule B (Electrical): Megan Sibley, P.Eng., 778-752-5835 Note: - The building is sprinkled | LRM Marketing Ltd.
PP-2023-01357 | 2023-04-19 | 1131 HOWE STREET, Vancouver, BC | Plumbing Permit | Commercial | Renovation | Completed | Commercial - Washroom addition >BP: #110 Interior alterations to provide tenant improvements on the main floor of this existing office/ theatre building. Scope of work is to create an accessible washroom. | Hamid Hossain Abadi Farhani
EP-2023-08526 | 2023-09-20 | 757 HORNBY STREET, Vancouver, BC | Electrical Permit | Commercial | Renovation | Completed | Installation / Repair - Commercial - Demo power and data to existing reception desk. Supply and install new power, data and voice cabling to new reception desk location. >BP: Interior alterations to this existing Car Rental Office Space. Scope of work: Replace glass interior wall and replace with drywall, new millwork for reception area, electrical work, painting & flooring. Ok for Field Review as per M. Meier Rev #1 - To remove a door by office area | Priority Electric LTD.
SP-2023-00884 | 2023-11-06 | 3635 FRASER STREET, Vancouver, BC | Sprinkler Permit | Commercial | New | Issued | Commercial - For a new sprinkler system to the 2019 VBBL and NFPA 13, 2013 for the tenant improvements to provide interior and exterior alterations and change the occupancy of the existing two family dwelling to a one family dwelling (C) on the 1st floor with a Child Care Facility (A2) for 25 children on the 2nd floor, having three parking spaces with vehicular access from the lane. Scope of work includes sprinklering to NFPA 13 and a fire alarm. Engineer of Record: Shoaib Khan 778-968-1945 info@oeng.ca Revision #1 - 24-01-22 Revised to match updated architectural backgrounds; sprinklers added to crawlspace. Sprinklers removed from under backfilled deck and portable storage shed. Sprinklers removed from deck where no overhang is present. | Alco Fire Protection Ltd
EP-2022-07135 | 2022-08-24 | 1889 FRANKLIN STREET, Vancouver, BC | Electrical Permit | Commercial | Tenant Improvement | Completed | Installation / Repair - Commercial - Upgrade lighting in public hallways main and second floor to LED with occupancy sensors; install emergency lighting and exits on main, second floor and stairwell public areas. >BP: Internal alterations and change of use from Furniture/Fixtures Manufacturing (F2) to Artist Studio - Class B (F2) in this existing building on this site. Scope of work: To construct various partition walls on both floors. To construct kitchenette on second floor and create accessible washroom on the first floor. OK for field review as per Dan Honan - August 9, 2021 Letter of assurance by: Ron Hart, 778-233-7241, Schedule B (Architectural) Note: E2 - Lighting - Upgrade to incorporate Automatic Partial OFF (per 9.4.1.1.(g) of ASHRAE 90.1-2016) Energy checklist is currently no longer required with your Building Permit (BP) application. Some supporting documents are still required at BP stage, specifically Envelope and HVAC, if applicable. Service Water Heating and Lighting supporting documents, if applicable, must be submitted with your related trades permits (e.g. electrical and plumbing). All energy upgrades will be checked during inspections stage. It is the applicant’s responsibility to identify and note all required upgrades including energy upgrades on their BP drawings at BP stage. | ANS Electrical Installations Ltd
EP-2022-08721 | 2022-10-14 | 4920 FRASER STREET, Vancouver, BC | Electrical Permit | Commercial | Addition | Completed | Installation / Repair - Commercial - Adding 15A electrical circuit to existing panel in utility closet. | 4th Utility Inc
EP-2023-10249 | NULL | 433 GRANVILLE STREET, Vancouver, BC | Electrical Permit | Commercial | Tenant Improvement | Applicant Revisions | Installation / Repair - Commercial - Supply power for Outdoor sign. SI-2023-00346 | Kalen Leung
EP-2022-06030 | 2022-07-20 | 716 W HASTINGS STREET, Vancouver, BC | Electrical Permit | Commercial | New | Completed | Installation / Repair - Commercial - INSTALLATION OF CCTV SYSTEM | Telus Custom Security Systems Inc
EP-2022-09328 | 2022-11-03 | 2431 GRANVILLE STREET, Vancouver, BC | Electrical Permit | Commercial | Tenant Improvement | Completed | Installation / Repair - Commercial - 2ND FLOOR - Relocating some light fixtures throughout the office space. Relocating existing receptacles and data ports >BP: Interior alterations to provide tenant improvements to this existing office on the 2nd floor of this existing commercial building. Amend: Jan 11, 2023 Updated Attachment L - Lighting | Greenleaf Electrical Group Ltd
EP-2022-05526 | NULL | 1383 HOWE STREET, Vancouver, BC V6Z 2R5 | Electrical Permit | Commercial | Addition | Draft | Installation / Repair - Commercial - Sign Electrical Connection. | HA Electrical Technologies Ltd
GP-2022-00111 | 2022-01-14 | 785 KEEFER STREET, Vancouver, BC | Gas Permit | Residential | Renovation | Completed | Residential - HWT re&re | Ferenc Nagy
EP-2023-09735 | 2023-11-20 | 1391 KINGSWAY, Vancouver, BC | Electrical Permit | Commercial | Renovation | Completed | Installation / Repair - Commercial - Add new emergency lights inside washroom and replaced the exit sign light >BP: Interior alterations to the existing Restaurant Class -1 on the ground floor of this existing 2-storey mixed-use commercial/residential building. Proposed occupant load: 64 Revision #1: Reduce occupant load from 72 to 64 persons (60 seats plus 4 staff) P Volpi, April 20/23 | IDEAL ELECTRICAL LTD
EP-2023-01023 | 2023-03-07 | 1275 HAMILTON STREET, Vancouver, BC V6B 1E2 | Electrical Permit | Commercial | Renovation | Issued | Installation / Repair - Commercial - Electric Vehicle Charging Infrastructure - Wiring installation for future electric vehicle supply equipment (EVSE), no EV chargers are being installed in this project. Installation of 800 AMP breaker, 800AMP CT cabinet, complete with new hydro meter. Electrical panel rough in/ breaker/conduit for EV infrastructure project. Just future ruff in’s and the load calculation for max each stall could receive from the new panels being added. (20 amp @ 208v). | All In Electric Inc
PP-2022-03180 | NULL | 636 HAWKS AVENUE, Vancouver, BC V6A 3J1 | Plumbing Permit | Residential | Renovation | Withdrawn | Residential - Renovating materials in two bathroom, removing one bathroom building one bathroom | NULL
EP-2022-04826 | NULL | 636 HAWKS AVENUE, Vancouver, BC V6A 3J1 | Electrical Permit | Residential | Renovation - Dwelling Unit(s) only | Withdrawn | Installation / Repair - Residential - Moving 1 bedroom address 632 Hawks from top floor to the basement level, retaining the top and middle floor for 636 Hawks ave. Electrical, basement reconfiguration reno 632 and middle/top floor circuit/panel reconfiguration. | Christopher Michael Newman
NULL | NULL | 4156 FRASER STREET, Vancouver, BC | Electrical Permit | Commercial | Renovation | Withdrawn | Installation / Repair - Commercial - Addition of emergency lights in shop | NULL
EP-2024-00516 | 2024-01-29 | 4156 FRASER STREET, Vancouver, BC | Electrical Permit | Commercial | Renovation | Completed | Installation / Repair - Commercial - Addition of emergency lights in shop. Note: See IA letter. Provide the required emergency lighting throughout the building. | Westend Electric Ltd
NULL | NULL | 2665 GRANVILLE STREET, Vancouver, BC | Electrical Permit | Commercial | Renovation | Draft | Installation / Repair - Commercial - Addition of 4 Fittings rooms / with lit mirrors / ceiling Pot Lighting moving cash desk forward in the space to include its power source for cash desk | NULL
SP-2024-00037 | 2024-01-16 | 1480 W 11TH AVENUE, Vancouver, BC V6H 1L1 | Sprinkler Permit | Commercial | Tenant Improvement | Issued | Commercial - Add new sprinklers in kitchen for new ceiling >BP: Interior alterations to provide improvements to Restaurant Class 1 tenant on the ground floor of this commercial building on this site. Scope of works: Remove walls and new wall, new handwashing station in kitchen, removal of toilet and fixtures. *****This application does not include any of the following: 1. Not more than 20 sprinklers (add, relocate, or remove), 2. hydraulic calculations, 3. change in occupancy and /or hazard classification, 4. warehouse storage arrangements, 5. mobile compact storage arrangements, 6. alternative solutions, 7. changes to the sprinkler system supply piping (e.g. valves, mains, cross-mains, branch-lines, etc.), or 8. flexible sprinkler pipe. | Troy Life & Fire Safety Limited Protection Incendia Troyu Ltee
PP-2023-04425 | 2023-12-22 | 1480 W 11TH AVENUE, Vancouver, BC V6H 1L1 | Plumbing Permit | Commercial | Addition | Completed | Commercial - Install new sink >BP: Interior alterations to provide improvements to Restaurant Class 1 tenant on the ground floor of this commercial building on this site. Scope of works: Remove walls and new wall, new handwashing station in kitchen, removal of toilet and fixtures. | Blueline Plumbing & Heating Ltd
EP-2023-07544 | 2023-08-25 | 1480 W 11TH AVENUE, Vancouver, BC V6H 1L1 | Electrical Permit | Commercial | Renovation | Completed | Installation / Repair - Commercial - Renovation: Installation of additional receptacles in the kitchen, light fixtures in eating area and washroom (both), receptacle for fire place as well, also installation of hand driers. (CF-2023-008828) | Franklin Electric Ltd
SP-2022-01434 | 2022-09-07 | 929 ROBSON STREET, Vancouver, BC | Sprinkler Permit | Commercial | Tenant Improvement | Completed | Commercial - SPRINKLER NEED RELOCTE BY CELLING HEIGHT CHANGED >DB: 929 Robson Street Exterior and interior alterations to provide tenant improvements for a new retail tea shop at this existing commercial building on this site. Scope of work includes removal of existing partitions and construction of new walls, millwork, ceiling, finishes, electrical, lighting, plumbing and HVAC. Exterior work includes storefront improvements. *****This application does not include any of the following: 1. Not more than 20 sprinklers (add, relocate, or remove), 2. hydraulic calculations, 3. change in occupancy and /or hazard classification, 4. warehouse storage arrangements, 5. mobile compact storage arrangements, 6. alternative solutions, 7. changes to the sprinkler system supply piping (e.g. valves, mains, cross-mains, branch-lines, etc.), or 8. flexible sprinkler pipe. | Spectrum Fire Protection Ltd
PP-2022-03150 | 2022-09-13 | 929 ROBSON STREET, Vancouver, BC | Plumbing Permit | Commercial | Tenant Improvement | Completed | Commercial - New add-ons: 1. One lavatory new installation 2. One ceiling mounted electrical hot water tank >BP: 929 Robson Street Exterior and interior alterations to provide tenant improvements for a new retail tea shop at this existing commercial building on this site. Scope of work includes removal of existing partitions and construction of new walls, millwork, ceiling, finishes, electrical, lighting, plumbing and HVAC. Exterior work includes storefront improvements. Schedule B - Mechanical/ Plumbing - Alex Z.Q. Li - 778-323-1368 Schedule B - Electrical - Guowei Wang - 604-626-2930 DBI to determine if SP is required E2 - Lighting - Upgrade to incorporate Automatic Partial OFF (per 9.4.1.1.(g) of ASHRAE 90.1-2016) Energy checklist is currently no longer required with your Building Permit (BP) application. Some supporting documents are still required at BP stage, specifically Envelope and HVAC, if applicable. Service Water Heating and Lighting supporting documents, if applicable, must be submitted with your related trades permits (e.g. electrical and plumbing). All energy upgrades will be checked during inspections stage. It is the applicant's responsibility to identify and note all required upgrades including energy upgrades on their BP drawings at BP stage. Ok for field review as per Kirat Kang - February 3, 2022 | Via Plumbing Heating and Drainage Ltd
EP-2022-05093 | 2022-06-15 | 929 ROBSON STREET, Vancouver, BC | Electrical Permit | Commercial | Tenant Improvement | Completed | Installation / Repair - Commercial - renovation Exterior and interior alterations to provide tenant improvements for a new retail tea shop at this existing commercial building on this site. Scope of work includes removal of existing partitions and construction of new walls, millwork, ceiling, finishes, electrical, lighting, plumbing and HVAC. Exterior work includes storefront improvements. | Ema Electric Ltd
EP-2022-08252 | 2022-10-14 | 183 KEEFER PLACE, Vancouver, BC V6B 6B9 | Electrical Permit | Commercial | NULL | Expired | Annual / Operating - >ANNUAL OPERATING PERMIT maintenance for the building every 6month on checking all the potential damage on the electrical. Note: See Terms. | Atlantic Electric Ltd
EP-2023-06028 | 2023-07-06 | 183 KEEFER PLACE, Vancouver, BC V6B 6B9 | Electrical Permit | Commercial | NULL | Issued | Annual / Operating - Maintenance of existing EV-EMS & EV power distribution. | Stream Energy Systems Inc
EP-2023-05763 | 2023-06-28 | 183 KEEFER PLACE, Vancouver, BC V6B 6B9 | Electrical Permit | Commercial | Renovation | Completed | Installation / Repair - Commercial - Install EVSE for stall 125 connected to existing EMS & EV Infrastructure. Note EV loads were already accounted for in the EV infrastructure installation (refer to permit EP-2020-02454) | Stream Energy Systems Inc
EP-2023-07302 | 2023-08-11 | 183 KEEFER PLACE, Vancouver, BC V6B 6B9 | Electrical Permit | Commercial | Renovation | Issued | Installation / Repair - Commercial - Install EVSE for stall 119 connected to existing EMS & EV Infrastructure. Note EV loads were already accounted for in the EV infrastructure installation (refer to permit EP-2020-02454) | Stream Energy Systems Inc
EP-2023-09114 | 2023-10-10 | 183 KEEFER PLACE, Vancouver, BC V6B 6B9 | Electrical Permit | Commercial | NULL | Issued | Annual / Operating - -Annual Operating Permit Maintenance for the building, check up on any potential hazard inside the building every 6 month. Renewal of EP-2022-08252 Valid: Oct 14, 2023 to Oct 14, 2024 | Atlantic Electric Ltd
EP-2024-00107 | 2024-01-04 | 179 KEEFER PLACE, Vancouver, BC V6B 6L4 | Electrical Permit | Commercial | NULL | Issued | Annual / Operating - Annual/Operating Maintenance EXPIRED PERMIT EP: 2023-00107 Valid January 8th, 2024 until January 7th, 2025 | Bayshore Electric Ltd
EP-2023-00107 | 2023-01-06 | 179 KEEFER PLACE, Vancouver, BC V6B 6L4 | Electrical Permit | Commercial | NULL | Expired | Annual / Operating - Regular electrical maintenance work Expired EP-2022-00118 Valid January 8th, 2023 until January 7th, 2024 | Bayshore Electric Ltd
EP-2022-00118 | 2022-01-11 | 179 KEEFER PLACE, Vancouver, BC V6B 6L4 | Electrical Permit | Commercial | NULL | Expired | Annual / Operating - ANNUAL OPERATING PERMIT -Renewal of EP-2021-00185 -Valid: January 8, 2022- January 7, 2023 | Bayshore Electric Ltd
EP-2023-03432 | 2023-04-20 | 4259 FRASER STREET, Vancouver, BC | Electrical Permit | Commercial | Tenant Improvement | Completed | Installation / Repair - Commercial - Installation of EM Lighting as instructed via Building Inspection IA-2023-00102-01 | Cityscape Electrical Ltd
PP-2023-00417 | 2023-02-07 | 6084 FRASER STREET, Vancouver, BC | Plumbing Permit | Commercial | Tenant Improvement | Issued | Commercial - ground work only for restaurant. >BP: Case File CF-2020-005993, CF-2020-002910, CF-2020-002911 Interior alterations to provide tenant improvements for a new retail-limited-food (Group E) tenant in this existing 1-storey commercial building. | Forsberg Plumbing and Heating Ltd
PP-2022-03587 | NULL | 6084 FRASER STREET, Vancouver, BC | Plumbing Permit | Commercial | Renovation | Application Incomplete | Commercial - Plumbing Fixtures >BP: Case File CF-2020-005993, CF-2020-002910, CF-2020-002911 Interior alterations to provide tenant improvements for a new retail-limited-food (Group E) tenant in this existing 1-storey commercial building. Total occupant load = 18 (max. 16 seats seats + 2 staff) | SEAHAWKS PLUMBING AND HEATING LTD
EP-2023-11298 | 2023-12-22 | 6084 FRASER STREET, Vancouver, BC | Electrical Permit | Commercial | Renovation | Issued | Installation / Repair - Commercial - 4 cam and 4 data >BP: Case File CF-2020-005993, CF-2020-002910, CF-2020-002911 Interior alterations to provide tenant improvements for a new retail-limited-food (Group E) tenant in this existing 1-storey commercial building. Total occupant load = 18 (max. 16 seats seats + 2 staff) ******THIS PERMIT HAS BEEN REVIEWED AND ISSUED UNDER THE REQUIREMENTS OF VBBL 2019 ******** Rev. #1 - C. Fong - Dec 2, 2022. - Revised architectural floor plan to show existing grease trap locations. Building Review Branch Notes: 1. Ok for BP only per Aemelia P, July 15, 2020. 2. Sch-A, Arch. B, Mech. B, Plumb. B & Fire Suppression systems. B are submitted. 3. One Class-1 Cooking operation. K2 form submitted. 4. Proposed work includes new mechanical kitchen equipment and lighting. 5. Upgrades per Minor Renovation: F1, S2, N1, A2, E2. 6. Washroom capacity is max. 25 persons. | Jasneet Singh Dhuper
GP-2023-03471 | NULL | 6084 FRASER STREET, Vancouver, BC | Gas Permit | Commercial | Tenant Improvement | Withdrawn | Commercial - re-connecting kitchen appliances | Hashtag Plumbing Inc
PP-2023-03824 | 2023-11-01 | 6084 FRASER STREET, Vancouver, BC | Plumbing Permit | Commercial | Tenant Improvement | Issued | Commercial - Tenant improvement >BP: Case File CF-2020-005993, CF-2020-002910, CF-2020-002911 Interior alterations to provide tenant improvements for a new retail-limited-food (Group E) tenant in this existing 1-storey commercial building. Total occupant load = 18 (max. 16 seats seats + 2 staff) ******THIS PERMIT HAS BEEN REVIEWED AND ISSUED UNDER THE REQUIREMENTS OF VBBL 2019 ******** Rev. #1 - C. Fong - Dec 2, 2022. - Revised architectural floor plan to show existing grease trap locations. | Hashtag Plumbing Inc
EP-2023-07600 | 2023-08-24 | 6084 FRASER STREET, Vancouver, BC | Electrical Permit | Commercial | Renovation | Issued | Installation / Repair - Commercial - Kitchen renovation including installation of interlocking, lights, receptacles, emergency lights, exit signs, 1 washroom, dinning room lights and Signage power. >BP: Case File CF-2020-005993, CF-2020-002910, CF-2020-002911 Interior alterations to provide tenant improvements for a new retail-limited-food (Group E) tenant in this existing 1-storey commercial building. | Ling-Tec Electrical Service Ltd
GP-2022-01241 | 2022-04-20 | 6145 FRASER STREET, Vancouver, BC V5W 2Z9 | Gas Permit | Commercial | Renovation | Completed | Commercial - Re and re furnace | Samra Heating & Cooling Ltd
EP-2023-09749 | 2024-01-12 | 1014 GRANVILLE STREET, Vancouver, BC | Electrical Permit | Commercial | Renovation | Issued | Installation / Repair - Commercial - Safety Check. Check the existing installation of electrical equipment to ensure electrical safety. Fire, remove damaged wires and make safe. Supply generator for temporary power to building. No building work. | Novawest Electrical Services Ltd
EP-2023-06997 | NULL | 1014 GRANVILLE STREET, Vancouver, BC | Electrical Permit | Commercial | Renovation | Withdrawn | Installation / Repair - Commercial - Upgrade existing fire alarm system. There are 3 separate fire alarm systems in these units/buildings (1014, 1018 and 1020). 2 of them are interconnected (conventional system in 1014 and 1018) and the other unit (1020) has addressable system. We will keep the first unit's conventional system and replace the other two systems with full addressable system. After the upgrade, there will be only 1 system instead of two for these 2 units. The new system will be interconnected to Unit 1014's fire alarm system | Prowatt Electric Inc
GP-2022-00667 | 2022-03-07 | 1039 GRANVILLE STREET, Vancouver, BC V6Z 1L4 | Gas Permit | Commercial | Tenant Improvement | Cancelled | Commercial - Replacing two gas appliances with two new appliances | Burnaby Mountain Plumbing Heating & Renovation
PP-2022-00750 | 2022-03-07 | 1039 GRANVILLE STREET, Vancouver, BC V6Z 1L4 | Plumbing Permit | Residential | Tenant Improvement | Completed | Residential - Backflow preventer | Burnaby Mountain Plumbing Heating & Renovation
EP-2023-05237 | 2023-06-12 | 2985 GRANVILLE STREET, Vancouver, BC | Electrical Permit | Commercial | Addition | Issued | Installation / Repair - Commercial - Low voltage installation of CCTV & Security Alarm system. | ADT Security Services Canada Inc
EP-2023-04344 | NULL | 3051 GRANVILLE STREET, Vancouver, BC | Electrical Permit | Commercial | Addition | Application Incomplete | Installation / Repair - Commercial - Connect new LED cabinet sign above door to existing electrical circuit. Power is already at the sign >BP: 3051 Granville St - Exterior and interior alterations to this existing Retail (E) space in the existing commercial building on this site. Scope of work includes: Exterior - repainting the front facade to a softer Yellow. Interior - demolition of furred walls, remove sink and lighting, clean and balance HVAC system. Install new drop ceiling, 6' high complete shelving units, modules, new fixtures new hand sink and new wall finishes throughout. OK For Field Review per A.Campbell - Jan.15.2020 CRP Schedule A and Schedule B Architectural submitted by Peter Turje, Architect MAIBC, Tel: 604 612-2643. Schedule B Mechanical & Plumbing submitted by Raymond Cho, P. Eng, Tel: 604 294-8414. Schedule B Electrical submitted by Jonas Liang, P. Eng, Tel: 604 294-8414. Note: Energy Upgrade: E2 - HVAC - Clean and Balance all Air Systems (per 6.7.2.3.2 of ASHRAE 90.1-2016) Building Not Sprinklered – No sprinkler permit required. POD - Oliver Approved New Exterior Paint Colour | Global Environmental Lighting Services Ltd
PP-2023-02365 | 2023-07-05 | 3057 GRANVILLE STREET, Vancouver, BC | Plumbing Permit | Commercial | Renovation | Completed | Commercial - cap off two basins and remove one laundry sink >BP: To change the use/occupancy from Beauty & Wellness Centre (group D) to Retail Store (group E) and to provide tenant improvements. | G2 Mechanical Ltd
NULL | NULL | 3057 GRANVILLE STREET, Vancouver, BC | Electrical Permit | Commercial | Tenant Improvement | Draft | Installation / Repair - Commercial - remove two occupancy sensors, 8 pot lights, 3 receptacles and one laundry plug | NULL
EP-2023-07821 | 2023-08-29 | 3057 GRANVILLE STREET, Vancouver, BC | Electrical Permit | Commercial | Tenant Improvement | Completed | Installation / Repair - Commercial - Demo of 4 pot lights and removal of old wiring. Installation of New LED track lights. >BP: To change the use/occupancy from Beauty & Wellness Centre (group D) to Retail Store (group E) and to provide tenant improvements. OK to process as DTI as per A. Patterson June 2, 2023 | F & S Electrical Ltd
EP-2022-08773 | 2022-10-17 | 860 HOMER STREET, Vancouver, BC V6B 2W5 | Electrical Permit | Commercial | Addition | Completed | Installation / Repair - Commercial - SUITE #407 - Install electrical outlet for cabinet rack in server room. No walls being opened | TCA Industries Ltd
NULL | NULL | 878 HOMER STREET, Vancouver, BC | Plumbing Permit | Commercial | Renovation | Withdrawn | Commercial - 1 hand sink need to remove all plumbing | Tuyet Minh Huynh
EP-2023-10665 | 2023-12-07 | 878 HOMER STREET, Vancouver, BC | Electrical Permit | Commercial | Renovation | Completed | Installation / Repair - Commercial - Organize wiring, re-arrange emergency light circuit and replace with new emergency light and exit signs.We just replacing with new exit and emergency lights, old ones stopped working. No new lights installed. - add 6 plugs >BP: Interior alterations and to change the use of this existing Beauty and Health Enhancement Centre to a Beauty and Wellness Centre in this existing commercial building on this site. Ok for field review as per L.King | Ling-Tec Electrical Service Ltd
SP-2023-02201 | 2023-12-20 | 878 HOMER STREET, Vancouver, BC | Sprinkler Permit | Commercial | Tenant Improvement | Completed | Commercial - modify 6 pendent heads to upright >DB: Interior alterations and to change the use of this existing Beauty and Health Enhancement Centre to a Beauty and Wellness Centre in this existing commercial building on this site. | Tuyet Minh Huynh
PP-2023-03404 | 2023-10-03 | 6262 FRASER STREET, Vancouver, BC | Plumbing Permit | Commercial | Renovation | Completed | Commercial - 10 nail salon chairs and existing washroom renovation >BP: Interior alterations to provide improvements and change of use from Retail Store to Beauty and Wellness Centre of this existing mixed-use building. Scope of work: doors and walls removal, new doors and walls, electrical and plumbing work, and validate kitchen equipment removal. PLEASE NOTE: : If work on this site could lead to ground disturbance (impacting soil) advise applicant to contact the Provincial Archaeology Branch at 250-953-3334 for a list of archaeological consultants, who when retained by the proponent, will apply on the proponent’s behalf for the necessary archaeological permits. In addition, please be advised that reports from an Archaeologist (Archaeological Overview Assessment (AOA) or Archaeological Impact Assessment (AIA) reports) and archaeological/heritage inspection permits from the First Nations may be necessary prior to the release of your City of Vancouver permits. | Monolith Mechanical Services Inc
EP-2023-08575 | 2023-09-22 | 6262 FRASER STREET, Vancouver, BC | Electrical Permit | Commercial | Renovation | Completed | Installation / Repair - Commercial - Installation of additional receptacles for equipment, and general use, new circuits for washer, dryer. Replace existing light fixtures with new. >BP: Interior alterations to provide improvements and change of use from Retail Store to Beauty and Wellness Centre of this existing mixed-use building. Scope of work: doors and walls removal, new doors and walls, electrical and plumbing work, and validate kitchen equipment removal. New Tenant: Nacre Nails Ltd.(Dinh Toan Do) 778-917-5222 OK for Field Review per Candice Y. Aug 8th, 2023 Plumbing Schedule B - Alex Z.Q. Li, P.Eng 778.323.1368 If work on this site could lead to ground disturbance (impacting soil) advise applicant to contact the Provincial Archaeology Branch at 250-953-3334 for a list of archaeological consultants, who when retained by the proponent, will apply on the proponent’s behalf for the necessary archaeological permits. In addition, please be advised that reports from an Archaeologist (Archaeological Overview Assessment (AOA) or Archaeological Impact Assessment (AIA) reports) and archaeological/heritage inspection permits from the First Nations may be necessary prior to the release of your City of Vancouver permits. | Optimal Electrical Ltd
PP-2023-02866 | 2023-08-17 | 995 GRANVILLE STREET, Vancouver, BC | Plumbing Permit | Commercial | Addition | Completed | Commercial - Supply & Install one Grease Interceptor as per Mechanical drawings >BP: Exterior and interior alterations and a change of major occupancy from Retail (Limited Food Service-group E) to Restaurant Class 1 (group A2) to provide improvements for a new tenant at 995 Granville St on the ground floor of this commercial building on this site. Kitchen hood exhaust to vent through the front elevation. OK for DB per B.Dufix Class II Cooking operation. Cooking causing grease-laden vapours is not permitted. Exhaust system is design for steam and heat removal only. K3 form is in file. Building Review Branch Notes: 1) Proposed interior Occupant load is 16 persons + 3 staffs = 19 persons. 2) A permanent sign indicating the above proposed occupant load shall be posted in a conspicuous location near the suite's principal entrance. 3) Separate permit will be required for any changes to the interior layout. 4) Separate permit is required for outdoor patio seating. Additional washroom may be required. | Elevate Mechanical Group Ltd
EP-2023-10978 | 2023-12-07 | 1017 GRANVILLE STREET, Vancouver, BC | Electrical Permit | Commercial | Renovation | Issued | Installation / Repair - Commercial - Emergency permit required to check and repair/replace damaged fuses, equipment. BCH cut power to building due to recent rainfall (Dec 04) Electrical room flooded submerging some of the equipment. | ACS ELECTRICAL LTD
EP-2022-09226 | 2022-10-31 | 950 HOMER STREET, Vancouver, BC | Electrical Permit | Commercial | Addition | Completed | Installation / Repair - Commercial - we need install 18 units LED track light 120v 135w/unit and 9 units strip light. install switch and power control wire. all job for show room **Amend 11/16/2022** Increase value by 4,900.00 | We Do Electrical Ltd
EP-2022-05556 | 2022-06-30 | 1096 HOMER STREET, Vancouver, BC | Electrical Permit | Commercial | Tenant Improvement | Completed | Installation / Repair - Commercial - re-lamp, re-ballast on the T8 fixture and replace fluorescent potlight into LED downlight | Atlantic Electric Ltd
PP-2022-03682 | 2022-10-26 | 1660 E HASTINGS STREET, Vancouver, BC | Plumbing Permit | Commercial | Renovation | Completed | Commercial - Scope of Work: PLUMBING PIPING WORK -piping only ***NOTE: TSBC Gas Permit Required” for the gas. Supply and install commercial hot water tank 76USG NATURAL GAS 1 99,000BTU WATER Heater - Supply and install new water feed to accommodate larger tank - Install new commercial hot water tank, reconnect water lines - Supply and install new fittings as required - Supply and install seismic strapping per current code - Test for proper operation - Disposal of old tank is included - 3 technicians required for duration of work due to size and style of tank and access is very difficult Gas relocation - Re-route existing gas line to new HWT location - Re-route venting to new HWT location | R & M Mechanical Ltd
EP-2022-09077 | 2022-10-27 | 1660 E HASTINGS STREET, Vancouver, BC | Electrical Permit | Commercial | Renovation | Completed | Installation / Repair - Commercial - New rough wire bathroom lights plugs switch's -Rough in 8 x newly framed washrooms. Only 4 bathrooms will require 15A GFCI receptacles. Each bathroom will have its own light on its own switch. Power has been taken from nearby panel. Wire has been run in BX with proper boxes to accomodate the type of wire used. -No lighting only 6 led wrap lights in bathroom >BP: Including the letter of operation from Kaila Wong of Vancouver Aboriginal Friendship Centre Society dated July 27, 2022 to provide interior alterations to combine two units of 1650 and 1660 E Hastings Streets and a change of use of approximately 3562.6 sq. ft. at 1660 E Hastings St from Retail Store to Social Service Centre (administration office) on the ground floor in this existing mixed-use (commercial/institutional) building for a limited period of time expiring December 31, 2023 unless extended in writing by the Director of Planning. Scope of work includes providing a new accessible washroom on the ground floor. No inspection until proper signed and sealed document are received and processed. Notes: 1. Related to DB-2022-04138 for Social Service Centre (temporary emergency shelter), same operator at 1670 E Hastings St on the second floor. 2. E2: Upgrade to incorporate Automatic Partial OFF (per 9.4.1.1.(g) of ASHRAE 90.1-2016) | Lux Electric Group Ltd
EP-2023-03098 | 2023-04-14 | 1842 E HASTINGS STREET, Vancouver, BC | Electrical Permit | Commercial | Renovation | Completed | Installation / Repair - Commercial - To provide safe installation for exterior electrical wiring; as per the order by the District Electrical Inspector. | Fina Electrical Systems Ltd
EP-2023-01330 | 2023-02-17 | 1634 FRANKLIN STREET, Vancouver, BC | Electrical Permit | Commercial | Renovation | Completed | Installation / Repair - Commercial - To wire and install one (1) 120v bell outside to replace water gong * this is not fire alarm | Fina Electrical Systems Ltd
GP-2022-00720 | 2022-03-07 | 2651 FRASER STREET, Vancouver, BC | Gas Permit | Residential | Renovation - Dwelling Unit(s) only | Completed | Residential - Installing on-demand water heater | Reid Brothers Plumbing & Heating Ltd
PP-2023-00721 | 2023-03-07 | 1260 GRANVILLE STREET, Vancouver, BC V6Z 1M4 | Plumbing Permit | Commercial | Addition | Completed | Commercial - Adding 1 Handwash Sink and 1 Drinking Fountain | Total Energy Systems Ltd
EP-2022-09698 | 2022-11-17 | 1260 GRANVILLE STREET, Vancouver, BC V6Z 1M4 | Electrical Permit | Commercial | Renovation | Completed | Installation / Repair - Commercial - Add receptacle in exam room and receptacle for water station. (Both are 15A, 120V) | Plan Group Inc
EP-2022-00092 | 2022-01-11 | 1488 FRANCES STREET, Vancouver, BC | Electrical Permit | Commercial | Addition | Completed | Installation / Repair - Commercial - Extra Low Voltage - installation of new CCTV and card access system at Door Dash essentials location office. >BP: Exterior and interior alterations to change of use to Package Plant and provide tenant improvements for a new tenant (Doordash). Scope of work includes to install a roof top unit. Letters of assurance submitted: Sch A (Arch): j. Santeford, 604.334.4774 Sch B (Arch): J. Santeford, 604.334.4774 Sch B (Stru): C. Jacques, P.Eng., Struct.Eng., 604.631.9517 Sch B (Elec): K. Siu, 604.631.9664 Sch B (Mech, Plumb): S. Aheng, P.Eng., 604.685.9381 Ok for field review as per Jamie Zhang, Oct.13/21 Note: 1. Energy upgrade triggers - E2 - HVAC - Clean and Balance all Air Systems (per 6.7.2.3.2 of ASHRAE 90.1-2016). - E2 - SWH - Upgrade SWH system Temperature Controls (per 7.4.4.1 of ASHRAE 90.1-2016) | Tyco Integrated Fire & Security Canada Inc/Tyco Feu Et Securite Integres Canada Inc
EP-2022-00418 | 2022-01-21 | 1488 FRANCES STREET, Vancouver, BC | Electrical Permit | Commercial | Renovation | Completed | Installation / Repair - Commercial - Lighting, Emergency Lighting, Distribution Panel, Branch Circuits, Mechanical Power, Data/Comm >BP: Exterior and interior alterations to change of use to Package Plant and provide tenant improvements for a new tenant (Doordash). Scope of work includes to install a roof top unit. Letters of assurance submitted: Sch A (Arch): j. Santeford, 604.334.4774 Sch B (Arch): J. Santeford, 604.334.4774 Sch B (Stru): C. Jacques, P.Eng., Struct.Eng., 604.631.9517 Sch B (Elec): K. Siu, 604.631.9664 Sch B (Mech, Plumb): S. Aheng, P.Eng., 604.685.9381 Ok for field review as per Jamie Zhang, Oct.13/21 Note: 1. Energy upgrade triggers - E2 - HVAC - Clean and Balance all Air Systems (per 6.7.2.3.2 of ASHRAE 90.1-2016). - E2 - SWH - Upgrade SWH system Temperature Controls (per 7.4.4.1 of ASHRAE 90.1-2016) Amend: Mar 21, 2022 to add 112.5 Kva Transformer. Delta Wye 600 - 120/208v, with a single service. Markup Engineer Drawing attached. 600v 125A fused 3 phase 3 Wire Delta to transformer, transformer secondary is 400A 120/208 3 phase 4 wire. Single Line Attached. | Kato Electrical Inc
PP-2022-00331 | 2022-02-02 | 1488 FRANCES STREET, Vancouver, BC | Plumbing Permit | Commercial | Tenant Improvement | Completed | Commercial - New Door Dash delivery center Exterior and interior alterations to change of use to Package Plant and provide tenant improvements for a new tenant (Doordash). Scope of work includes to install a roof top unit. | PACIFIC FLO MECHANICAL
EP-2022-10356 | 2022-12-08 | 6196 FRASER STREET, Vancouver, BC V5W 3A1 | Electrical Permit | Commercial | Renovation | Issued | Installation / Repair - Commercial - wiring a couple of new appliances/lights/heaters at a restaurant with no change on the existing commercial kitchen fire expression interlock system. | Zuoyuan Liu
PP-2022-04270 | 2022-12-08 | 6196 FRASER STREET, Vancouver, BC V5W 3A1 | Plumbing Permit | Commercial | Renovation | Completed | Commercial - Moving a 3 compartment kitchen sink, adding a kitchen sink, adding a commercial dishwasher, adding an ice maker | Jon O'Brien
GP-2022-03748 | 2022-11-28 | 6196 FRASER STREET, Vancouver, BC V5W 3A1 | Gas Permit | Commercial | Renovation | Completed | Commercial - Running a 1" gas line from a new meter installed in the alley, approx 100ft in length, to the kitchen of the restaurant to supply natural gas to three appliances | Jon O'Brien
NULL | NULL | 789 GORE AVENUE, Vancouver, BC | Plumbing Permit | Commercial | Renovation | Draft | Commercial - Removal and installation of a 1/2" Reduced pressure backflow assembly | Moe's Plumbing and Heating Inc
EP-2022-04535 | 2022-06-01 | 480 GRANVILLE STREET, Vancouver, BC | Electrical Permit | Commercial | Renovation | Completed | Installation / Repair - Commercial - Install new Lighting and Devices -the Grounding/Bonding is just for Server Rack for Data Contractor. >BP: Interior alterations to provide tenant improvements in this existing commercial building. Scope of Work: Removal of interior partition walls, doors, new handrails, and new cabinets with shelves. OK For Field Review as per J.Bal - March 25,2022 | Deltec Electric Ltd
EP-2022-04506 | 2022-05-31 | 480 GRANVILLE STREET, Vancouver, BC | Electrical Permit | Commercial | Renovation | Completed | Installation / Repair - Commercial - Low Voltage, Data cabling for WiFi >BP: 480 Granville Street Interior alterations to provide tenant improvements in this existing commercial building. Scope of Work: Removal of interior partition walls, doors, new handrails, and new cabinets with shelves. OK For Field Review as per J.Bal - March 25,2022 | Optinet Systems Inc
SP-2022-01159 | 2022-07-21 | 480 GRANVILLE STREET, Vancouver, BC | Sprinkler Permit | Commercial | Tenant Improvement | Completed | Commercial - Relocate and Replace 2 Heads 480 Granville Street Interior alterations to provide tenant improvements in this existing commercial building. Scope of Work: Removal of interior partition walls, doors, new handrails, and new cabinets with shelves. *****This application does not include any of the following: 1. Not more than 20 sprinklers (add, relocate, or remove), 2. hydraulic calculations, 3. change in occupancy and /or hazard classification, 4. warehouse storage arrangements, 5. mobile compact storage arrangements, 6. alternative solutions, 7. changes to the sprinkler system supply piping (e.g. valves, mains, cross-mains, branch-lines, etc.), or 8. flexible sprinkler pipe. | Viking Fire Protection Inc
EP-2022-10135 | 2022-12-01 | 297 E HASTINGS STREET, Vancouver, BC | Electrical Permit | Commercial | Addition | Completed | Installation / Repair - Commercial - Supply and install: #12/2 Teck circuit wiring; 1x 120V LED wallpack with photocell; 1x 1p15A breaker. (to illuminate exterior doorway). Amend: Dec 21, 2022 Please change FSR From: Lee Quesnelle, FSR B, 212702 To: Aaron Nerdahl FSR A, 229090 | Houle Electric Limited
EP-2022-01425 | 2022-02-25 | 297 E HASTINGS STREET, Vancouver, BC | Electrical Permit | Commercial | Renovation | Completed | Installation / Repair - Commercial - replace existing fluorescents with new and add 3 receptacles | Ampac Electric Ltd
EP-2022-10319 | 2022-12-09 | 872 GRANVILLE STREET, Vancouver, BC V6Z 1K3 | Electrical Permit | Commercial | New | Completed | Installation / Repair - Commercial - Installation of new SECURITY alarm system | ADT Security Services Canada Inc
PP-2023-03840 | 2023-11-01 | 916 GRANVILLE STREET, Vancouver, BC | Plumbing Permit | Commercial | Renovation | Issued | Commercial - Install and removal of backflow devices CROSS CONNECTION LTR UPLOADED | MDE Enterprises Ltd
EP-2023-09792 | 2024-01-10 | 925 GRANVILLE STREET, Vancouver, BC | Electrical Permit | Commercial | Tenant Improvement | Issued | Installation / Repair - Commercial - Tenancy Improvements such as: lights, branch circuits, appliances feeds, inter locking. Inter locking is a system that completes the fire suppression system for the restaurant hood system. Also we run all the branch circuits for all the appliances and equipment as well as lightings. We will run Some low voltage cable as well. Lighting compliance has been already submitted. >BP: Interior and exterior alterations and change of major occupancy to existing retail store to provide tenant improvement for a new Restaurant (Group D per 3.1.2.6 - pizza & ice cream) on the ground floor of this existing commercial (Heritage B) building on this site. Scope of work includes: - Interior alterations to add a kitchen and ventless pizza oven, ventless hood, electric fryer, and electric griddles. - Provide new fire extinguishing system in the unit. - Exterior alterations to provide new storefront, relocate front entry door, provide new exhaust louver above entry awning and provide an outdoor condensing unit (wall mounted) at rear parking area. Proposed occupant load = 13 persons (4 staff + 6 interior seats + 3 standing) ******THIS PERMIT HAS BEEN REVIEWED & ISSUED UNDER THE REQUIREMENTS OF VBBL 2019 ******** Building Review Branch Notes: 1. Sch. A, D, Arch. B, Struct. B, Elec. B., Mech. B, Plumb. B. & Fire Suppression B. are submitted. 2. A permanent sign, with lettering not less than 50 mm high with a 12 mm stroke, indicating the occupant load for the suite (13 persons), shall be posted in a conspicuous location near the suite’s principal entrance. 3. Washroom capacity is max. 25 persons. | Canucks Electric Inc
PP-2023-03809 | 2023-10-31 | 925 GRANVILLE STREET, Vancouver, BC | Plumbing Permit | Commercial | Tenant Improvement | Issued | Commercial - Installing new: 1. 2 hand sink 2. 1 mop sink 3. 1 tree compartment sink 4. 1 grease interceptor 75 gal And reinstalling: 1. 1 water closet 2. 1 lavatory 3. 1 electric hot water tank >DB: Interior and exterior alterations and change of major occupancy to existing retail store to provide tenant improvement for a new Restaurant (Group D per 3.1.2.6 - pizza & ice cream) on the ground floor of this existing commercial (Heritage B) building on this site. Scope of work includes: - Interior alterations to add a kitchen and ventless pizza oven, ventless hood, electric fryer, and electric griddles. - Provide new fire extinguishing system in the unit. - Exterior alterations to provide new storefront, relocate front entry door, provide new exhaust louver above entry awning and provide an outdoor condensing unit (wall mounted) at rear parking area. | Keivani Plumbing Services
EP-2023-04797 | 2023-08-23 | 925 GRANVILLE STREET, Vancouver, BC | Electrical Permit | Commercial | Renovation | Completed | Installation / Repair - Commercial - UPGRADE ELECTRICAL SERVICE TO 200 A. >BP: Interior and exterior alterations and change of major occupancy to existing retail store to provide tenant improvement for a new Restaurant (Group D per 3.1.2.6 - pizza & ice cream) on the ground floor of this existing commercial (Heritage B) building on this site. Scope of work includes: - Interior alterations to add a kitchen and ventless pizza oven, ventless hood, electric fryer, and electric griddles. - Provide new fire extinguishing system in the unit. - Exterior alterations to provide new storefront, relocate front entry door, provide new exhaust louver above entry awning and provide an outdoor condensing unit (wall mounted) at rear parking area. Proposed occupant load = 13 persons (4 staff + 6 interior seats + 3 standing) ******THIS PERMIT HAS BEEN REVIEWED & ISSUED UNDER THE REQUIREMENTS OF VBBL 2019 ******** Building Review Branch Notes: 1. Sch. A, D, Arch. B, Struct. B, Elec. B., Mech. B, Plumb. B. & Fire Suppression B. are submitted. 2. A permanent sign, with lettering not less than 50 mm high with a 12 mm stroke, indicating the occupant load for the suite (13 persons), shall be posted in a conspicuous location near the suite’s principal entrance. 3. Washroom capacity is max. 25 persons. | A to Z Pak Electrical Ltd
EP-2023-02073 | 2023-03-10 | 1133 GRANVILLE STREET, Vancouver, BC V6Z 1M1 | Electrical Permit | Commercial | Tenant Improvement | Completed | Installation / Repair - Commercial - Install outlet for automatic door opener @ the washroom >BP: Change of use of approximately 2,551 sq. ft. from Retail to Fitness Centre - Class 2 with accessory Retail and interior alterations to provide improvements at 1133 Granville St in this existing commercial building. Note: 1. OK to process as DB for change of use as per Marie Linehan, November 16, 2022. 2. No translucent or opaque film, artwork, posters, shelving, display case, curtains or similar elements are to be installed on or directly outside or inside of the approved glazing frontages and windows. Processed through CRC. Major Occupancy is using 3.2.1.6. low occupant load A2 = Group D | YORAM ZER DBA YZElectric
PP-2022-01508 | 2022-05-05 | 1216 HOMER STREET, Vancouver, BC V6B 6K5 | Plumbing Permit | Commercial | Renovation | Issued | Commercial - Domestic Water System- Re-piping | Pacific Mechanical Systems Ltd
EP-2023-01400 | 2023-02-27 | 695 W BROADWAY, Vancouver, BC | Electrical Permit | Commercial | Renovation | Completed | Installation / Repair - Commercial - All fire alarm work as per engineer drawings submitted by LP Gander under BP >BP: Interior and exterior alterations to replace the outdoor fire control panel and annunciator and relocate the control panel to inside the unit ***Reviewed under VBBL 2019*** | Fina Electrical Systems Ltd
GP-2022-03983 | 2022-12-15 | 2126 FRANKLIN STREET, Vancouver, BC | Gas Permit | Residential | Renovation | Completed | Residential - Remove and replace existing furnace with new high efficient furnace | Craig Burgess & Adam McFarlane
PP-2023-03667 | 2023-10-18 | 1219 GRANVILLE STREET, Vancouver, BC | Plumbing Permit | Commercial | Renovation | Completed | Commercial - Install 7 backflow preventers. This application is made as a result of a CoV Cross Connection Control inspection. CROSS CONNECTION LTR UPLOADED | Vancouver Backflow Testing Ltd
PP-2023-03797 | 2023-12-06 | 1227 GRANVILLE STREET, Vancouver, BC | Plumbing Permit | Commercial | Renovation | Issued | Commercial - back flow devices on 1s floor CROSS CONNECTION - LTR UPLOADED AMEND: DEC 13/2023 We have to install 4 device in total | Hillcrest Plumbing & Heating (1991) Ltd
MP-2023-01952 | 2023-11-01 | 844 GREENCHAIN, Vancouver, BC V5Z 3Z6 | Mechanical Permit | NULL | NULL | Issued | NULL | Sunrise Heating and Cooling Ltd
NULL | NULL | 839 HOMER STREET, Vancouver, BC | Electrical Permit | Commercial | Tenant Improvement | Draft | Installation / Repair - Commercial - install lighting, emergency lighting, voice/data, outlets, switches, BB heater and equipment connections for tenant improvements | Accurate Electric Ltd.
EP-2022-08257 | 2022-10-03 | 839 HOMER STREET, Vancouver, BC | Electrical Permit | Commercial | Tenant Improvement | Completed | Installation / Repair - Commercial - Installation of new light fixtures, emergency lighting, lighting controls, fire alarm modifications, low voltage wiring & heaters Exterior and Interior Alterations to change the use from restaurant to Retail store for a new tenant on the ground floor of the existing mixed use building on this site. tenant: Pet Valu Plumbing Fixtures: 3 water closets and 6 sinks reduced to 1 WC, 1 Sink, and 1 pet washing station. Sprinklers being added No driveway work proposed. OK for field review per D. Langevin Aug 2, 2022 Exterior Alterations OK per Karen KG Work to include replacing two exterior single doors with an exterior double door, removing kitchen and washrooms and reconfiguring interior layout for new tenant. | Accurate Electric Ltd.
SP-2022-01600 | 2022-10-03 | 839 HOMER STREET, Vancouver, BC | Sprinkler Permit | Commercial | Tenant Improvement | Completed | Commercial - installation of 4 sprinkler heads. Exterior and Interior Alterations to change the use from restaurant to Retail store for a new tenant on the ground floor of the existing mixed use building on this site. tenant: Pet Valu Plumbing Fixtures: 3 water closets and 6 sinks reduced to 1 WC, 1 Sink, and 1 pet washing station. Sprinklers being added No driveway work proposed. OK for field review per D. Langevin Aug 2, 2022 Exterior Alterations OK per Karen KG Work to include replacing two exterior single doors with an exterior double door, removing kitchen and washrooms and reconfiguring interior layout for new tenant. *****This application does not include any of the following: 1. Not more than 20 sprinklers (add, relocate, or remove), 2. hydraulic calculations, 3. change in occupancy and /or hazard classification, 4. warehouse storage arrangements, 5. mobile compact storage arrangements, 6. alternative solutions, 7. changes to the sprinkler system supply piping (e.g. valves, mains, cross-mains, branch-lines, etc.), or 8. flexible sprinkler pipe. | Gisborne Industrial Construction Ltd
EP-2023-03228 | 2023-04-14 | 889 HOMER STREET, Vancouver, BC V6B 5S3 | Electrical Permit | Commercial | Addition | Completed | Installation / Repair - Commercial - Electric Vehicle Charging Infrastructure - Wiring installation for future electric vehicle supply equipment (EVSE). Supply and install (1) 400A 120/208V 3-Phase (300A fuses)add to existing Westinghouse breaker in the main switchboard. Supply and install (1) CT Cabinet and 13 JAW Meter base for BC Hydro metering. Coordinate shutdown of the main substation for the installation of the breaker. Supply and install (2) parallel 4C #250 AL ACWU feeds from the existing unit sub to the new EV panel. Supply and install (1) 400A 120/208V 3PH 72 cct "EV" panel in the electrical room on P3. Supply and installation of (12) 40A 2P Breakers in the new EV Panels. Supply and install 1200' of 2" EMT Conduit "Main trunks" down the parking lanes inclusive of junction boxes. Supply and install 3/4" EMT Conduit "Final runs" to (72) parking stalls. Provide 40A 208V Circuits to (72) taking stalls. Supply and install EMT conduit for the WIFI system through the parkade. Supply and install (10) WIFI access points for connection to the network. Supply and install (1) 16-port POE switches. | TDR Electric Inc
PP-2023-04056 | 2023-11-17 | 891 HOMER STREET, Vancouver, BC | Plumbing Permit | Commercial | New | Completed | Commercial - Installation of RPBA and DCVA as per city requirements CROSS CONNECTION LTR UPLOADED | Montalbano Plumbing Services Ltd
NULL | NULL | 891 HOMER STREET, Vancouver, BC | Plumbing Permit | Commercial | New | Draft | Commercial - Installing RPBA and DCVA as per City requirments. | Montalbano Plumbing Services Ltd
EP-2023-04627 | 2023-06-05 | 791 W GEORGIA STREET, Vancouver, BC | Electrical Permit | Commercial | Renovation | Issued | Installation / Repair - Commercial - supply and install power to level 4 roof for demolition work and rooftop demolition | Protec Installations Group
EP-2022-03400 | 2022-05-02 | 791 W GEORGIA STREET, Vancouver, BC | Electrical Permit | Commercial | Renovation | Expired | Temporary Power - Commercial - To provide temporary power. -renewal of EP-2021-03136 -Valid: April 24, 2022 - April 23, 2023 | Protec Installations Group
EP-2022-00833 | 2022-03-24 | 791 W GEORGIA STREET, Vancouver, BC | Electrical Permit | Commercial | Tenant Improvement | Issued | Installation / Repair - Commercial - Connection of 8 baseboard heaters & connection of lights in 2 rooms for temp sales office. | Protec Installations Group
PP-2022-00485 | 2022-02-14 | 811 HORNBY STREET, Vancouver, BC | Plumbing Permit | Commercial | Tenant Improvement | Completed | Commercial - Rough-in for 2 Hand Sinks , 2 Hair wash stations , 1 washer Machine #811 Hornby St - ground floor Interior alterations for a change of use from mercantile/coffeeshop, retail E, to barbershop, Beauty Salon D, on the ground of this existing commercial building on this site. Scope of work includes cosmetic changes to finishes | Tuyet Minh Huynh
EP-2022-01323 | 2022-02-22 | 811 HORNBY STREET, Vancouver, BC | Electrical Permit | Commercial | Renovation | Completed | Installation / Repair - Commercial - Complete security Alarm system installation >BP: #811 Hornby St - ground floor Interior alterations for a change of use from mercantile/coffeeshop, retail E, to barbershop, Beauty Salon D, on the ground of this existing commercial building on this site. Scope of work includes cosmetic changes to finishes | Sky Security Ltd
EP-2022-01269 | 2022-02-22 | 811 HORNBY STREET, Vancouver, BC | Electrical Permit | Commercial | Renovation | Completed | Installation / Repair - Commercial - Light and plug installation in Barber shop >BP: #811 Hornby St - ground floor Interior alterations for a change of use from mercantile/coffeeshop, retail E, to barbershop, Beauty Salon D, on the ground of this existing commercial building on this site. Scope of work includes cosmetic changes to finishes DBI to determine if SP is required Schedule A (CRP) & Schedule B (Architectural) - Danny Ka Wai Wong, 604-773-2068 Energy upgrade E2 - Lighting - Upgrade to Restricted to Manual ON (per 9.4.1.1.(b) of ASHRAE 90.1-2016) Energy checklist is currently no longer required with your Building Permit (BP) application. Some supporting documents are still required at BP stage, specifically Envelope and HVAC, if applicable. Service Water Heating and Lighting supporting documents, if applicable, must be submitted with your related trades permits (e.g. electrical and plumbing). All energy upgrades will be checked during inspections stage. It is the applicant’s responsibility to identify and note all required upgrades including energy upgrades on their BP drawings at BP stage. OK for field review as per K. Kang December 20, 2021 | Prowatt Electric Inc
EP-2022-00524 | NULL | 811 HORNBY STREET, Vancouver, BC | Electrical Permit | Commercial | Renovation | Application Incomplete | Installation / Repair - Commercial - installation of illuminated sign cabinets, connection of 120v primary power >BP: Interior alterations for a change of use from mercantile/coffeeshop, retail E, to barbershop, Beauty Salon D, on the ground of this existing commercial building on this site. Scope of work includes cosmetic changes to finishes DBI to determine if SP is required Schedule A (CRP) & Schedule B (Architectural) - Danny Ka Wai Wong, 604-773-2068 Energy upgrade E2 - Lighting - Upgrade to Restricted to Manual ON (per 9.4.1.1.(b) of ASHRAE 90.1-2016) Energy checklist is currently no longer required with your Building Permit (BP) application. Some supporting documents are still required at BP stage, specifically Envelope and HVAC, if applicable. Service Water Heating and Lighting supporting documents, if applicable, must be submitted with your related trades permits (e.g. electrical and plumbing). All energy upgrades will be checked during inspections stage. It is the applicant’s responsibility to identify and note all required upgrades including energy upgrades on their BP drawings at BP stage. OK for field review as per K. Kang December 20, 2021 | Pacific Sign Group Inc
PP-2023-02507 | NULL | 859 HORNBY STREET, Vancouver, BC | Plumbing Permit | Commercial | Tenant Improvement | Ready For Issue | Commercial - install required plumbing for bakery. using aqua rise water piping and cast iron dwv | Gordon Brackett
EP-2023-01985 | 2023-03-21 | 6595 FRASER STREET, Vancouver, BC | Electrical Permit | Commercial | Addition | Issued | Installation / Repair - Commercial - 4 lights installation and wiring change CF-2022-013214 | Uppal Electrical Ltd
EP-2023-03521 | 2023-04-27 | 1717 GRANT STREET, Vancouver, BC | Electrical Permit | Commercial | Addition | Issued | Installation / Repair - Commercial - -adding 2 circuits for portable AC units *An approved mechanical permit is required for the installation of air conditioning or heat pump unit at the time of installation before an electrical inspection will be performed | Arcwest Electric Ltd
PP-2023-04019 | 2023-11-16 | 8516 GRANVILLE STREET, Vancouver, BC V6P 4Z7 | Plumbing Permit | Commercial | Renovation | Completed | Commercial - This is just renovation and replacing one kitchen sink and one vanity >BP: Interior alterations to provide tenant improvements to this existing Office space for a new tenant (presentation center) on the ground floor of this existing mixed use building. | Mansouri Enterprises Inc
EP-2023-10590 | 2023-12-05 | 8516 GRANVILLE STREET, Vancouver, BC V6P 4Z7 | Electrical Permit | Commercial | Tenant Improvement | Completed | Installation / Repair - Commercial - Wiring for Presentation center, Including, Installation of Light fixtures and switches, Receptacles Extra low voltage, Data and Phone. >BP: Interior alterations to provide tenant improvements to this existing Office space for a new tenant (presentation center) on the ground floor of this existing mixed use building. | Shanai Enterprise Inc
EP-2022-00098 | 2022-01-12 | 8475 GRANVILLE STREET, Vancouver, BC V6P 4Z9 | Electrical Permit | Commercial | Tenant Improvement | Completed | Installation / Repair - Commercial - Replace T8 lamps with LED lamps & drivers -no exterior lamps | MEI Energy Solutions Ltd
EP-2022-00735 | 2022-02-02 | 8475 GRANVILLE STREET, Vancouver, BC V6P 4Z9 | Electrical Permit | Commercial | NULL | Expired | Annual / Operating - Electrical maintenance throughout store up to 750V. Renewal of EP-2021-00553 Effective: January 31, 2022 - January 30, 2023 | Quantum Lighting Inc
EP-2023-01446 | 2023-02-22 | 8475 GRANVILLE STREET, Vancouver, BC V6P 4Z9 | Electrical Permit | Commercial | NULL | Expired | Annual / Operating - Electrical maintenance work up to 750V. Renewal EP-2022-00735 Valid Jan 31, 2023 to Jan 30-2024 | Quantum Lighting Inc
NULL | NULL | 8475 GRANVILLE STREET, Vancouver, BC V6P 4Z9 | Electrical Permit | Commercial | NULL | Withdrawn | Annual / Operating - Electrical maintenance up to 750V. | NULL
EP-2023-02664 | 2023-03-28 | 865 HORNBY STREET, Vancouver, BC | Electrical Permit | Commercial | Renovation | Completed | Installation / Repair - Commercial - Supply 120V circuit for door Auto operator , add conduits for auto operator,1-120V receptacle, 1 additional exit light, supply and install 1 emergency intercom station. | Status Electrical Corporation
NULL | NULL | 865 HORNBY STREET, Vancouver, BC | Electrical Permit | Commercial | Tenant Improvement | Withdrawn | Installation / Repair - Commercial - structured wiring access control | Vancouver Audiospace Home Control Ltd
EP-2022-05769 | 2022-07-08 | 865 HORNBY STREET, Vancouver, BC | Electrical Permit | Commercial | Renovation | Completed | Installation / Repair - Commercial - Controls for new VAV and thermostat relocates | ESC Automation Inc
EP-2022-08554 | 2022-10-11 | 865 HORNBY STREET, Vancouver, BC | Electrical Permit | Commercial | Renovation | Issued | Installation / Repair - Commercial - Low Energy Control wiring for 2 Roof Top Units | ESC Automation Inc
SP-2022-01925 | 2022-11-18 | 865 HORNBY STREET, Vancouver, BC | Sprinkler Permit | Commercial | Tenant Improvement | Completed | Commercial - Add two sprinkler heads for tenant improvement. 13th floor (full floor tenant) *South Tower* Interior alterations to provide improvements to an existing office tenant on the 13th floor in this existing mixed-use building on this site. Scope of work: Remove partition walls & bifold doors of existing data closet and construct new data room, electrical and sprinkler work. TENANT: Ministry of Attorney General - Legal Services Branch *****This application does not include any of the following: 1. Not more than 20 sprinklers (add, relocate, or remove), 2. hydraulic calculations, 3. change in occupancy and /or hazard classification, 4. warehouse storage arrangements, 5. mobile compact storage arrangements, 6. alternative solutions, 7. changes to the sprinkler system supply piping (e.g. valves, mains, cross-mains, branch-lines, etc.), or 8. flexible sprinkler pipe. | Priority Fire Systems Ltd
EP-2022-09965 | 2022-11-24 | 865 HORNBY STREET, Vancouver, BC | Electrical Permit | Commercial | Addition | Completed | Installation / Repair - Commercial - Upgrade of existing ULC listed dialer for the monitoring of the fire panel only | Chubb Fire & Security Canada Corp
EP-2022-10775 | 2023-01-03 | 865 HORNBY STREET, Vancouver, BC | Electrical Permit | Commercial | Tenant Improvement | Completed | Installation / Repair - Commercial - Relocate wall mounted data cabling to new Rack Mounted data rack. Install a new sensor switch to control 1 existing light. Install a new reverse acting thermostat for a new exhaust fan. No additional lights will be install therefore no ASHRAE compliance required. >BP: Interior alterations to provide improvements to an existing office tenant on the 13th floor in this existing mixed-use building on this site. Scope of work: Remove partition walls & bifold doors of existing data closet and construct new data room, electrical and sprinkler work. | Charles Richard Pawluk o/a United Electrical Systems Ltd
EP-2024-00154 | 2024-01-05 | 865 HORNBY STREET, Vancouver, BC | Electrical Permit | Commercial | Renovation | Issued | Installation / Repair - Commercial - Maintenance replacement of fire alarm system - The control unit and initiating devices. All indicating devices will remain. Note: The issuance of this permit is based on Bulletin 2018-004-BU/EL. | Fina Electrical Systems Ltd
PP-2023-03197 | 2023-09-12 | 865 HORNBY STREET, Vancouver, BC | Plumbing Permit | Commercial | Renovation | Issued | Commercial - Rough in for 3 pce washroom, floor drain, utility sink and eye wash station. Re and Re fixtures of existing washroom and install fixtures for new rough in >BP: #203 - 2nd Floor Interior alterations to provide tenant improvement to a new office tenant on the 2nd floor (#203) in this existing commercial building on site. Scope of work: remove/construct partition walls, ceilings, fixtures, millwork, finishes, HVAC, lighting, electrical, mechanical, plumbing and sprinkler work. | Tap Roots Plumbing and Heating Ltd
EP-2023-08344 | 2023-09-15 | 865 HORNBY STREET, Vancouver, BC | Electrical Permit | Commercial | Tenant Improvement | Issued | Installation / Repair - Commercial - Office Tenant Improvement: Electrical Panels, Lighting, Power Outlets, Mechanical Equipment. Connections, Add to existing Fire Alarm, Data Cabling. > Interior alterations to provide tenant improvement to a new office tenant on the 2nd floor (#203) in this existing commercial building on site. Scope of work: remove/construct partition walls, ceilings, fixtures, millwork, finishes, HVAC, lighting, electrical, mechanical, plumbing and sprinkler work. TENANT: Natural Resource Ministries (CBRE) Letters of Assurance submitted by: Schedule A and Architectural Schedule B, Mike Mammone, Architect, ph: 604-305-0315 Mechanical and Plumbing Schedule B, Matthew Clayton, P.Eng., ph: 604-687-1821 Electrical Schedule B, Graham Lovely, P.Eng., ph: 604-687-1821 OK for Field Review for Office TI E2 - Retrofit Path: BOMA BESt (Path 1) No Additional Upgrades Req'd | Centre Electric Ltd
EP-2022-03489 | 2022-05-05 | 865 HORNBY STREET, Vancouver, BC | Electrical Permit | Commercial | Addition | Completed | Installation / Repair - Commercial - Install two EV chargers (14kW @208V) in Employee Visitor parking Spaces, supplied by the PNL HPP. | Sasco Contractors Ltd
SP-2022-02014 | 2022-12-02 | 869 HORNBY STREET, Vancouver, BC | Sprinkler Permit | Commercial | Tenant Improvement | Completed | Commercial - Install 3 dry pendent heads Interior alterations : Interior alterations to provide tenant improvements for this existing Restaurant space for the new Restaurant Class 1 tenant (Japanese restaurant) at 869 Hornby Street on the ground level of this mixed use building on this site. *****This application does not include any of the following: 1. Not more than 20 sprinklers (add, relocate, or remove), 2. hydraulic calculations, 3. change in occupancy and /or hazard classification, 4. warehouse storage arrangements, 5. mobile compact storage arrangements, 6. alternative solutions, 7. changes to the sprinkler system supply piping (e.g. valves, mains, cross-mains, branch-lines, etc.), or 8. flexible sprinkler pipe. | Alpine Sprinkler Systems Ltd
PP-2022-03599 | 2022-10-13 | 869 HORNBY STREET, Vancouver, BC | Plumbing Permit | Commercial | Renovation | Completed | Commercial - alter existing restaurant fixture locations/ add new fixtures >BP:Interior alterations : Interior alterations to provide tenant improvements for this existing Restaurant space for the new Restaurant Class 1 tenant (Japanese restaurant) at 869 Hornby Street on the ground level of this mixed use building on this site. Sprinkler commitment letters submitted. Building Review Branch Notes: 1) Total proposed Occupant load is 72 seats (inside) + 10 staffs = 82 Persons. 2) Separate permit is required for outdoor patio seating. 3) A permanent sign indicating the above proposed occupant load shall be posted in a conspicuous location near the suite's principal entrance. 4) Separate permit will be required for any changes to the interior seating. Mechanical Review Notes: 1. Class 1 cooking operations (Grease-Laden Vapours). 2. Commercial kitchen exhaust systems to NFPA 96 (two Type 1 hoods). | Philip Ma
EP-2022-08313 | 2022-10-03 | 869 HORNBY STREET, Vancouver, BC | Electrical Permit | Commercial | Renovation | Completed | Installation / Repair - Commercial - wiring for data, phone, cctv and we will be done partial wiring for speakers. | Gold Knight Tech Ltd
EP-2022-08445 | 2022-10-07 | 869 HORNBY STREET, Vancouver, BC | Electrical Permit | Commercial | Renovation | Completed | Installation / Repair - Commercial - Restaurant renovation. Bar was demolished and will be built again, all circuits were kept to be reused in new bar. The led strip in the existing bar will be replaced in the new bar. One wall in the kitchen was moved so plugs were disconnected and circuits saved for newly built wall. Walk in cooler and freezer was removed a new ones will be built in the same location, circuits were kept and will be used for the new ones. There will be addition lighting added to the existing system, 5 recessed down lights and 3 pendant lights in the dining area. >BP: Interior alterations : Interior alterations to provide tenant improvements for this existing Restaurant space for the new Restaurant Class 1 tenant (Japanese restaurant) at 869 Hornby Street on the ground level of this mixed use building on this site. Sprinkler commitment letters submitted. Building Review Branch Notes: 1) Total proposed Occupant load is 72 seats (inside) + 10 staffs = 82 Persons. 2) Separate permit is required for outdoor patio seating. 3) A permanent sign indicating the above proposed occupant load shall be posted in a conspicuous location near the suite's principal entrance. 4) Separate permit will be required for any changes to the interior seating. Mechanical Review Notes: 1. Class 1 cooking operations (Grease-Laden Vapours). 2. Commercial kitchen exhaust systems to NFPA 96 (two Type 1 hoods). CRP: Matthew Cheng Architect Inc. Tel. 604-731-3012 Contact: Phoebe Wu <phoebe@mcai.ca> | NORTHERN LIGHTS ELECTRIC LTD
EP-2023-10136 | NULL | 938 NELSON STREET, Vancouver, BC V6Z 3A7 | Electrical Permit | Commercial | Addition | Application Incomplete | Installation / Repair - Commercial - Installation of EVSE in stall 634/635 into existing EV infrastructure | Berts Electric (2001) Ltd
GP-2023-04046 | 2023-12-15 | 1554 E 4TH AVENUE, Vancouver, BC | Gas Permit | Residential | Renovation | Issued | Residential - replace gas furnace | BNA Systems Inc and/or Kirkland Metal Shop Ltd
EP-2023-03041 | 2023-04-06 | 748 E BROADWAY, Vancouver, BC V5T 1X9 | Electrical Permit | Commercial | New | Completed | Installation / Repair - Commercial - Heat trace install on sprinkler wet system and domestic water. Note: A listed heat tracing system must be installed in compliance with Bulletin 2020-003-BU/EL/SP. >BP: To construct a 4 storey mixed use building including the retention and restoration of the existing heritage façade. There are two retail (E) shell CRUs on the main floor and eighteen residential (C) units on floors two through four (six per floor). To be reviewed under the 2019 VBBL. Site demolition and restraint of the heritage façade was done under BP-2020-01241. Stage 1 - excavation, foundation and superstructure - accepted May 25/21 Stage 2 - full construction - accepted Dec.22/21 | Eastern Valley Electrical Ltd
EP-2023-08847 | 2023-11-03 | 752 E BROADWAY, Vancouver, BC | Electrical Permit | Commercial | Addition | Completed | Installation / Repair - Commercial - Install branch circuits -Add track Lights, and baseboard heat >BP: Interior alterations for firs TI to this retail space on the ground floor of this existing mixed use heritage building. OK to process as DTI as per J. Zhang October 17, 2023 | Faraday Electrical Contractors Ltd
EP-2023-08353 | 2023-09-20 | 2447 E HASTINGS STREET, Vancouver, BC | Electrical Permit | Commercial | Renovation | Issued | Installation / Repair - Commercial - Installation of light fixture, receptacles, switches, electrical connection to kitchen exhaust system. >BP: Interior alterations and a change of major occupancy from Retail Limited-Food (group E) to Restaurant Class-1 (group A2) in conjunction with a bakery on the ground floor of this existing mixed-use commercial building on this site. Related to DP-2021-00246 CRP.: Jeff Shen, Architect AIBC, tel. 604-210-9698 Email: jeff.s@jsarchitect.ca Mechanical: 1. Class 1 cooking operations (Grease-Laden Vapours). 2. Commercial kitchen exhaust systems to NFPA 96 (Type 1 hood) Building Review Branch Notes: 1) Total proposed Occupant load is 12 seats + 4 staffs = 16 Persons. 2) A permanent sign indicating the above proposed occupant load shall be posted in a conspicuous location near the suite's principal entrance. 3) Separate permit will be required for any changes to the interior seating. 4) Separate permit is required for outdoor patio seating. Additional washroom may be required. Note: "This permit has been reviewed under the provision of Vancouver Building By-law 2019 (#12511)." | Diamond Electric Co Ltd
PP-2023-00672 | 2023-03-01 | 2447 E HASTINGS STREET, Vancouver, BC | Plumbing Permit | Commercial | Tenant Improvement | Issued | Commercial - Plumbing for restaurant >BP: Interior alterations and a change of major occupancy from Retail Limited-Food (group E) to Restaurant Class-1 (group A2) in conjunction with a bakery on the ground floor of this existing mixed-use commercial building on this site. | Python Plumbing Corporation
EP-2023-03676 | 2023-04-28 | 2496 E HASTINGS STREET, Vancouver, BC | Electrical Permit | Commercial | Tenant Improvement | Issued | Installation / Repair - Commercial - RE & RE of RTU Retrofit/Replacement Like for like exact appliance replacement. Service remained the same, breaker & electrical feed confirmed to be originally sized properly. Equipment will be replaced in the same location as existing the unit. No change in equipment capacity or fuel. WO 157093 | Haakon Industries (Canada) Ltd.
EP-2023-01284 | 2023-02-23 | 370 JACKSON AVENUE, Vancouver, BC V6A 3X1 | Electrical Permit | Commercial | Addition | Completed | Installation / Repair - Commercial - Provide new security monitoring wire for existing fire alarm panel. Provide dedicated circuit for security monitoring. So voluntary FA work. | Tytan Electric Inc.
EP-2022-09935 | 2022-11-24 | 370 JACKSON AVENUE, Vancouver, BC V6A 3X1 | Electrical Permit | Commercial | Addition | Issued | Installation / Repair - Commercial - Upgrade to existing security alarm system | Chubb Fire & Security Canada Corp
PP-2023-04355 | 2023-12-18 | 5083 VICTORIA DRIVE, Vancouver, BC | Plumbing Permit | Commercial | Tenant Improvement | Issued | Commercial - Add handwash sink and inspect un permitted existing bathroom. My client just bought the place and bathroom was not inspected | Marpole Plumbing & Heating Inc
PP-2022-03532 | 2022-10-11 | 2035 E 35TH AVENUE, Vancouver, BC V5P 1B8 | Plumbing Permit | Residential | New | Issued | Residential - 2FD+2SS - WEST - 2033 E 35TH AV - #1 & #2 EAST - 2035 E 35TH AV - #1 & #2 Not yet started >DB: To construct a 2 storey two-family dwelling with 2 secondary suites located in the Basement with a detached accessory building (garage) and 1 open parking at the rear providing 3 parking spaces, having vehicular access from the lane. 1. Covenant registered at the Land Title Office under CA9446263 2. A/C proposed – Exterior component located in Rear, Interior component located in Upper Floor | Bison Plumbing & Heating Ltd
PP-2022-02808 | 2022-08-12 | 2035 E 35TH AVENUE, Vancouver, BC V5P 1B8 | Plumbing Permit | Residential | New | Issued | Residential - 2FD+2SS - one sump south east corner gravity | G & K Excavation and Demolition Services Ltd
GP-2023-01742 | 2023-06-05 | 1808 E 6TH AVENUE, Vancouver, BC V5N 1P5 | Gas Permit | Residential | Renovation | Completed | Residential - Decommission and remove old furnace and install new heat pump | Ashton Service Group/Ashton Mechanical Ltd.
MP-2023-01003 | 2023-06-05 | 1808 E 6TH AVENUE, Vancouver, BC V5N 1P5 | Mechanical Permit | NULL | NULL | Completed | NULL | Ashton Service Group/Ashton Mechanical Ltd.
EP-2023-05010 | 2023-07-10 | 1808 E 6TH AVENUE, Vancouver, BC V5N 1P5 | Electrical Permit | Residential | Renovation - Dwelling Unit(s) only | Issued | Installation / Repair - Residential - Adding circuit for heat pump *MP-2023-01003: Issued (Heating and Cooling) | Douglas Millington o/a Moose Electric
EP-2022-00417 | NULL | 1808 E 6TH AVENUE, Vancouver, BC V5N 1P5 | Electrical Permit | Residential | Addition | Application Incomplete | Installation / Repair - Residential - install a 30 amp ev charger from main panel to back yard . | Vector Home Services Inc
EP-2023-09948 | 2023-11-06 | 876 CORDOVA DIVERSION, Vancouver, BC | Electrical Permit | Commercial | NULL | Issued | Annual / Operating - Annual permit for maintenance purposes. -renewal of EP-2022-09373 -valid: Nov. 5, 2023 - Nov. 4, 2024 | Blueline Electrical Services Ltd
EP-2022-09373 | 2022-11-04 | 876 CORDOVA DIVERSION, Vancouver, BC | Electrical Permit | Commercial | NULL | Expired | Annual / Operating - Maintenance of existing operating electrical equipment. | Blueline Electrical Services Ltd
EP-2022-09385 | 2022-11-04 | 212 E GEORGIA STREET, Vancouver, BC | Electrical Permit | Commercial | Renovation | Completed | Installation / Repair - Commercial - New circuit for a kitchen hoodfan installed by an HVAC contractor, 208V 8A circuit dedicated from the sub panel in the kitchen Amend: Jan 12, 2023 Wiring of new Kitchen Exhaust system, to scope all electrical under new hood system and fire suppression is controlled by Ansul system. Under fire scenario all electrical under hood to shut down along with MUA and KEF. | CSK Electric Inc
EP-2022-08230 | 2022-09-29 | 529 E HASTINGS STREET, Vancouver, BC | Electrical Permit | Commercial | Tenant Improvement | Issued | Installation / Repair - Commercial - Moving switches to install a door. Then adding a light and putting switches in the wall. *** Amendment 01/05/2024** Adding lowvoltage cat 6 cable for security cameras through out the store. Plus adding a sound system. Its all running to the back office. 3 cameras will be placed outside. *Permit Amendment Jul 05, 2023 1: Adding a floor plug in front middle area of store for a display. 2:Adding a dedicated A/C plug 3:Removing unnecessary and moving wires in bulk head that's being removed 4:Moving one outlet in front area 5:Adding extra plug in kitchen area Adding a AC plug in kitchen 6:Adding a counter plug in Kitchen with 2 circuits 7:Adding 2 gang plug box for a security system in Kitchen 8:Deleting a bathroom light and old dryer and washer plugs. Light is going to be a ceiling led panel light 9:Moving the switches for the bathroom light to wall on the other side. 10:Deleting the Hot water tank. Adding 4 outlets in storage area to become a office area. 11:adding internet cat6 or cat5e 12:Moving bathroom light in back bathroom. 13:deleting the centre bathroom fan as not needed. 14:Adding a new ceiling light in the back bathroom adding a bathroom fan x 2 15:Adding a hot water tank outlet in the kitchen 16:adding cat 6 for internet for security >BP: Change of use from herbalist (E) to cannabis retail (E) in this existing commercial space for a limited period of time and interior work to add security door and security mesh on walls at storage room. AMEND: APR 20/2023 Address is actually 529 E Hastings Street Not 527 E Hastings St. | Ryan J P Lundquist
PP-2023-04167 | 2023-11-28 | 529 E HASTINGS STREET, Vancouver, BC | Plumbing Permit | Commercial | Renovation | Issued | Commercial - eliminate a shower and replace the main water valve >BP: Interior alterations to this existing Retail Cannabis Store in this existing commercial building on this site. | Acetech Plumbing and Heating Ltd
EP-2022-08053 | 2022-09-26 | 611 E HASTINGS STREET, Vancouver, BC | Electrical Permit | Commercial | New | Completed | Installation / Repair - Commercial - Alarm and Camera system Install | Atlas Alarms Ltd
EP-2023-09479 | NULL | 3663 E HASTINGS STREET, Vancouver, BC | Electrical Permit | Commercial | Tenant Improvement | Withdrawn | Installation / Repair - Commercial - change lighting and Plugs >BP: To provide interior alterations and new kitchen equipment in this existing restaurant shell (refitting) on the ground floor of this 4 story mixed-use building for a new tenant. this permit is to validate the changes done to the washrooms without permit. Class 1 cooking operation. Total occupant load will be 92 with 84 seats and 8 staff members. Note: 1.0. Application is reviewed under VBBL 2019. 2.0. Category of work is minor renovation and Upgrading triggers are F1, S2, N1 and A2. | 2M ELECTRICAL SERVICES
EP-2023-08124 | 2023-09-08 | 3663 E HASTINGS STREET, Vancouver, BC | Electrical Permit | Commercial | Renovation | Issued | Installation / Repair - Commercial - Safety check for previous existing restaurant. Rel-amp to LED Lamps, Upgrade exit lights to running man types, change existing receptacles to client needs and GFCI's as required. Identify and label all receptacles and lighting circuits. Sequencing of kitchen hood operation. >Permit Amendment Oct 26, 2023 -"Project value increases from $3,500 to $5,000" *Document(s) uploaded to "Application Documents" tab for Electrical Inspector review. Documents are at pending status at time of permit amendment approval >BP: To provide interior alterations and new kitchen equipment in this existing restaurant shell (refitting) on the ground floor of this 4 story mixed-use building for a new tenant. this permit is to validate the changes done to the washrooms without permit. Class 1 cooking operation. Total occupant load will be 92 with 84 seats and 8 staff members. Note: 1.0. Application is reviewed under VBBL 2019. 2.0. Category of work is minor renovation and Upgrading triggers are F1, S2, N1 and A2. | 2M ELECTRICAL SERVICES
PP-2023-04041 | 2023-11-20 | 3671 E HASTINGS STREET, Vancouver, BC | Plumbing Permit | Commercial | Renovation | Completed | Commercial - I am adding the sink and deforming the single sink into triple sinks. At the same time, the three grease traps were based on the building engineer's plan. GI 1: 75 GPM- d/w - 3-comp - mop GI 2: 15 GPM- specialty coffee machine GI 3: 25 GPM- baking oven (combi?) >BP: Interior alterations and change of use to Retail Limited food service for a new tenant in the existing commercial unit in the existing mixed use building on this site. | 1357650 BC Ltd dba Westland Plumbery
EP-2023-10746 | 2023-12-11 | 3671 E HASTINGS STREET, Vancouver, BC | Electrical Permit | Commercial | Tenant Improvement | Completed | Installation / Repair - Commercial - **Amend 01/08/2024** Relocation of fire alarm bell and smoke. Pull station is existing spot and will stay in its existing spot. Verification done, Appendix C provided TI for new turkish cafe Scope of work: Tenant improvement for new Turkish cafe. All panels for CRU are pre existing. Lighting to be done — pull power back to cru panel install time clock, lights, occupancy sensors. Provide power circuits from existing panel. Plugs to be installed for appliances, and normal plug circuits. Install breakers in existing panels as per engineered electrical drawings design Provide new wire for ac unit as per building design No feeders are bring pulled as all is existing Demo of old electrical that was left from previous tenant to be done. All existing wiring will be boxed and capped off and or removed >Permit Amendment Jan 03, 2023 Work Description + Installation Details Amended: There was one fire alarm bell added to the CRU. And one moved smoke detector. Verification will be done on this bell and smoke and submitted with the final inspection. All other fire alarm devices in the unit are existing and have not been touched or moved during construction period Document Review ¦ Rejected -Please request an inspection online and upload the document(s) to the inspection for the District Electrical Inspector to review -Include "Documents only. No onsite inspection required for document review" in the requestor comments -Electrical Inspections Request: https://plposweb.vancouver.ca/Public/Login.aspx >BP: Interior alterations and change of use to Retail Limited food service for a new tenant in the existing commercial unit in the existing mixed use building on this site. Tenant: Emilee's Sweet House Ltd. OK for field review per D.Langevin | Bossio Electrical Services Ltd
EP-2023-06481 | 2023-07-21 | 3671 E HASTINGS STREET, Vancouver, BC | Electrical Permit | Commercial | Addition | Completed | Installation / Repair - Commercial - Changing the breaker to a 60A 3 phase as it's difficult to find; changing the cable to a 2/0 AWG; with a panel which is sufficient to provide power supply to their kitchen equipment and use the current panel to power lights and plugs. The source is a already established 400A panel. Looking for a 60A Sylvania 3 phase breaker. Then adding a sub panel in the commercial unit. *** sub feed cable size changed to #4 ACWU *** | Ryan J P Lundquist
EP-2023-01239 | 2023-02-15 | 3673 E HASTINGS STREET, Vancouver, BC | Electrical Permit | Commercial | Addition | Completed | Installation / Repair - Commercial - Adding a 30a plug for ice cream machine and adding 4x 20a plugs for a back storage area The wall is a inside bathroom. The splices are to be done in boxes above drop ceiling. The ice cream machine outlet will be dropped into the wall so the plug is surface plugged in flush. The 2 x 2x 20a in a 4x4 will be surface mount for fridges. The other will go through a cabinet for a counter top Slurpee machine. **Any Structural work may require a building permit | Ryan J P Lundquist
EP-2022-02301 | 2022-03-23 | 3673 E HASTINGS STREET, Vancouver, BC | Electrical Permit | Commercial | Tenant Improvement | Completed | Installation / Repair - Commercial - Install new 3x 2p 30a circuit, 2x 20a 2p, 3 single 20a cct. Install outside lights, change plugs to dedicated plugs, swap exit for modern exit signs -No lighting work is being done. Amend Apr 5, 2022 Changed from the 50a to 30a breakers x2 for Slurpee machines Amend: Apr 6, 2022 Not changing the exit signs. Keeping existing. No changes. Second item: we are going to go with 2x 50a plug. Found the nameplate. Going to change the breakers from a 30 to 50 | Ryan J P Lundquist
EP-2022-04842 | 2022-06-09 | 2689 E 49TH AVENUE, Vancouver, BC | Electrical Permit | Commercial | Renovation | Completed | Installation / Repair - Commercial - Replace 2x2 fixtures & T8 lamps as required. This is less than 5% of the building lighting | MEI Energy Solutions Ltd
EP-2022-02890 | NULL | 10 E 3RD AVENUE, Vancouver, BC V5T 1C3 | Electrical Permit | Commercial | Tenant Improvement | Withdrawn | Installation / Repair - Commercial - installation of power to split ac system. 1 outdoor unit and 2 indoor units. | Whitley Electric Ltd
EP-2023-08068 | 2023-09-07 | 2347 E HASTINGS STREET, Vancouver, BC | Electrical Permit | Commercial | Tenant Improvement | Completed | Installation / Repair - Commercial - Checking under meter as customer had concerns of safety. BC Hydro was informed. Found bit rust at lag screw but nothing major wrong at all, cleaned up and tested good. NO change to Service at all - just safety check & clean up connections inside of existing meter base. | Expert Electric Ltd
EP-2022-09876 | 2022-11-22 | 2365 E HASTINGS STREET, Vancouver, BC | Electrical Permit | Commercial | New | Completed | Installation / Repair - Commercial - Install customer supplied data rack and electronics. Route data to office locations as required. Terminate and test in new equipment as required. | Houle Electric Limited
EP-2022-02148 | 2022-03-17 | 12 E HASTINGS STREET, Vancouver, BC V6A 1N1 | Electrical Permit | Commercial | Renovation | Completed | Installation / Repair - Commercial - Fishing in a 208v plug (for pan xray) Fishing in a data outlet ( same area) | ATOMIC ELECTRICAL SOLUTIONS LTD.
EP-2022-04694 | 2022-06-06 | 38 E 5TH AVENUE, Vancouver, BC | Electrical Permit | Commercial | NULL | Expired | Annual / Operating - maintenance on computer network and associated systems (UPS, occasional new 15 and 20a circuits), changes to lighting as necessary for addition of office cubicles | Brennan M Wauters
EP-2022-10704 | 2022-12-22 | 222 E GEORGIA STREET, Vancouver, BC V6A 1Z7 | Electrical Permit | Commercial | Tenant Improvement | Completed | Installation / Repair - Commercial - Surface run conduit for replacement and upgrade of lighting, receptacles, emergency lighting, baseboard heaters and install occupancy sensors. All surface mount work, no structural work, no building permit required. Please see attached ASHRAE documents. | ANS Electrical Installations Ltd
PP-2022-00905 | 2022-03-18 | 247 E GEORGIA STREET, Vancouver, BC | Plumbing Permit | Commercial | Renovation | Completed | Commercial - Adding waterlines for already roughed in drainage For bathroom group. And adding secondary sink. First TI for a Retail Store (Florist) in this Retail SHELL in this existing mixed use building on this site. Scope of Work: To construct new interior walls, new accessible washroom, new walk in cooler room (no exterior venting required), new lighting and finishing throughout. | Shore Plumbing & Heating Inc
EP-2022-02113 | 2022-03-17 | 247 E GEORGIA STREET, Vancouver, BC | Electrical Permit | Commercial | Tenant Improvement | Completed | Installation / Repair - Commercial - Tenant improvement, lighting and receptacles for flower shop >BP: First TI for a Retail Store (Florist) in this Retail SHELL in this existing mixed use building on this site. Scope of Work: To construct new interior walls, new accessible washroom, new walk in cooler room (no exterior venting required), new lighting and finishing throughout. OK for field review as per Rosa Astorino - December 7, 2021 | Shawn P Greabeiel
SP-2022-00369 | 2022-03-16 | 247 E GEORGIA STREET, Vancouver, BC | Sprinkler Permit | Commercial | Tenant Improvement | Completed | Commercial - Add 1 x new sprinkler head into new bathroom being built, add one new dry head into new cooler being installed First TI for a Retail Store (Florist) in this Retail SHELL in this existing mixed use building on this site. Scope of Work: To construct new interior walls, new accessible washroom, new walk in cooler room (no exterior venting required), new lighting and finishing throughout. This application does not include any of the following: 1. Not more than 20 sprinklers (add, relocate, or remove), 2. hydraulic calculations, 3. change in occupancy and /or hazard classification, 4. warehouse storage arrangements, 5. mobile compact storage arrangements, 6. alternative solutions, 7. changes to the sprinkler system supply piping (e.g. valves, mains, cross-mains, branch-lines, etc.), or 8. flexible sprinkler pipe. | Peak Fire Protection Ltd
EP-2022-08944 | 2022-10-21 | 256 E GEORGIA STREET, Vancouver, BC | Electrical Permit | Commercial | Tenant Improvement | Issued | Installation / Repair - Commercial - installation of receptacles | Operator Electrical Incorporated
EP-2022-00091 | 2022-01-13 | 260 E GEORGIA STREET, Vancouver, BC | Electrical Permit | Commercial | New | Completed | Installation / Repair - Commercial - Complete security system & prewire for CCTV system | APC ALARM CORP
EP-2022-00084 | 2022-01-10 | 260 E GEORGIA STREET, Vancouver, BC | Electrical Permit | Commercial | Renovation | Completed | Installation / Repair - Commercial - Connect the power for cooler , open freezer , forklife charger . Cashier receptacle , connect power for outside lights | Gold Medal Electric Ltd
EP-2023-06749 | 2023-07-25 | 269 E GEORGIA STREET, Vancouver, BC | Electrical Permit | Commercial | Renovation | Completed | Installation / Repair - Commercial - Installation of a receptacle for a screen printing conveyor dryer. No other work by other trades is being done in the space. There is no pentation of any fire walls. | Root 3 Electric Ltd
GP-2022-00027 | 2022-01-07 | 630 E GEORGIA STREET, Vancouver, BC | Gas Permit | Commercial | Renovation | Completed | Commercial - UNIT# 6 gasline Connection 30ft to stove | Milani Plumbing Heating & Air Conditioning Ltd
MP-2023-01977 | 2023-11-06 | 635 E GEORGIA STREET, Vancouver, BC V6A 2A2 | Mechanical Permit | NULL | NULL | Completed | NULL | Tek Climate Heating & Air Conditioning Ltd
MP-2022-00261 | 2022-09-23 | 2040 E 5TH AVENUE, Vancouver, BC | Mechanical Permit | NULL | NULL | Completed | NULL | Milani Electric Limited
EP-2022-08169 | 2022-09-27 | 2695 E HASTINGS STREET, Vancouver, BC | Electrical Permit | Commercial | Tenant Improvement | Completed | Installation / Repair - Commercial - RE & RE - RTU disconnect switch - 208V three phase 40A - Like for like exact appliance replacement. Service remained the same, breaker; electrical feed confirmed to be originally sized properly. Equipment will be replaced in the same location as the existing unit. Amend: Apr 12th, 2023 FSR will be changed to new company FSR for the declaration: Bradley Hill CEL000257743 FSR - Class B | Haakon Industries (Canada) Ltd.
PP-2023-01775 | 2023-05-19 | 2724 E HASTINGS STREET, Vancouver, BC | Plumbing Permit | Commercial | Tenant Improvement | Completed | Commercial - new spa | One Stop Mechanical Ltd
EP-2021-09581 | 2022-01-04 | 2724 E HASTINGS STREET, Vancouver, BC | Electrical Permit | Commercial | Renovation | Completed | Installation / Repair - Commercial - Install exit sign and emergency lighting **Amendment Jan 7, 2022** Install vacancy sensors to achieve ASHRAE requirements >BP: Interior alterations and change of use from Small Scale Pharmacy (E) to Beauty and Wellness Centre (D) at 2724 E Hastings Street on the ground level at this existing commercial building on this site. E2 Upgrade - lighting #2 - upgrade to restricted to Manual ON (per 9.4.1.1.(b) of ASHRAE 90.1-2016) | Alpine Electric Ltd
EP-2022-10073 | 2022-11-30 | 6106 FRASER STREET, Vancouver, BC V5W 3A1 | Electrical Permit | Commercial | New | Completed | Installation / Repair - Commercial - Install customer supplied data rack and electronics. Route data to office locations as required. Terminate and test in new equipment as required. | Houle Electric Limited
EP-2022-01594 | 2022-03-01 | 2752 E 41ST AVENUE, Vancouver, BC | Electrical Permit | Commercial | NULL | Expired | Annual / Operating - Equipment safety Checks Electrical and Fire alarm. Maintenance of existing operating fire alarm system. Valid March 1, 2022 until February 28, 2023. | Apna Fire & Electrical Service Ltd
EP-2023-02903 | 2023-04-04 | 2752 E 41ST AVENUE, Vancouver, BC | Electrical Permit | Commercial | NULL | Issued | Annual / Operating - Annual / Operating Renewal of EP-2022-01594 Valid March 1, 2023 until February 29, 2024 | Apna Fire & Electrical Service Ltd
EP-2023-04585 | 2023-05-24 | 46 E 69TH AVENUE, Vancouver, BC | Electrical Permit | Commercial | NULL | Expired | Movie Set / Filming - To allow for Movie Set/Filming Applicant shall provide completed Contractor Declaration form, and dates of filming and associated location(s) to csinspection.clerks@vancouver.ca prior to the commencement of filming. Visit vancouver.ca/inspections for more details. | Orban Creative Inc.
EP-2023-10049 | 2023-11-07 | 16 E 6TH AVENUE, Vancouver, BC | Electrical Permit | Commercial | Tenant Improvement | Issued | Installation / Repair - Commercial - Wire new circuits to panel for office desks >BP: Exterior and interior alterations to the ground and upper floor, including rear landing, exterior exit and new accessible lift, a change in major occupancy to the 2nd Floor from Industrial (Group F2) to Office (Group D), combining the entire building (both ground floor and second floor) into one tenancy operation for this existing building on this site. | Fairley Electric Ltd
EP-2023-10872 | 2023-12-14 | 16 E 6TH AVENUE, Vancouver, BC | Electrical Permit | Commercial | Tenant Improvement | Issued | Installation / Repair - Commercial - Install a dedicated circuit for new accessible lift. | Glen Valley Electric Ltd
EP-2023-09235 | NULL | 207 E 44TH AVENUE, Vancouver, BC | Electrical Permit | Residential | Renovation - Dwelling Unit(s) only | Ready For Issue | Installation / Repair - Residential - replace defective meter base -The service will stay the same size and remain in the same spot. A reconnect will be required. | Jonathan Guy Andersen
EP-2023-01586 | 2023-02-24 | 2623 E HASTINGS STREET, Vancouver, BC | Electrical Permit | Commercial | Addition | Completed | Installation / Repair - Commercial - Putting new 100amp 240v single phase overhead service in garage -use garage as a storage and this is the existing garage | Oxford Electric Ltd
EP-2022-06432 | NULL | 2623 E HASTINGS STREET, Vancouver, BC | Electrical Permit | Residential | Renovation | Withdrawn | Installation / Repair - Residential - Single outdoor, 20 amp twist lock recepticle | NULL
EP-2023-05415 | 2023-06-29 | 2123 E BROADWAY, Vancouver, BC | Electrical Permit | Residential | Renovation | Completed | Installation / Repair - Residential - Replace 4 -30 amps fuse boxes with breaker panels | Wirechief Electric Ltd
PP-2023-01301 | 2023-04-18 | 2605 KASLO STREET, Vancouver, BC V5M 3G9 | Plumbing Permit | Commercial | Renovation | Completed | Commercial - Demo work. Cut back pipe work, cap and make safe for future renovations >DB: Interior and exterior alterations to combine unit 2605 Kaslo and 2633 Kaslo and change the use to Manufacturing Uses: Miscellaneous Products Manufacturing - Class B. as a SHELL space. | KERN BSG MANAGEMENT LTD
SP-2023-00484 | 2023-03-21 | 2605 KASLO STREET, Vancouver, BC V5M 3G9 | Sprinkler Permit | Commercial | Tenant Improvement | Completed | Commercial - Add and relocate sprinkler heads for tenant improvement. >BP: Interior and exterior alterations to combine unit 2605 Kaslo and 2633 Kaslo and change the use to Manufacturing Uses: Miscellaneous Products Manufacturing - Class B. as a SHELL space. Separate permit is required for future tenant improvements. *****This application does not include any of the following: 1. Not more than 20 sprinklers (add, relocate, or remove), 2. hydraulic calculations, 3. change in occupancy and /or hazard classification, 4. warehouse storage arrangements, 5. mobile compact storage arrangements, 6. alternative solutions, 7. changes to the sprinkler system supply piping (e.g. valves, mains, cross-mains, branch-lines, etc.), or 8. flexible sprinkler pipe | Priority Fire Systems Ltd
EP-2023-03242 | 2023-04-14 | 2605 KASLO STREET, Vancouver, BC V5M 3G9 | Electrical Permit | Commercial | Renovation | Completed | Installation / Repair - Commercial - Demo to shell, new lighting. >BP: Interior and exterior alterations to combine unit 2605 Kaslo and 2633 Kaslo and change the use to Manufacturing Uses: Miscellaneous Products Manufacturing - Class B. as a SHELL space. Separate permit is required for future tenant improvements. VBBL2019 - NFPA 13 | Bridge Electric Corp
EP-2022-06936 | 2022-08-18 | 252 E PENDER STREET, Vancouver, BC V6A 1T7 | Electrical Permit | Commercial | Renovation | Completed | Installation / Repair - Commercial - Install a total seven 3KW unit heaters, 2 in basement, 3 on ground floor and 2 on second floor -We are using the existing 200 amp 240V 3 phase service, this 3 phase power was for the restaurant equipment which is no longer needed as the tenancy had changed to a retail store for a long time. | AML Construction Ltd
EP-2021-09498 | 2022-01-06 | 256 E PENDER STREET, Vancouver, BC | Electrical Permit | Commercial | Renovation | Completed | Installation / Repair - Commercial - Remove and reinstall switches and receptacles as necessary for bathrooms on the 2nd, 3rd and 4th floors of the May Wah Hotel at 258 e pender >BP: Interior alterations only to upgrade the bathroom facilities on the 2nd 3rd & 4th floor of the existing Municipally Designated, Heritage B, Commercial/Single Room Accommodation building on this site. OK for field review per A. Cashato Planning Approves scope of work per Helen Ma Heritage approves scope with no review required - Zlatan Jankovic E2 - SWH - Install low flow shower heads in all showers | Enersolv Design & Build Ltd
NULL | NULL | 256 E PENDER STREET, Vancouver, BC | Electrical Permit | Residential | Renovation | Draft | Installation / Repair - Residential - Replacement of existing obsolete electrical panel, installation of new sub panel for 1x washer and dryer | Clear Energy Solutions Inc
EP-2024-00561 | 2024-01-30 | 50 E PENDER STREET, Vancouver, BC | Electrical Permit | Commercial | Tenant Improvement | Issued | Special Event - Provide electrical sign connections to existing receptacle for banners. Chinese New Year | Top's Lighting (2003) Ltd
EP-2024-00304 | 2024-01-17 | 37 E PENDER STREET, Vancouver, BC | Electrical Permit | Commercial | Tenant Improvement | Completed | Installation / Repair - Commercial - Repairing the main breaker inside the meter base | GV ELECTRICAL INC
EP-2023-06652 | 2023-08-02 | 4010 MAIN STREET, Vancouver, BC V5V 3P4 | Electrical Permit | Commercial | Addition | Completed | Installation / Repair - Commercial - Installation of two level 2 EV charging stations and Cellular booster/hub. | Corporate Electric Limited
PP-2023-04430 | 2023-12-22 | 245 E 24TH AVENUE, Vancouver, BC | Plumbing Permit | Residential | Renovation - Dwelling Unit(s) only | Issued | Residential - renewal of drainage with sump | Kerrisdale Roofing & Drains Ltd
SP-2022-00902 | 2022-06-07 | 257 E 7TH AVENUE, Vancouver, BC | Sprinkler Permit | Commercial | Tenant Improvement | Completed | Commercial - Add and relocate sprinkler heads to suit wall and ceiling layout Interior alterations and change of use from Artist studio class A (F2) to Production studio (F2) in this existing Municipally Designated Heritage C commercial building on this site. Scope of work includes constructing interior partition walls to create two rooms, installing a raised floor, validating the washrooms and kitchenette, constructing an interior ramp and changing the lighting throughout. *****This application does not include any of the following: 1. Not more than 20 sprinklers (add, relocate, or remove), 2. hydraulic calculations, 3. change in occupancy and /or hazard classification, 4. warehouse storage arrangements, 5. mobile compact storage arrangements, 6. alternative solutions, 7. changes to the sprinkler system supply piping (e.g. valves, mains, cross-mains, branch-lines, etc.), or 8. flexible sprinkler pipe. | Alpine Sprinkler Systems Ltd
EP-2022-04398 | 2022-05-26 | 257 E 7TH AVENUE, Vancouver, BC | Electrical Permit | Commercial | Renovation | Completed | Installation / Repair - Commercial - Renovation for a dance studio, move and add lighting, etc. (CF-2022-001573) >BP: Interior alterations and change of use from Artist studio class A (F2) to Production studio (F2) in this existing Municipally Designated Heritage C commercial building on this site. Scope of work includes constructing interior partition walls to create two rooms, installing a raised floor, validating the washrooms and kitchenette, constructing an interior ramp and changing the lighting throughout. Ok for field review as per Kirat Kang - April 6, 2022 Notes: - Energy Upgrade: E2 - Lighting - Upgrade to incorporate scheduled shutoff (per 9.4.1.1.(i) of ASHRAE 90.1-2016) - This building is sprinklered. DBI to determine on site if a separate sprinkler permit is required. - Storefront glazing is to remain clear and unobstructed. No translucent or opaque film, artwork, shelving, display case, curtains or similar elements are to be installed on or directly outside or inside of the approved glazing. Separate permit is required for all signage Energy checklist is currently no longer required with your Building Permit application. Some supporting documents are still required at BP stage, specifically Envelope and HVAC, if applicable. Service Water Heating and Lighting supporting documents, if applicable, must be submitted with your related trades permits (e.g. electrical and plumbing). All energy upgrades will be checked during inspections stage. It is the applicant's responsibility to identify and note all required upgrades including energy upgrades on their BP drawings at BP stage. | Western Waves Electric Ltd
PP-2022-01740 | 2022-05-25 | 257 E 7TH AVENUE, Vancouver, BC | Plumbing Permit | Commercial | Renovation - Dwelling Unit(s) only | Completed | Commercial - Re and Re of two existing 2 piece bathrooms and 1 kitchen sink >BP: Interior alterations and change of use from Artist studio class A (F2) to Production studio (F2) in this existing Municipally Designated Heritage C commercial building on this site. Scope of work includes constructing interior partition walls to create two rooms, installing a raised floor, validating the washrooms and kitchenette, constructing an interior ramp and changing the lighting throughout. Ok for field review as per Kirat Kang - April 6, 2022 Notes: - Energy Upgrade: E2 - Lighting - Upgrade to incorporate scheduled shutoff (per 9.4.1.1.(i) of ASHRAE 90.1-2016) - This building is sprinklered. DBI to determine on site if a separate sprinkler permit is required. - Storefront glazing is to remain clear and unobstructed. No translucent or opaque film, artwork, shelving, display case, curtains or similar elements are to be installed on or directly outside or inside of the approved glazing. Separate permit is required for all signage Energy checklist is currently no longer required with your Building Permit application. Some supporting documents are still required at BP stage, specifically Envelope and HVAC, if applicable. Service Water Heating and Lighting supporting documents, if applicable, must be submitted with your related trades permits (e.g. electrical and plumbing). All energy upgrades will be checked during inspections stage. It is the applicant's responsibility to identify and note all required upgrades including energy upgrades on their BP drawings at BP stage. | West Coast Watershield Inc
EP-2022-09015 | 2022-10-24 | 1440 E 57TH AVENUE, Vancouver, BC | Electrical Permit | Commercial | Tenant Improvement | Completed | Installation / Repair - Commercial - Replace light fixtures >BP: Interior alterations and a change of use from Retail Store to Cannabis Store at unit 1440 E 57th Ave on the ground floor of this mixed use building on this site. OK for Field Review per W.Wong, May 28, 2021 E2- Lighting- Upgrade to local control (per 9.4.1.1(a) of ASHARE 90.1.2016). | Marcel Electric Inc
EP-2023-04680 | 2023-06-07 | 151 E 8TH AVENUE, Vancouver, BC | Electrical Permit | Commercial | Renovation | Completed | Installation / Repair - Commercial - Walkthrough and repair of electrical safety concerns as instructed by electrical inspector. (CF-2023-004361) | Western Summit Electric Ltd
EP-2022-09834 | 2022-11-22 | 2403 MAIN STREET, Vancouver, BC V5T 3E1 | Electrical Permit | Commercial | Renovation | Completed | Installation / Repair - Commercial - Replace fire Alarm panel due to failure of annual inspection. Old panel is obsolete so a new panel must be installed | 0777792 BC Ltd
PP-2023-02357 | 2023-07-04 | 637 E HASTINGS STREET, Vancouver, BC | Plumbing Permit | Commercial | Tenant Improvement | Completed | Commercial - disconnected wall drains to be capped disconnected wall water outlets to be capped stainless steel wash sink (already installed) | Milani Plumbing Heating & Air Conditioning Ltd
PP-2023-03796 | 2023-10-27 | 643 E HASTINGS STREET, Vancouver, BC V6A 1R2 | Plumbing Permit | Commercial | Renovation | Issued | Commercial - 1 st floor - IBP | Hillcrest Plumbing & Heating (1991) Ltd
EP-2022-08486 | 2022-10-18 | 7220 MAIN STREET, Vancouver, BC | Electrical Permit | Commercial | Renovation | Completed | Installation / Repair - Commercial - beauty shop, five general rooms, one washroom, one laundry room, general wiring -here are five private rooms. Each room has one exhausted fan, two or three led 4" lights, two or three standard receptacles. One new washroom has one exhausted fan, two led panel lights. etc . Also, rough wiring for 6 speakers and 4 camaeras. one water tank and one air condition unit. In addition, the unit has two meters and two panels.but one meter needs reconnection work. >BP: Restricted Change of Major Occupancy. Interior alterations and change of use from Retail to a Health Enhancement Centre in this existing mixed-use building on this site. Scope of work includes 1) Change of use from Retail to Health Enhancement. 2) Adding of 1 new accessible washroom. 3) Adding 5 private rooms, 3 of the rooms to have their own shower and sinks, 2 of the rooms to have just sinks. Related to Development Permit no. DP-2022-00240 | Big Forest Electric Ltd
PP-2022-04427 | NULL | 7220 MAIN STREET, Vancouver, BC | Plumbing Permit | Residential | Tenant Improvement | Withdrawn | Residential - owner wants to change the plumbing contractor | FANGXIN PLUMBING
PP-2022-04506 | 2022-12-19 | 7220 MAIN STREET, Vancouver, BC | Plumbing Permit | Commercial | Tenant Improvement | Completed | Commercial - TO CONTINUE WORK STARTED BY OTHERS (PP-2022-02842) the owner wants to change the contractor to complete the job. >Restricted Change of Major Occupancy. Interior alterations and change of use from Retail to a Health Enhancement Centre in this existing mixed-use building on this site. Scope of work includes 1) Change of use from Retail to Health Enhancement. 2) Adding of 1 new accessible washroom. 3) Adding 5 private rooms, 3 of the rooms to have their own shower and sinks, 2 of the rooms to have just sinks. Related to Development Permit no. DP-2022-00240 | FANGXIN PLUMBING
PP-2022-02842 | 2022-08-16 | 7220 MAIN STREET, Vancouver, BC | Plumbing Permit | Commercial | Renovation | Completed | Commercial - Plumbing: Tenant improvement for: BP: 7220 Main Street Restricted Change of Major Occupancy. Interior alterations and change of use from Retail to a Health Enhancement Centre in this existing mixed-use building on this site. Scope of work includes 1) Change of use from Retail to Health Enhancement. 2) Adding of 1 new accessible washroom. 3) Adding 5 private rooms, 3 of the rooms to have their own shower and sinks, 2 of the rooms to have just sinks. Related to Development Permit no. DP-2022-00240 | JN Mechanical Ltd
GP-2023-03171 | 2023-10-20 | 2969 E BROADWAY, Vancouver, BC | Gas Permit | Residential | Tenant Improvement | Completed | Residential - Furnace replacement | All West Heating Ltd
PP-2022-03123 | NULL | 3303 E BROADWAY, Vancouver, BC V5M 2A1 | Plumbing Permit | Commercial | Renovation | Application Incomplete | Commercial - Adding bathroom & kitchen -No fire rate walls will be penetrated **Any structural work my require a building permit. | Sea To Sky Plumbing & Heating Supplies Ltd
EP-2022-03396 | 2022-04-28 | 557 E 7TH AVENUE, Vancouver, BC V5T 1N8 | Electrical Permit | Residential | New | Completed | Installation / Repair - Residential - TV,TELEPHONE,ALARM PREWIRE AND COMPLETE >BP: To construct a two-family Dwelling with a detached two car garage in the rear having vehicular access from the lane. The entire building to be sprinklered to 2xNFPA 13D. 1. A/C units proposed on roof 2. Bar sink not proposed 3. Schedule B Md. Shahidul Alam P.Eng (604-653-7475) Architectural and Structural 4. Schedule B Paullus K. F. Young P.Eng (604-841-7748) Geotechnical 5. BC Housing Stadium Homes Ltd | Tvisha Technologies Ltd
EP-2023-11364 | NULL | 1810 E PENDER STREET, Vancouver, BC | Electrical Permit | Commercial | Renovation | Application Incomplete | Installation / Repair - Commercial - Add power for split unit heat pump MP-2023-02163 | REDISON ELECTRIC LTD
MP-2023-02163 | 2023-12-05 | 1810 E PENDER STREET, Vancouver, BC | Mechanical Permit | NULL | NULL | Issued | NULL | Titanium HVAC Inc
PP-2022-00977 | 2022-03-24 | 3552 E HASTINGS STREET, Vancouver, BC | Plumbing Permit | Commercial | Renovation | Completed | Commercial - Addition of a shower and clothes washer to the existing space. | Ryan Arthur James
EP-2022-02508 | 2022-03-29 | 3552 E HASTINGS STREET, Vancouver, BC | Electrical Permit | Commercial | Renovation | Completed | Installation / Repair - Commercial - Install One Washer Receptacle Install One Dryer Receptacle Replacing two Existing Bathroom Fans | All Wire Electric Inc.
GP-2022-03613 | 2022-11-17 | 147 E BROADWAY, Vancouver, BC | Gas Permit | Commercial | Renovation | Completed | Commercial - Furnace replacement | Central Commercial & Residential Services
GP-2022-03611 | 2022-11-17 | 147 E BROADWAY, Vancouver, BC | Gas Permit | Commercial | Renovation | Issued | Commercial - Main level >>Amendment: November 18,2022 This is the commercial address but it shows as a residential. Could you please fix that | Central Commercial & Residential Services
GP-2022-03479 | 2022-11-08 | 147 E BROADWAY, Vancouver, BC | Gas Permit | Commercial | Renovation | Issued | Commercial - Replace faulty tankless with new | Mainland Plumbing & Heating
PP-2023-01939 | 2023-05-31 | 2866 E KENT AVENUE SOUTH, Vancouver, BC V5S 4T4 | Plumbing Permit | Commercial | Renovation - Dwelling Unit(s) only | Completed | Commercial - New shower install replacing an old tub. Cap off one stand up shower. | Western BC Plumbing & Heating Ltd
PP-2023-02715 | 2023-07-31 | 240 E 2ND AVENUE, Vancouver, BC | Plumbing Permit | Commercial | Renovation | Issued | Commercial - Building Renovation >BP: Exterior and interior alterations and a change of use from Vocational School to Storage Warehouse on the main floor and Vocational School to Offices on the third floor at this commercial building on this site. | Total Force Mechanical Ltd
EP-2023-10883 | NULL | 240 E 2ND AVENUE, Vancouver, BC | Electrical Permit | Commercial | Tenant Improvement | Withdrawn | Installation / Repair - Commercial - To install low voltage wiring, tel and data cabling and terminate. >BP: Exterior and interior alterations and a change of use from Vocational School to Storage Warehouse on the main floor and Vocational School to Offices on the third floor at this commercial building on this site. OK for DB per S.Dugaro, Mar 8, 2023. Parking has been relaxed from 12 spaces to 11. CRP Schedule A - David Palmer 604-687-2511 Schedule B Arch - David Palmer 604-687-2511 Schedule B Struc - PJ Thatcher 604-696-7449 Schedule B Mech/Plumbing - CW Powell 604-595-4869 Revision #1 12/4/2023 - Change elevator lobby door to breakaway sliding door - Add janitor room in Vestibule - Minor layout change on main floor - Add 2 closets and minor change to the gym area - Changes to the exterior windows - Add 2 vents at rear | ARC Electric Ltd
EP-2023-11305 | 2023-12-21 | 255 E BROADWAY, Vancouver, BC | Electrical Permit | Commercial | Renovation | Completed | Installation / Repair - Commercial - Remove and replace several light fixtures through out the store. Relocate few pendant light fixtures. Install two motion sensors. We are not adding any new fixtures. >BP: Interior alterations to provide tenant improvements to the existing restaurant - class 1 in this existing Heritage building. The scope of work includes new flooring, relocation of service bar, reconfiguration of seating area. This permit also includes legalizing the kitchen addition to the next door unit. Class 5 cooking operation Schedule A - Peter Smith 604-506-0699 Sch B Arch - Peter Smith 604-506-0699 Sch B Plumbing - Hardeep Gill 778-240-7781 | Flash-Tech Electric Inc
PP-2023-04344 | 2023-12-18 | 225 E BROADWAY, Vancouver, BC | Plumbing Permit | Commercial | Addition | Completed | Commercial - Add new 100 gpm GI , 4 FD and two hand wash sink >BP: Interior alterations to provide tenant improvements to the existing restaurant - class 1 in this existing Heritage building. The scope of work includes new flooring, relocation of service bar, reconfiguration of seating area. This permit also includes legalizing the kitchen addition to the next door unit. Class 5 cooking operation | Acetech Plumbing and Heating Ltd
PP-2022-01641 | 2022-05-18 | 77 E HASTINGS STREET, Vancouver, BC | Plumbing Permit | Commercial | Tenant Improvement | Completed | Commercial - Supply and install (3) new floor drains to suite. >Interior alterations and change of use from retail (E) to social services centre, safe injection site (D) on the main floor and basement in this existing mixed use three storey building. To be reviewed under the 2019 VBBL. Revision #1 - To reduce the number of lighting fixtures in the tenant space. - accepted October 25/21 Revision #2 - to replace site drawings that have gone missing - accepted Nov.2/21 | Mountain West Mechanical Ltd
PP-2022-00060 | 2022-01-11 | 139 E HASTINGS STREET, Vancouver, BC | Plumbing Permit | Commercial | Renovation | Completed | Commercial - Installing 4 new trough drains and 1 new sump pump and drainage. | Across Town Plumbing & Heating (2017) Ltd
EP-2022-02284 | 2022-03-22 | 179 E HASTINGS STREET, Vancouver, BC V6A 1N5 | Electrical Permit | Commercial | Renovation | Completed | Installation / Repair - Commercial - Provision of new lighting & power. | Action Electric Ltd
NULL | NULL | 179 E HASTINGS STREET, Vancouver, BC V6A 1N5 | Electrical Permit | Commercial | Renovation | Draft | Installation / Repair - Commercial - New power & lighting installation. | Action Electric Ltd
EP-2023-00467 | 2023-01-20 | 179 E HASTINGS STREET, Vancouver, BC V6A 1N5 | Electrical Permit | Commercial | Tenant Improvement | Completed | Installation / Repair - Commercial - Install 5 plugs and relocate 3 plugs, install power for hot water tank, heat pump, sump pump and exhaust fan. >BP: Exterior and interior alterations to renovate the existing retail space on the ground floor of this existing mixed use building - Municipally Designated Vancouver Heritage Register C Building. Exterior alterations to replace a window with mechanical louvre on the east elevation. OK for DB per K.Kallweit-Graham & M.Schleger OK for Field Review per W.Wong Sch B (Mech + Plumb) & D: Raymond Cho, #37746, 778-956-8555, Chorus Consulting Inc. E2 - HVAC - Clean and Balance all Air Systems (per 6.7.2.3.2 of ASHRAE 90.1-2016) | Blueline Electrical Services Ltd
PP-2023-00219 | 2023-01-26 | 179 E HASTINGS STREET, Vancouver, BC V6A 1N5 | Plumbing Permit | Commercial | Renovation | Completed | Commercial - Installation of 3 additional sinks and a hot water tank >DB: Exterior and interior alterations to renovate the existing retail space on the ground floor of this existing mixed use building - Municipally Designated Vancouver Heritage Register C Building. Exterior alterations to replace a window with mechanical louvre on the east elevation. | True Blue Plumbing Limited
EP-2023-09634 | NULL | 251 E HASTINGS STREET, Vancouver, BC | Electrical Permit | Commercial | Renovation | Withdrawn | Installation / Repair - Commercial - cafe shop has been disconnect power and required Safety check inspection to be perform from BChydro in order to re-connect the power. | Allone Electric Ltd
EP-2023-09635 | 2023-10-25 | 251 E HASTINGS STREET, Vancouver, BC | Electrical Permit | Commercial | Renovation | Completed | Installation / Repair - Commercial - Power has been disconnected in the Cafe shop and BC Hydro requires safety check inspection to be performed by City Of Vancouver before power re-connection. CF-2023-011376 >Permit Amendment Nov 06, 2023 -Service Detail Change: Existing Service: 100Amp to 200A >Permit Amendment Nov 02, 2023 -"upload a declaration form as requested by inspector" *Document(s) uploaded to "Application Documents" tab for Electrical Inspector review. Documents are at pending status at time of permit amendment approval | Allone Electric Ltd
EP-2023-07163 | 2023-08-09 | 4898 MAIN STREET, Vancouver, BC V5V 3R8 | Electrical Permit | Commercial | Tenant Improvement | Completed | Installation / Repair - Commercial - Physio clinic- tenant improvement; ADDING RECEPTACLES, LUMINARIES, EMERGENCY LIGHTS. BP: Interior alterations to provide improvements and change of use from Retail Store (Shell) to Health Care Office to this mixed-use building on site. Scope of work: new doors and walls, washroom and electrical, plumbing, and sprinkler. | DREAM ELECTRIC LTD
PP-2023-02769 | 2023-08-04 | 4898 MAIN STREET, Vancouver, BC V5V 3R8 | Plumbing Permit | Commercial | Tenant Improvement | Completed | Commercial - installing plumbing fixtures >BP: Interior alterations to provide improvements and change of use from Retail Store (Shell) to Health Care Office to this mixed-use building on site. Scope of work: new doors and walls, washroom and electrical, plumbing, and sprinkler. Letter of assurance submitted: - Sch A/B (Arch): Jaswinder Singh Gabri, AIBC, 778.891.0167 - Sch B (Mech, Plumb): Satwinder Pal Singh, P.Eng., 604.564.6800 - Sch B (Struct): Tarek A. El-Amoury, P.Eng., 604.336.5080 - Sch B (Elect): Shivjeet Sidhu, P.Eng., 604.724.0701 | KHAIRA BROS PLUMBING & HEATING LTD
GP-2023-00104 | 2023-01-10 | 1840 E GEORGIA STREET, Vancouver, BC V5L 2B6 | Gas Permit | Residential | Renovation | Completed | Residential - Re&re Furnace/tankless water heater | Milani Plumbing Heating & Air Conditioning Ltd
PP-2023-02532 | 2023-07-17 | 1828 E 2ND AVENUE, Vancouver, BC V5N 1E2 | Plumbing Permit | Residential | New | Issued | Residential - 2FD - FRONT - 1826 E 2ND AV - #1 BACK - 1826 E 2ND AV - #2 plumbing and heating >DB: To construct a two-storey two-family dwelling, with a detached accessory building (garage) at the rear providing 2 parking spaces, having vehicular access from the lane. Note: This is a 2 1/2 storey building pursuant to the Zoning and Development By-Law 1. External mechanical unit proposed in the rear yard. 2. No bar sinks proposed 5. The entire building to be sprinklered to 2 X NFPA 13D. ***This permit has been issued under the VBBL 2019, with updated energy requirements as per bylaw # 12997 effective Jan 01, 2022.*** | Gurumehar Plumbing & Heating Ltd
PP-2023-02413 | 2023-07-10 | 1828 E 2ND AVENUE, Vancouver, BC V5N 1E2 | Plumbing Permit | Residential | New | Issued | Residential - sumps NOTE: Engineering Assurance letter will be submitted to the Plumbing Inspector on the site. Letter shall conform to the requirements of Vancouver Bulletin 2000-008-EL/PL. | BigCity Excavation Ltd
EP-2023-02501 | 2023-03-23 | 1828 E 2ND AVENUE, Vancouver, BC V5N 1E2 | Electrical Permit | Residential | New | Issued | Temporary Power - Residential - To provide temporary power. >NOTE: Work authorized by this permit is for placement of a temporary power pole only and does not authorize any site construction and/or excavation. A separate Building Permit will be required prior to commencement of any other work on this site. | Amco & Harp Electric Ltd
EP-2023-08976 | 2023-10-05 | 471 E BROADWAY, Vancouver, BC V5T 1W9 | Electrical Permit | Residential | New | Issued | Temporary Power - Residential - To provide temporary installation of SECURITY SYSTEM. Installation of 4 outdoor camera units along the site perimeter. We gonna mount the camera unit on wood post attaching to lock blocks. The third party will provide power for our system. Termination ends at a junction box. >BP: To construct a new 5 storey mixed-use building containing: - Level 1 - 7 CRUs shell ( Group E) - Level 2 to 5 - 91 strata units - Level 6 - open space amenity area, incl. children's play area; | 0777792 BC Ltd
PP-2024-00046 | NULL | 471 E BROADWAY, Vancouver, BC V5T 1W9 | Plumbing Permit | Commercial | New | Application Incomplete | Commercial - Plumbing to 5 storey mixed use building BP: To construct a new 5 storey mixed-use building containing: - Level 1 - future 8 CRUs shell ( Group E) - Level 2 to 5 - 91 residential strata units - Level 6 - open space amenity area, incl. children's play area; The building is demised into 2 separate buildings on top of a 2-level common underground 3.2.1.2. parkade. The above grade building/s are constructed in accordance with construction requirements of Articles 3.2.2.50 & 3.2.2.58. Note: combustible soffits are proposed at all exterior balconies. Note: Main entrance and FD access to the 2-level residential units ( #201 to #207) is from residential lobby at 2471 St. George St. Signage and map to be posted at conspicuous location in the residential lobby close to elevators and FACP. This building is equipped with Radio Antenna System. This project was reviewed under the VBBL 2019. 11-July-2022 - Stage I (excavation and shoring) issued. 01-Dec -2023 - Stage II (full permit) issued. | Ridgeway Mechanical Ltd
SP-2023-00021 | NULL | 1177 E 14TH AVENUE, Vancouver, BC V5T 2P2 | Sprinkler Permit | Commercial | New | Applicant Revisions | Commercial - Installation of new fire sprinkler system >BP: Exterior and Interior alterations to renovate the existing 4 storey multiple conversion dwelling on this site. Scope of work includes: 1. Upgrading the building to F4, S4, N4, A4, and E6 upgrade levels in compliance with VBBL 2019, Part 11 2. Removal of exterior decks/staircases 3. Additions of roof decks and roof access stairs 4. Reducing number of dwellings to 4 units 5. Converted the building to Strata ownership | Fire Busters Inc
PP-2023-00238 | 2023-03-02 | 607 E BROADWAY, Vancouver, BC | Plumbing Permit | Commercial | Renovation | Issued | Commercial - Sewer line is cross connected with storm drain system and must be adjusted. CF-2022-007762 - Will be deleting a hand sink, and moving a washing machine. ( Inside hair salon at 601 E. Broadway Vancouver B.C. ) - Will be opening up the floor space of the pizzeria at 613 E. Broadway to change the drainage of the toilet, hand wash sink and kitchen prep sink ( with grease interceptor ) so that it connects into the main sewer line. - There will be no structural work being performed however a portion of the concrete floor on ground level will need to be demolished and reset during the course of the job. - The pipe will be run in the new trench that is being dug out in replacement of the old line connecting to the rain water system. ( I suppose that means it's being replaced and not an addition, I'll leave that up to your discretion. ) | Elias J Galpin
GP-2023-00549 | 2023-02-17 | 615 E BROADWAY, Vancouver, BC | Gas Permit | Commercial | Tenant Improvement | Issued | Commercial - Pressure test existing gas line & connect too replacement gas meter (provided & installed by Fortis). Total load does not exceed 409,000 BTU | Haakon Industries (Canada) Ltd.
EP-2022-07453 | 2022-09-07 | 719 E BROADWAY, Vancouver, BC | Electrical Permit | Commercial | Renovation | Completed | Installation / Repair - Commercial - 11 security cameras, 1 alarm system and 1 access door >BP: Interior alterations to provide interior alterations and a change of use from Retail to a new Cannabis Retail Store at this existing commercial building. Scope of work: - Remove and install interior walls, doors, millwork, finishes, and lighting Ok for field review as per Kirat Kang - March 28, 2022 Letters of Assurance rec'd: Schedule A & Schedule B Electrical submitted as per Anca Cojocaru, P. Eng, 778-357-0518 Schedule B Mechanical submitted as per Min Gao, P.Eng. - 604-855-7890 mgao@williamsengineering.com Energy Upgrade: - E2 - Lighting - Upgrade to Local Control (per 9.4.1.1.(a) of ASHRAE 90.1-2016) Energy checklist is currently no longer required with your Building Permit (BP) application. Some supporting documents are still required at BP stage, specifically Envelope and HVAC, if applicable. Service Water Heating and Lighting supporting documents, if applicable, must be submitted with your related trades permits (e.g. electrical and plumbing). All energy upgrades will be checked during inspections stage. It is the applicant?s responsibility to identify and note all required upgrades including energy upgrades on their BP drawings at BP stage. | GESS Security And Sound Ltd
EP-2022-05280 | 2022-06-22 | 740 E HASTINGS STREET, Vancouver, BC | Electrical Permit | Commercial | Renovation | Completed | Installation / Repair - Commercial - Garage wiring an finishing Interior alterations for fire damage repair to the attached two-car garage on the rear of this existing mixed-use building. | G N ELECTRIC LTD
NULL | NULL | 252 E 17TH AVENUE, Vancouver, BC | Electrical Permit | Residential | New | Draft | Installation / Repair - Residential - 200 amp currently feeding duplex. New 200amp service installation for one side of the duplex . | Galaxy Electric Ltd
EP-2022-02017 | 2022-03-15 | 252 E 17TH AVENUE, Vancouver, BC | Electrical Permit | Residential | Addition | Cancelled | Installation / Repair - Residential - New service for one side of duplex .200 amp upgrade -The new service will be added by the garage and then a sub feed will be pulled to re power the house | Galaxy Electric Ltd
GP-2024-00135 | 2024-01-17 | 860 E 16TH AVENUE, Vancouver, BC | Gas Permit | Residential | Tenant Improvement | Issued | Residential - Hot water tank renewal. | Robert Essler
EP-2023-03036 | 2023-04-06 | 6480 ELGIN STREET, Vancouver, BC | Electrical Permit | Residential | Renovation | Completed | Installation / Repair - Residential - Basement re/re adding a few branch circuits for heaters and kitchen circuits. >BP: Interior alterations to provide residential improvements to the existing secondary suite at 6480 Elgin Street in the basement level of this existing single detached house with secondary suite at this existing building on site. Scope of work: - Install & removal of interior walls, kitchen & bathroom updates, plumbing fixtures & electrical work, new skylight, EV charger, and boiler. - Replace windows & add one additional window on South EL Note: - Exterior alterations are limited to the removal of one window on the west elevation in the basement and replacing with a larger window and opening. No other exterior alteration are proposed under BP-2023-00054. - Separate permit application and approvals are required for the construction of an accessory building at the rear This is not a sprinklered building Addressing Note: - 1055 E 49th Avenue - 1st & 2nd Storey - Principal Dwelling Unit - no work proposed - 6480 Elgin Street - Basement - Secondary suite REUP submitted as per E. Ekhlasi, 604-841-1717, amir@enersavesolutions.ca | TY Electric Inc
GP-2023-02058 | 2023-07-12 | 6480 ELGIN STREET, Vancouver, BC | Gas Permit | Residential | Renovation | Completed | Residential - Replace hot water tank with a Navian on demand unit >BP: Interior alterations to provide residential improvements to the existing secondary suite at 6480 Elgin Street | AB-Tech Plumbing & Heating Ltd.
EP-2022-01799 | 2022-03-07 | 1611 MAIN STREET, Vancouver, BC V6A 2W5 | Electrical Permit | Commercial | Tenant Improvement | Completed | Installation / Repair - Commercial - Replace all existing Exit-signs to New Green Running Man Style. Security rough-in for new card readers, door contacts & requests-to-exits. >BP: Interior alterations to relocate interior walls and new doors with electric strikes and card readers on the 5th floor (single tenant). VBBL 2019. Sprinklered Building. | Sasco Contractors Ltd
SP-2022-00088 | 2022-02-09 | 1611 MAIN STREET, Vancouver, BC V6A 2W5 | Sprinkler Permit | Commercial | Tenant Improvement | Completed | Commercial - 5TH FLOOR ADD 4 NEW SPRINKLER HEADS Interior alterations to relocate interior walls and new doors with electric strikes and card readers on the 5th floor (single tenant). This application does not include any of the following: 1. Not more than 20 sprinklers (add, relocate, or remove), 2. hydraulic calculations, 3. change in occupancy and /or hazard classification, 4. warehouse storage arrangements, 5. mobile compact storage arrangements, 6. alternative solutions, 7. changes to the sprinkler system supply piping (e.g. valves, mains, cross-mains, branch-lines, etc.), or 8. flexible sprinkler pipe. | Priority Fire Systems Ltd
EP-2023-02419 | 2023-03-22 | 1611 MAIN STREET, Vancouver, BC V6A 2W5 | Electrical Permit | Commercial | Addition | Completed | Installation / Repair - Commercial - Install EV Charger. We installed a meter for 1 week to analyze load on the House panel. Very little loading is on the panel. We will install (1) 2 pole 40amp breaker for a shared car charger for the property. This has been reviewed by myself and engineer and both are FSR's. Ive submitted the report. Please follow up with phone call or email tpeso@harbourviewelectric.com. | Harbourview Electric Ltd
EP-2022-07078 | 2022-08-23 | 1611 MAIN STREET, Vancouver, BC V6A 2W5 | Electrical Permit | Commercial | Addition | Completed | Installation / Repair - Commercial - Install 3 Card Readers and 1 Power Supply NO MAGLOCKS Site Contact: Eric Vuong 604-970-9882 >BP: Interior alterations to relocate interior walls and new doors with electric strikes and card readers on the 5th floor (single tenant). VBBL 2019. Sprinklered Building. | PALADIN TECHNOLOGIES INC
EP-2023-08599 | 2023-09-22 | 1611 MAIN STREET, Vancouver, BC V6A 2W5 | Electrical Permit | Commercial | Addition | Issued | Installation / Repair - Commercial - Add 3 buttons to exit system. No Maglocks Site Contact: Bret Smith, (604) 834-0489 Dave Lowdon | Paladin Technologies Inc
EP-2023-07893 | 2023-08-30 | 1617 MAIN STREET, Vancouver, BC | Electrical Permit | Commercial | Addition | Completed | Installation / Repair - Commercial - CCTV, Access Control, Intrusion and Intercom additions. No Maglocks Site contact : Mike Lei-phone 778-318-8536 >BP: 1st Level Interior alterations to provide improvement and to change the use from retail to office on the first floor for this new office tenant in this existing commercial building. Scope of work includes: Modifications to kitchenette. Addition of server room, cash case and livscan room. Schedule A provided by Peter Hildebrand Architectural Schedule B provided by Peter Hildebrand E2 - Lighting - Upgrade to Restricted to Manual ON (per 9.4.1.1.(b) of ASHRAE 90.1-2016) OK for Field Review per Nehzat J.- June 13/22. | Paladin Technologies Inc
SP-2023-00237 | 2023-02-09 | 1617 MAIN STREET, Vancouver, BC | Sprinkler Permit | Commercial | Tenant Improvement | Completed | Commercial - LEVEL #1 - Add and relocate sprinkler heads for tenant improvement. >DB: 1st Level Interior alterations to provide improvement and to change the use from retail to office on the first floor for this new office tenant in this existing commercial building. Scope of work includes: Modifications to kitchenette. Addition of server room, cash case and livscan room. *****This application does not include any of the following: 1. Not more than 20 sprinklers (add, relocate, or remove), 2. hydraulic calculations, 3. change in occupancy and /or hazard classification, 4. warehouse storage arrangements, 5. mobile compact storage arrangements, 6. alternative solutions, 7. changes to the sprinkler system supply piping (e.g. valves, mains, cross-mains, branch-lines, etc.), or 8. flexible sprinkler pipe. | Priority Fire Systems Ltd
EP-2023-00760 | 2023-01-31 | 1617 MAIN STREET, Vancouver, BC | Electrical Permit | Commercial | Tenant Improvement | Completed | Installation / Repair - Commercial - Interior Tenant Improvement work including branch wiring, lighting, lighting controls, class 2 circuits. >DB: 1st Level Interior alterations to provide improvement and to change the use from retail to office on the first floor for this new office tenant in this existing commercial building. Scope of work includes: Modifications to kitchenette. Addition of server room, cash case and livscan room. | Sasco Contractors Ltd
EP-2023-06829 | 2023-07-27 | 1617 MAIN STREET, Vancouver, BC | Electrical Permit | Commercial | Tenant Improvement | Completed | Installation / Repair - Commercial - Installation of extra low voltage data cabling. >BP: 1st Level Interior alterations to provide improvement and to change the use from retail to office on the first floor for this new office tenant in this existing commercial building. Scope of work includes: Modifications to kitchenette. Addition of server room, cash case and livscan room. Schedule A provided by Peter Hildebrand Architectural Schedule B provided by Peter Hildebrand E2 - Lighting - Upgrade to Restricted to Manual ON (per 9.4.1.1.(b) of ASHRAE 90.1-2016) OK for Field Review per Nehzat J.- June 13/22. | Centre Electric Ltd
EP-2023-05642 | 2023-06-27 | 1009 ROBSON STREET, Vancouver, BC V6E 1A9 | Electrical Permit | Commercial | Tenant Improvement | Completed | Installation / Repair - Commercial - Replacing six old halogen pot lights with LED equivalents. | Houle Electric Limited
PP-2023-02673 | 2023-07-27 | 1705 W 4TH AVENUE, Vancouver, BC | Plumbing Permit | Commercial | Renovation | Completed | Commercial - Installing a DCVA to water supply to Espresso Steam Machine. CROSS CONNECTION LTR UPLOADED | Modern Pipe Design Ltd
GP-2022-01747 | 2022-06-08 | 1839 PARKER STREET, Vancouver, BC | Gas Permit | Residential | Tenant Improvement | Completed | Residential - Hot water heater replacement | Wah Fai Plumbing & Heating Inc
EP-2022-06968 | 2022-08-18 | 1680 SE MARINE DRIVE, Vancouver, BC | Electrical Permit | Commercial | Renovation | Completed | Installation / Repair - Commercial - Repair main breaker for building. Will require work with BC Hydro, but no change to the service. A temporary generator will be used while the work is performed (approx. 3 days) | Wespac Electrical Contractor Ltd
EP-2022-07799 | 2022-09-16 | 1747 NANAIMO STREET, Vancouver, BC V5N 5C1 | Electrical Permit | Commercial | Renovation | Completed | Installation / Repair - Commercial - renovation add cash desk power replace misc lights and devices replace EM/Exit sign add duplex outlets Interior alterations to combine units 1745 & 1747 Nanaimo St and to change the use from Retail Store to Cannabis Store. | Dale Guenther
EP-2022-00102 | 2022-01-12 | 5705 NANAIMO STREET, Vancouver, BC | Electrical Permit | Residential | Renovation - Dwelling Unit(s) only | Completed | Installation / Repair - Residential - After small fire repair. New panel, plugs, switches, lights -New plugs 120V, switches. New panel 60A 240V 1ph Three baseboard heaters (3250W 240V) >BP: Repair to fire damaged unit in this existing multiple dwelling building on this site. No energy upgrade required. Scope of work: Drywall, ceiling, insulation, flooring and finishing throughout. Roof patch and repair. Cladding repair where necessary. New electrical and plumbing. | Always On Electric Inc
PP-2022-00955 | 2022-03-23 | 5705 NANAIMO STREET, Vancouver, BC | Plumbing Permit | Commercial | Renovation | Completed | Commercial - repair to the fire damage unit 5705 Nanaimo Street Repair to fire damaged unit in this existing multiple dwelling building on this site. No energy upgrade required. Scope of work: Drywall, ceiling, insulation, flooring and finishing throughout. Roof patch and repair. Cladding repair where necessary. New electrical and plumbing. | Any Time Plumbing Heating Drainage & Gas Fitting Ltd
EP-2022-01459 | 2022-02-25 | 5918 OAK STREET, Vancouver, BC V6M 2W2 | Electrical Permit | Commercial | NULL | Expired | Annual / Operating - Maintenance of EVEMS System. Scope is for maintenance and repair of EVEMS System only. Electric vehicle energy management system installed under EP-2022-01282. Valid February 25, 2022 until February 24, 2023. >>> AMEND : March 11, 2022 amend address to from 5906 Oak Street to 5918 Oak Street. | Berts Electric (2001) Ltd
EP-2023-01982 | 2023-06-29 | 1016 NELSON STREET, Vancouver, BC V6E 1H8 | Electrical Permit | Commercial | Tenant Improvement | Completed | Installation / Repair - Commercial - Install 120/208 V 400 A dedicated EV panel in room P405, c/w 400A rated feeder and MCCB in existing main distribution. Install 12 customer supplied EV Chargers at parking stalls (adjacent electrical room P4). Installation of customer supplied communications equipment, c/w NEMA 3 enclosure (antenna), POE switch, modem and provided enclosure, conduit & Cat 5e cabling between antenna and switch enclosure. Recognizing required shut-down of main distribution gear. No separate metering. | Canem Systems Ltd
PP-2023-02029 | 2023-06-09 | 1730 PENDRELL STREET, Vancouver, BC V6G 3A3 | Plumbing Permit | Commercial | Addition | Issued | Commercial - Installation of 2 DCVA Premises valves CROSS CONNECTION LTR UPLOADED Sept 19/2023-AMEND Please add additional for water meter piping alteration and replacement of backflow device serving the garbage chute as per previous inspection. Please note, there is no water filtration system as discussed with Paul Allen and Bill Seifert. | Canadian Plumbing Systems Ltd.
EP-2023-04542 | 2023-05-24 | 1470 PENNYFARTHING DRIVE, Vancouver, BC V6J 4Y2 | Electrical Permit | Commercial | Addition | Completed | Installation / Repair - Commercial - Installation of power factor capacitor. | Bemister Electric Ltd.
EP-2022-09759 | 2022-11-17 | 1470 PENNYFARTHING DRIVE, Vancouver, BC V6J 4Y2 | Electrical Permit | Commercial | NULL | Expired | Annual / Operating - Annual Operating Permit Renewal of EP-2021-08356 Valid Nov 09/2022 to Nov 08/2023 | Bemister Electric Ltd.
EP-2023-10196 | 2023-11-10 | 1470 PENNYFARTHING DRIVE, Vancouver, BC V6J 4Y2 | Electrical Permit | Commercial | NULL | Issued | Annual / Operating - Annual Operating Permit Renewal of EP-2022-09759 -valid: Nov. 9, 2023 - Nov. 8, 2024 | Bemister Electric Ltd.
EP-2022-02385 | 2022-03-24 | 1490 PENNYFARTHING DRIVE, Vancouver, BC V6J 4Z3 | Electrical Permit | Commercial | New | Completed | Installation / Repair - Commercial - Pull cables, install a Door Interface and relocate the outside card reader (No maglocks) | PALADIN TECHNOLOGIES INC
EP-2022-01490 | 2022-02-25 | 374 POWELL STREET, Vancouver, BC V6A 1G4 | Electrical Permit | Commercial | Renovation | Completed | Installation / Repair - Commercial - Electrical work for Commercial-type Kitchen Ventilation System >BP: Minor Renovation to first floor (374 Powell ST) Minor renovation of the existing Vocational Cooking School/Restaurant in conjunction with the Social Service Centre at 374 Powell Street in this existing 3-storey mixed use building. Included in the scope of work is changes to the existing kitchen hood, ducting, and installing kitchen exhaust fan and MUA units on the roof. Class-1 cooking operation Revision-1 January 26, 2021 1- To replace architect 2- To replace CRP 3- Provide revised arrangement for accessible washroom 4- Relabel the washrooms 5- Keep the existing combustible stairs, but upgrade it to meet VBBL 11.3.5.4 6- Modify ramp slope and remove its hand rail Revision-2, August 19, 2021. To replace structural engineer of the record Revision-3 September 9, 2021 Changing applicant name on the permit Amend Mar 4, 2022 Attached the Appendix C as per request by electrical inspector | SNG Electric Ltd
SP-2023-00373 | 2023-03-03 | 374 POWELL STREET, Vancouver, BC V6A 1G4 | Sprinkler Permit | Commercial | Renovation | Completed | Commercial - To add one head in the elevator room >BP: Interior alterations: Interior and exterior alterations to relocate a new elevator machine room in the existing Restaurant Class 1 unit on the ground floor of this mixed-use building on this site. Note: Sprinkler commitment letter from Owner and Engineer submitted. *****This application does not include any of the following: 1. Not more than 20 sprinklers (add, relocate, or remove), 2. hydraulic calculations, 3. change in occupancy and /or hazard classification, 4. warehouse storage arrangements, 5. mobile compact storage arrangements, 6. alternative solutions, 7. changes to the sprinkler system supply piping (e.g. valves, mains, cross-mains, branch-lines, etc.), or 8. flexible sprinkler pipe | Max Fire Pro Ltd
EP-2023-01376 | 2023-03-24 | 374 POWELL STREET, Vancouver, BC V6A 1G4 | Electrical Permit | Commercial | Addition | Completed | Installation / Repair - Commercial - Wiring for elevator. >BP: Interior alterations: Interior and exterior alterations to relocate a new elevator machine room in the existing Restaurant Class 1 unit on the ground floor of this mixed-use building on this site. Note: Sprinkler commitment letter from Owner and Engineer submitted. CRP: Jordan Kutev Architect Inc/Jordan Kutev, 604-299-3222 Revision No. 1, Feb. 16, 2023 1) Replace original CRP/architect with Sig Toews Architect. 604-299-3222 (319) 2) Updated Schedule A and Schedule B received. Note: "This permit has been reviewed under the provision of Vancouver Building By-law 2019 (#12511)." | MILKYWAY INDUSTRY LTD
EP-2022-03498 | 2022-04-29 | 777 PACIFIC BOULEVARD, Vancouver, BC | Electrical Permit | Commercial | NULL | Expired | Annual / Operating - Annual/Operating ANNUAL Valid: April 27, 2022 to April 26, 2023 Renewal of EP-2021-03118 Renewal for EP-2019-03777: Annual / Operating ASSEMBLY-EVENTS ** Amend 04/28/2021** This is not for the assembly this is for the main BC Stadium for the assembly please refer to EP-2021-03129 | United Power Ltd
EP-2022-03499 | 2022-04-29 | 777 PACIFIC BOULEVARD, Vancouver, BC | Electrical Permit | Commercial | NULL | Expired | Annual / Operating - Annual/Operating VALID: APRIL 27, 2022 TO APRIL 26, 2023 RENEWAL OF EP-2021-03129 Renewing EP-2019-03774 (Annual / Operating) Assembly Annual Permit | United Power Ltd
EP-2023-02622 | 2023-03-28 | 777 PACIFIC BOULEVARD, Vancouver, BC | Electrical Permit | Commercial | NULL | Issued | Annual / Operating - Annual/Operating Valid: April 27, 2023 to April 26, 2024 Renewal for EP-2022-03498 ASSEMBLY-EVENTS | United Power Ltd
EP-2023-02626 | 2023-03-28 | 777 PACIFIC BOULEVARD, Vancouver, BC | Electrical Permit | Commercial | NULL | Issued | Annual / Operating - Assembly Annual Permit RENEWAL OF EP-2022-03499 VALID: APRIL 27, 2023 TO APRIL 26, 2024 | United Power Ltd
EP-2023-07282 | 2023-08-10 | 777 PACIFIC BOULEVARD, Vancouver, BC | Electrical Permit | Commercial | Renovation | Completed | Installation / Repair - Commercial - Install owner supplied decorative lighting, conduit, wiring, contactors, and drivers for decorative accent lighting to wash the ceiling and change color and do not provide space lighting. >>Amend: Oct. 4th -Please amend address to 777 Pacific Blvd | Houle Electric Limited
EP-2023-08221 | 2023-09-13 | 777 PACIFIC BOULEVARD, Vancouver, BC | Electrical Permit | Commercial | Renovation | Completed | Installation / Repair - Commercial - Direct replacement of 600V 100A 3P 4W panel; service is not being changed. The panelboard are being replaced as part of their preventative maintenance program. | K S Maude Electric Ltd
EP-2022-10222 | 2023-01-17 | 8452 NANAIMO STREET, Vancouver, BC V5P 4N1 | Electrical Permit | Residential | Renovation | Completed | Installation / Repair - Residential - Install 30 pots lights, the kitchen renovation, and Baseboard Heat replaced , Panel relocation -All counter plugs, New stove wire, under cabinet lights, island plugs, dishwasher, garburator, island lights all new circuits, and new panel >BP: Interior alterations to this dwelling unit in this existing multiple dwelling building. OKAY FOR DTI PROCESSING BY J. ZHANG November 9, 2022. | AZ ELECTRICAL SERVICES LTD
EP-2023-08559 | 2023-09-21 | 8125 ONTARIO STREET, Vancouver, BC V5X 0A7 | Electrical Permit | Commercial | Addition | Completed | Installation / Repair - Commercial - Replace 12 globe pendant light by the cashier desk. | Atlantic Electric Ltd
EP-2022-04594 | 2022-06-01 | 8133 ONTARIO STREET, Vancouver, BC V5X 0A7 | Electrical Permit | Commercial | NULL | Expired | Annual / Operating - Annual Operating Permit Renewal of EP-2021-03672 Valid: May 15, 2022 - May 14, 2023 | Canem Systems Ltd
EP-2023-04439 | 2023-05-23 | 8133 ONTARIO STREET, Vancouver, BC V5X 0A7 | Electrical Permit | Commercial | NULL | Issued | Annual / Operating - Annual Operating Permit Renewal of EP-2022-04594 Valid: May 15, 2023 - May 14, 2024 | Canem Systems Ltd
EP-2023-10141 | 2023-11-23 | 397 RAILWAY STREET, Vancouver, BC | Electrical Permit | Commercial | Addition | Completed | Installation / Repair - Commercial - wiring and installation of cameras, addition to existing CCTV system | Telus Custom Security Systems Inc
EP-2021-09565 | 2022-01-04 | 8948 SHAUGHNESSY STREET, Vancouver, BC V6P 3Y5 | Electrical Permit | Commercial | Addition | Completed | Installation / Repair - Commercial - Installation of new 15 amp quad receptacle locations. Hook up and wiring of new CNC machine and accompanying dust collector. Installation of new single phase 100 amp sub panel to feed new quad receptacles. Amend: Aug 17, 2022 incorrect address for this permit. The address Is supposed to be 8948 Shaugnessy St | Western Summit Electric Ltd
EP-2021-08772 | 2022-03-18 | 1003 CAMBIE STREET, Vancouver, BC V6B 5L7 | Electrical Permit | Commercial | Renovation | Completed | Installation / Repair - Commercial - Demo existing track light pendants, power and data in walls being removed. Supply and install 22 new 3inch led pot lights and 2 new green running man exit signs Relocate 3 light switches | Priority Electric LTD.
PP-2023-00909 | 2023-08-21 | 1003 CAMBIE STREET, Vancouver, BC V6B 5L7 | Plumbing Permit | Commercial | Tenant Improvement | Completed | Commercial - Addition of two hand wash basins >BP: 1003 Cambie - 2nd floor Interior alterations to provide improvements and change of use from General Office to Beauty and Wellness on the 2nd floor of 1003 Cambie street of this existing mixed-use building on this site. Scope of work: new plumbing, and validate walls and doors removal. | Sukhwinder Rehallu
PP-2022-03064 | 2022-09-02 | 1003 CAMBIE STREET, Vancouver, BC V6B 5L7 | Plumbing Permit | Commercial | Renovation | Completed | Commercial - addition of hand wash basin & re and re existing bathroom sink | Sukhwinder Rehallu
NULL | NULL | 759 SAWYER'S LANE, Vancouver, BC | Plumbing Permit | Residential | Tenant Improvement | Payment Pending | Residential - Dishwasher Installtion. The work is complete and a permit has been issued. I request a copy of the permit please. | NULL
NULL | NULL | 1010 HORNBY STREET, Vancouver, BC | Electrical Permit | Commercial | Renovation | Draft | Installation / Repair - Commercial - ank renovation (Starting March 11 to March 28, 2022) Electrical scope as detailed in IFC drawings, which includes adders for: - Retrofit lighting - Panel F | Canem Systems Ltd
SP-2022-00362 | 2022-03-15 | 1010 HORNBY STREET, Vancouver, BC | Sprinkler Permit | Commercial | Tenant Improvement | Completed | Commercial - Sprinkler head deletes and additions Interior alterations to provide tenant improvements to this existing Financial Institution (RBC BANK) on the ground floor of this existing commercial building. Scope of work: new flooring and replacing ceiling. This application does not include any of the following: 1. Not more than 20 sprinklers (add, relocate, or remove), 2. hydraulic calculations, 3. change in occupancy and /or hazard classification, 4. warehouse storage arrangements, 5. mobile compact storage arrangements, 6. alternative solutions, 7. changes to the sprinkler system supply piping (e.g. valves, mains, cross-mains, branch-lines, etc.), or 8. flexible sprinkler pipe. | Troy Life & Fire Safety Limited Protection Incendia Troyu Ltee
EP-2022-01828 | 2022-03-08 | 1010 HORNBY STREET, Vancouver, BC | Electrical Permit | Commercial | Addition | Completed | Installation / Repair - Commercial - Communications & Security Wiring- prewire >BP: Interior alterations to provide tenant improvements to this existing Financial Institution (RBC BANK) on the ground floor of this existing commercial building. Scope of work: new flooring and replacing ceiling. REVISION #1: to change the Certified Registered Professional from John White to Hee Sung (Harrison) Chan as indicated with the new Schedule A and Schedule B - Architectural, and also the replacement Schedule B - Mechanical & Fire Suppression Systems and Schedule B - Electrical to acknowledge the change to the Certified Registered Professional, as submitted by Agent for Owner Richa Pant from WZMH Architects, as received on January 24, 2022. Feb 16, 2022 mlh Letters of assurance submitted by: Sch A: J. White, 416.961.4111 Sch B (Arch): J. White, 416.961.4111 Sch B (Elec): M. Piazzese, 416.554.3331 Sch B (Mech, Fire): R. Anselmo 416.407.9239 Notes: 1. Energy upgrade triggers: Rehabilitation - E2 - Retrofit Path 1 @ L2 - Lighting - Upgrade to incorporate Scheduled Shutoff 2. Sprinkler contractor to be confirmed once the job is awarded | Plan Group Inc
EP-2022-01877 | 2022-03-14 | 1010 HORNBY STREET, Vancouver, BC | Electrical Permit | Commercial | Tenant Improvement | Completed | Installation / Repair - Commercial - RBC Bank Renovation - Lighting/Power -Upgrading previous lighting to LED fixtures/ballasts. Demolition and renovation of the bank, so relocating existing power and installing new power as appropriate. Fire Alarm: Install 4 new alarm bells and tie into the existing system Service will not be affected. >BP: Interior alterations to provide tenant improvements to this existing Financial Institution (RBC BANK) on the ground floor of this existing commercial building. Scope of work: new flooring and replacing ceiling. REVISION #1: to change the Certified Registered Professional from John White to Hee Sung (Harrison) Chan as indicated with the new Schedule A and Schedule B - Architectural, and also the replacement Schedule B - Mechanical & Fire Suppression Systems and Schedule B - Electrical to acknowledge the change to the Certified Registered Professional, as submitted by Agent for Owner Richa Pant from WZMH Architects, as received on January 24, 2022. Feb 16, 2022 mlh Letters of assurance submitted by: Sch A: J. White, 416.961.4111 Sch B (Arch): J. White, 416.961.4111 Sch B (Elec): M. Piazzese, 416.554.3331 Sch B (Mech, Fire): R. Anselmo 416.407.9239 Notes: 1. Energy upgrade triggers: Rehabilitation - E2 - Retrofit Path 1 @ L2 - Lighting - Upgrade to incorporate Scheduled Shutoff 2. Sprinkler contractor to be confirmed once the job is awarded | Canem Systems Ltd
EP-2023-08836 | 2023-10-03 | 888 NELSON STREET, Vancouver, BC | Electrical Permit | Commercial | Renovation - Dwelling Unit(s) only | Completed | Installation / Repair - Commercial - Electrical renovation of residential suite. Demolition and installation of new fixtures and fittings. >BP: #2202 Interior alterations to provide improvements to dwelling unit #2202 on the 22nd floor of this mixed use building on this site. | Mott Electric General Partnership
NULL | NULL | 888 NELSON STREET, Vancouver, BC | Plumbing Permit | Commercial | Tenant Improvement | Withdrawn | Commercial - remove and existing sink and install a DCW fridge line rough in in its place. no framing adjustments and rough in is proud of any demising walls | A-1 Drainage Plumbing & Heating Limited
EP-2021-06889 | 2022-03-30 | 951 NICOLA STREET, Vancouver, BC V6G 2C7 | Electrical Permit | Residential | Renovation | Completed | Installation / Repair - Residential - Total renovation/rewiring, pot light installation, new service, meterbase with disconnect switch & panel >Since they have two separate drops from Hydro >BP: Exterior and interior alterations to renovate the dwelling unit at 951 Nicola Street (2nd floor) in this existing mixed-use building. The scope of work includes to rebuild the rear stairs and reconfigure the unit layout. Building structure is being upgraded to S3 level of Part 11 of VBBL. Note: This application is reviewed under VBBL2019. | Greenvolt Electric Ltd
NULL | NULL | 951 NICOLA STREET, Vancouver, BC V6G 2C7 | Mechanical Permit | NULL | NULL | Draft | NULL | NULL
EP-2022-00231 | 2022-01-14 | 953 NICOLA STREET, Vancouver, BC | Electrical Permit | Commercial | Renovation | Completed | Installation / Repair - Commercial - Reconnecting the service only. It had been disconnected for safety to let the sidings (claddings) be repaired/replaced. | Greenvolt Electric Ltd
PP-2022-01340 | 2022-04-25 | 780 RICHARDS STREET, Vancouver, BC V6B 3A4 | Plumbing Permit | Commercial | Tenant Improvement | Completed | Commercial - Add following Backflow preventers 1x 1/2” rpba boiler feed- 5th floor- pool area 1x 1/2” rpba + 2xDuC 5th floor- kitchen- hot water supply for chemical dispensing & dishwasher 1x 1/2” rpba 5th floor- kitchen- ice maker 1x 1/2” dcva 5th floor- kitchen- espresso machine 1x 1/2” rpba 5th floor- janitor room- chemical dispensing device 1x 1/2” dcva- 6th floor - lunch room - water filtration system | Seven Mechanical Ltd
EP-2023-00616 | 2023-05-08 | 493 ROBSON STREET, Vancouver, BC | Electrical Permit | Commercial | Tenant Improvement | Issued | Installation / Repair - Commercial - Modification of existing fire alarm system as per Bulletin 2018-004-BU/EL Option #3 triggered by the automatic elevator recall as follows: Provide new addressable smoke detectors to initiate emergency recall of elevator #7 upon actuation as per VBBL 2018-004-BU/EL and B44-16 as referenced in VBBL-2019. No changes to the existing fire alarm zones. Provide new 100-amp fused disconnect & new 30-amp disconnect for cab lights. Provide new #6 ground wire. Provide new telephone line to elevator machine room. Replacement of existing receptacles with new GFCI type receptacles in elevator machine room & pit. Replacement of existing fixtures with new LED type fixtures c/w with wire cages in elevator machine room & pit. Verification of the fire alarm system in conformance with CAN/ULC S537. | Action Electric Ltd
GP-2023-00147 | 2023-01-13 | 8932 OAK STREET, Vancouver, BC | Gas Permit | Commercial | Addition | Issued | Commercial - run 3/4" steel gas line approx 65' from an existing capped off gas valve up in a storage room towards the back of the shop then drop down to the location of a commercial dryer for printing. | Precise Plumbing & Heating Inc
EP-2022-10784 | 2023-01-09 | 8932 OAK STREET, Vancouver, BC | Electrical Permit | Commercial | Addition | Completed | Installation / Repair - Commercial - Remove existing splitter and install 200A 3P panel. Install existing circuits into the new panel Hook up customer provided transformers Ensure proper grounding demo existing circuits and clean up wiring in the ceiling fix any existing code issues | TDR Electric Inc
EP-2023-08461 | 2023-09-19 | 2752 RUPERT STREET, Vancouver, BC | Electrical Permit | Commercial | Tenant Improvement | Completed | Installation / Repair - Commercial - Tennant Improvement: Installation of wiring for new control in office, rewire existing kitchen, and add one exit/combo at top of Mezzanine and two exit combo units at bottom of stairwell. >BP: Interior alterations to consolidate 2 CRU spaces into one, renovate and add a mezzanine in this existing industrial building; change of use from Food & Beverage Manufacturing (F2) to Miscellaneous Products Manufacturing Class B (F2) with ancillary Retail use. *This permit has been reviewed under the provisions of VBBL 2019.* REVISION 1: Revisions to the interior layout on Ground Floor (S.Yoo) ISSUED: Sept. 14, 2023 | Bill's Electrical Services Ltd
PP-2023-03724 | 2023-10-23 | 2752 RUPERT STREET, Vancouver, BC | Plumbing Permit | Commercial | Renovation | Completed | Commercial - 1 * S S Sinks 1 * Compartment Kitchen Sinks 1 * 2" Hub Drain 5 * Indirect Drain >BP: Interior alterations to consolidate 2 CRU spaces into one, renovate and add a mezzanine in this existing industrial building; change of use from Food & Beverage Manufacturing (F2) to Miscellaneous Products Manufacturing Class B (F2) with ancillary Retail use. | Creston Plumbing & Heating Ltd
SP-2023-02072 | 2023-11-10 | 2752 RUPERT STREET, Vancouver, BC | Sprinkler Permit | Commercial | Tenant Improvement | Completed | Commercial - adding sprinklers >BP: Interior alterations to consolidate 2 CRU spaces into one, renovate and add a mezzanine in this existing industrial building; change of use from Food & Beverage Manufacturing (F2) to Miscellaneous Products Manufacturing Class B (F2) with ancillary Retail use. *This permit has been reviewed under the provisions of VBBL 2019.* REVISION 1: Revisions to the interior layout on Ground Floor (S.Yoo) ISSUED: Sept. 14, 2023 *****This application does not include any of the following: 1. Not more than 20 sprinklers (add, relocate, or remove), 2. hydraulic calculations, 3. change in occupancy and /or hazard classification, 4. warehouse storage arrangements, 5. mobile compact storage arrangements, 6. alternative solutions, 7. changes to the sprinkler system supply piping (e.g. valves, mains, cross-mains, branch-lines, etc.), or 8. flexible sprinkler pipe. | Real Tech Fire Protection Ltd
EP-2023-07915 | NULL | 2768 RUPERT STREET, Vancouver, BC | Electrical Permit | Commercial | Addition | Application Incomplete | Installation / Repair - Commercial - -Wiring of condensers and evaporators in cooler -Installation of lighting in cooler, emergency lighting, power for underfloor pump, power for door heat and controls | Richard Meyer Electrical Services Ltd
EP-2022-02146 | 2022-03-17 | 2768 RUPERT STREET, Vancouver, BC | Electrical Permit | Commercial | Addition | Completed | Installation / Repair - Commercial - Running of low voltage control for new spiral freezer at a production facility >BP: Minor Horizontal Addition and Minor Renovation Addition of floor space, interior and exterior modification, and installation of new cooking equipment and their ventilation system for this Food or Beverage Manufacturing - Class B unit in this 2-storey industrial building for a new tenant. Notes: 1. Due to the nature of operation and because office and amenity spaces are situated in other buildings on this site, the production facility deemed exempt from complying with VBBL Section 3.8. 2. Occupant load is 35 person. 3. Class-2 and Class 5 cooking operations 4. The permit was issued during 2022 pandemic | IHM Mechanical Ltd
PP-2023-03031 | 2023-08-25 | 1230 ROBSON STREET, Vancouver, BC V6E 1C1 | Plumbing Permit | Commercial | Addition | Completed | Commercial - Addition of mop sink and hand sink **No Building alterations or Building work otherwise a BP will be required | Simon Appliance and Plumbing Ltd
SP-2021-00040 | 2022-09-21 | 1240 ROBSON STREET, Vancouver, BC | Sprinkler Permit | Commercial | Tenant Improvement | Completed | Commercial - For sprinkler system alterations to the 2019 VBBL, NFPA 13, 2013 for the retroactive installation of a 4" DCVA on the existing fire protection system in this existing building. Notes: 1. Fire protection Engineer of record Peter Shires of FAST. T: 604534 9426 E: fast11@shaw.ca 2. One set of approved drawings and permit to be available for viewing at the jobsite. 3. Separate permit and documents required for any electrical or fire alarm related work. ***If the building is equipped with a fire alarm system the DCVA must be monitored by the fire alarm system.*** | T & T Fire Protection
EP-2022-10049 | 2022-12-05 | 1248 ROBSON STREET, Vancouver, BC | Electrical Permit | Commercial | Renovation | Completed | Installation / Repair - Commercial - Install new outlets - 10x re&re existing lights install new EM lights - 4x Install new Green Running man - 3x Install automatic lighting shutoff control Install new track Lighting c/w current limiters >BP: Interior alterations and a change of use from similar to Financial Institution to Retail Store to provide improvements for a new tenant at 1248 Robson St on the ground floor of this mixed-use building on this site. Scope of work: Demolition of interior and installation of new wall and floor finishes, lighting, and racking (Max. 6' in height). Field Review per W.Wong June 21, 2022 Energy Upgrade: E2 - Lighting - Upgrade to incorporate Automatic Full OFF (per 9.4.1.1.(h) of ASHRAE 90.1-2016); Dwg A2.3 | Wynn's Electrical Contractors Ltd
SP-2022-00536 | 2022-04-13 | 1829 QUEBEC STREET, Vancouver, BC | Sprinkler Permit | Commercial | Tenant Improvement | Completed | Commercial - Tenant Improvement >BP: Interior alterations to provide improvements to this existing dairy products manufacturing in this existing commercial building at this site. Scope of Work: - Removal of interior walls, doors, mechanical equipment, plumbing fixtures, and millwork - Convert existing walk in cooler to walk in freezer and deconstruct walk in freezer for additional storage - Install interior walls, millwork, plumbing fixtures, lighting, and adjust sprinklers to suite new ceiling layout *****This application does not include any of the following: 1. Not more than 20 sprinklers (add, relocate, or remove), 2. hydraulic calculations, 3. change in occupancy and /or hazard classification, 4. warehouse storage arrangements, 5. mobile compact storage arrangements, 6. alternative solutions, 7. changes to the sprinkler system supply piping (e.g. valves, mains, cross-mains, branch-lines, etc.), or 8. flexible sprinkler pipe. | GPM FIRE PROTECTION
PP-2022-01293 | 2022-04-14 | 1829 QUEBEC STREET, Vancouver, BC | Plumbing Permit | Commercial | Renovation | Completed | Commercial - Re-re plumbing systems for new layout. Add a hand sink and re-locate drainage for ice cream scoop dip trays. Interior alterations to provide improvements to this existing dairy products manufacturing in this existing commercial building at this site. Scope of Work: - Removal of interior walls, doors, mechanical equipment, plumbing fixtures, and millwork - Convert existing walk in cooler to walk in freezer and deconstruct walk in freezer for additional storage - Install interior walls, millwork, plumbing fixtures, lighting, and adjust sprinklers to suite new ceiling layout | Meridian West Mechanical Ltd
EP-2022-02786 | 2022-04-06 | 1829 QUEBEC STREET, Vancouver, BC | Electrical Permit | Commercial | Renovation | Cancelled | Installation / Repair - Commercial - relocate equipment in retail icecream shop including walk-in cooler -the grounding is for the branch circuits only - the service and panels are existing and will not be changed >BP: Interior alterations to provide improvements to this existing dairy products manufacturing in this existing commercial building at this site. Scope of Work: - Removal of interior walls, doors, mechanical equipment, plumbing fixtures, and millwork - Convert existing walk in cooler to walk in freezer and deconstruct walk in freezer for additional storage - Install interior walls, millwork, plumbing fixtures, lighting, and adjust sprinklers to suite new ceiling layout OK for field review as per Rosa Astorino - December 21, 2021 Energy Upgrade: E2 - Lighting - Upgrade to incorporate Scheduled Shutoff (per 9.4.1.1.(i) of ASHRAE 90.1-2016). Note: Energy checklist is currently no longer required with your Building Permit (BP) application. Some supporting documents are still required at BP stage, specifically Envelope and HVAC, if applicable. Service Water Heating and Lighting supporting documents, if applicable, must be submitted with your related trades permits (e.g. electrical and plumbing). All energy upgrades will be checked during inspections stage. It is the applicant’s responsibility to identify and note all required upgrades including energy upgrades on their BP drawings at BP stage. | Ampac Electric Ltd
EP-2022-03533 | 2022-05-02 | 1829 QUEBEC STREET, Vancouver, BC | Electrical Permit | Commercial | Renovation | Completed | Installation / Repair - Commercial - change layout of counter - removal of freezer and power for new cases -no changes to the service only grounding of branch circuits >BP: Interior alterations to provide improvements to this existing dairy products manufacturing in this existing commercial building at this site. Scope of Work: - Removal of interior walls, doors, mechanical equipment, plumbing fixtures, and millwork - Convert existing walk in cooler to walk in freezer and deconstruct walk in freezer for additional storage - Install interior walls, millwork, plumbing fixtures, lighting, and adjust sprinklers to suite new ceiling layout OK for field review as per Rosa Astorino - December 21, 2021 Energy Upgrade: E2 - Lighting - Upgrade to incorporate Scheduled Shutoff (per 9.4.1.1.(i) of ASHRAE 90.1-2016). Note: Energy checklist is currently no longer required with your Building Permit (BP) application. Some supporting documents are still required at BP stage, specifically Envelope and HVAC, if applicable. Service Water Heating and Lighting supporting documents, if applicable, must be submitted with your related trades permits (e.g. electrical and plumbing). All energy upgrades will be checked during inspections stage. It is the applicant’s responsibility to identify and note all required upgrades including energy upgrades on their BP drawings at BP stage. | Ampac Electric Ltd
PP-2023-00463 | NULL | 88 E 7TH AVENUE, Vancouver, BC | Plumbing Permit | Commercial | Tenant Improvement | Withdrawn | Commercial - Replace line wise quality commercial hot water tank with same type | A-1 Drainage Plumbing & Heating Limited
PP-2022-02095 | NULL | 682 SEYMOUR STREET, Vancouver, BC | Plumbing Permit | Commercial | Addition | Application Incomplete | Commercial - Add mop sink and preparation sink | NULL
PP-2023-02435 | 2023-07-11 | 975 DENMAN STREET, Vancouver, BC | Plumbing Permit | Commercial | Tenant Improvement | Completed | Commercial - Add DCVA to steam table as per COV request | Meridian West Mechanical Ltd
GP-2022-00010 | 2022-01-05 | 12 POWELL STREET, Vancouver, BC | Gas Permit | Commercial | Addition | Completed | Commercial - RE & RE FURNACE | B C Furnace Service Ltd
PP-2022-01177 | 2022-05-31 | 50 POWELL STREET, Vancouver, BC V6A 1E7 | Plumbing Permit | Commercial | Tenant Improvement | Issued | Commercial - Adding hand sinks, hair wash chairs, and hot water tank to exisinting retail | Kyoungmo Yang DBA K-Green Plumbing And Heating
NULL | NULL | 50 POWELL STREET, Vancouver, BC V6A 1E7 | Electrical Permit | Commercial | Tenant Improvement | Withdrawn | Installation / Repair - Commercial - electrical connetion to the light box signage | NULL
EP-2023-08612 | 2023-09-25 | 1020 ROBSON STREET, Vancouver, BC | Electrical Permit | Commercial | Tenant Improvement | Completed | Installation / Repair - Commercial - Tenant improvements - Electrical wiring for the new store. >BP: Exterior and interior alterations to provide tenant improvements and change the use from Retail store to Retail Store in conjunction with Beauty and Wellness Center on the ground floor of this existing 2-storey commercial building. Scope of works: Remove existing interior walls and washroom and add new 2 universal and unisex washrooms, 4 New spa rooms with the consultation with lounge area, and Staff room. 2 new exterior windows with new exterior cladding, and one existing entrance double door replaced to two double doors. Existing tenant: Lush Fresh Handmade Cosmetics OK for field review as per Jamie Z., May 16, 2023 OK for exterior alteration as per Mehdi (POD), May 16, 2023 OK for change with use as per Karen (POD), May 16, 2023 Note: - DBI to determine on site if a separate sprinkler permit is required - Schedule A+B - Arch.: Joseph Park, Architect AIBC, 604-771-5695 (JP Architect Inc.) - Schedule B - Mech/Plumbing/Elec.: Moortaza Bhaiji, 403-460-2277 (EMBE Consulting Engineers Inc.) - Schedule B - Struc.: Carlos Chiu, P. Eng. Struct. Eng., 604-737-9830 (Chiu Hippmann Engineering Inc.) - Scheudle D: Hari Korpal, P. Eng., BEP, PRO, 604-593-5502 (AUM Building Science & Engineering Ltd.) Storefront glazing is to remain clear and unobstructed. No translucent or opaque film, artwork, shelving, display case, curtains or similar elements are to be installed on or directly outside or inside of the approved glazing. Separate permit is required for all signage. Shelving units shall not be more than 6'H. A structural engineer is required if the shelving units are more than 6'H. Amend: Nov 29, 2023 Add to description ( extra low voltage wiring, thermostats installation ). | VS Electric Ltd
PP-2023-03447 | 2023-09-28 | 1020 ROBSON STREET, Vancouver, BC | Plumbing Permit | Commercial | Renovation | Completed | Commercial - Plumbing demolition & rough-in >BP: Exterior and interior alterations to provide tenant improvements and change the use from Retail store to Retail Store in conjunction with Beauty and Wellness Center on the ground floor of this existing 2-storey commercial building. Scope of works: Remove existing interior walls and washroom and add new 2 universal and unisex washrooms, 4 New spa rooms with the consultation with lounge area, and Staff room. 2 new exterior windows with new exterior cladding, and one existing entrance double door replaced to two double doors. | JJM Mechanical Group Ltd
EP-2023-10058 | 2023-11-07 | 1020 ROBSON STREET, Vancouver, BC | Electrical Permit | Commercial | Renovation | Completed | Installation / Repair - Commercial - pre-wire for potential audio system >BP: Exterior and interior alterations to provide tenant improvements and change the use from Retail store to Retail Store in conjunction with Beauty and Wellness Center on the ground floor of this existing 2-storey commercial building. Scope of works: Remove existing interior walls and washroom and add new 2 universal and unisex washrooms, 4 New spa rooms with the consultation with lounge area, and Staff room. 2 new exterior windows with new exterior cladding, and one existing entrance double door replaced to two double doors. | Harmony Media Inc
EP-2022-00150 | 2022-01-13 | 1024 ROBSON STREET, Vancouver, BC | Electrical Permit | Commercial | Tenant Improvement | Completed | Installation / Repair - Commercial - Small retail TI. Supply and installation of track lighting in retail area. (2) 3way dimmers w/ time clock as master control. additional GFCI in staff bathroom and (4) new receptacles in retail area. Reception desk has existing PVC trench w/ power and data which is being reused. >BP: 1024 Robson St Interior alterations to provide improvements for a new Retail tenant at this existing Retail unit 1024 Robson St in this commercial building on this site. E2 upgrade, Lighting: Upgrade to incorporate Automatic Partial OFF (per 9.4.1.1.(g) of ASHRAE 90. 1-2016) | Whitley Electric Ltd
PP-2022-00074 | 2022-01-12 | 1024 ROBSON STREET, Vancouver, BC | Plumbing Permit | Commercial | Tenant Improvement | Completed | Commercial - We capped off 5 existing water lines & capped off 6 drains in order to abandon them. | Trust It Plumbing Inc
EP-2022-00463 | 2022-01-24 | 1024 ROBSON STREET, Vancouver, BC | Electrical Permit | Commercial | New | Completed | Installation / Repair - Commercial - Installation of a COMPLETE SECURITY alarm and IP camera system >BP: 1024 Robson St Interior alterations to provide improvements for a new Retail tenant at this existing Retail unit 1024 Robson St in this commercial building on this site. | Arpel Security & Monitoring Ltd
NULL | NULL | 1026 ROBSON STREET, Vancouver, BC | Electrical Permit | Commercial | Renovation | Draft | Installation / Repair - Commercial - Installing switch and light in the new room | Levan Electrical Services Inc
EP-2023-05225 | 2023-06-12 | 1026 ROBSON STREET, Vancouver, BC | Electrical Permit | Commercial | Renovation | Completed | Installation / Repair - Commercial - Install electrical outlet in the new room >BP: Interior alterations to provide new walls and door, electrical, and plumbing to this existing Retail Store on site. Scope of work: Adding a storage room, new plumbing and light fixtures, and painting New Tenant: Ella Allure Cosmetics CORP | Levan Electrical Services Inc
SP-2023-01463 | 2023-08-10 | 1033 ROBSON STREET, Vancouver, BC V6E 4A9 | Sprinkler Permit | Commercial | Tenant Improvement | Completed | Commercial - Tenant Improvement >DB: Interior alterations only for a new restaurant tenant (A-2) within an existing retail limited service food (Group E) tenant space. Proposed interior alterations are located on the 2nd storey of an existing Retail (Group E) tenant space and is a subsidiary use in the existing space. Scope of work includes: Kitchen renovation with the installation of a new oven (Class 5 cooking), new HVAC hood and ducting in the ceiling above, and cosmetic upgrades with the provision of 17 or more seats. *****This application does not include any of the following: 1. Not more than 20 sprinklers (add, relocate, or remove), 2. hydraulic calculations, 3. change in occupancy and /or hazard classification, 4. warehouse storage arrangements, 5. mobile compact storage arrangements, 6. alternative solutions, 7. changes to the sprinkler system supply piping (e.g. valves, mains, cross-mains, branch-lines, etc.), or 8. flexible sprinkler pipe. | Troy Life & Fire Safety Limited Protection Incendia Troyu Ltee
PP-2023-02847 | 2023-08-24 | 1033 ROBSON STREET, Vancouver, BC V6E 4A9 | Plumbing Permit | Commercial | Tenant Improvement | Completed | Commercial - Good Earth Coffee Location >DB: Interior alterations only for a new restaurant tenant (A-2) within an existing retail limited service food (Group E) tenant space. Proposed interior alterations are located on the 2nd storey of an existing Retail (Group E) tenant space and is a subsidiary use in the existing space. Scope of work includes: Kitchen renovation with the installation of a new oven (Class 5 cooking), new HVAC hood and ducting in the ceiling above, and cosmetic upgrades with the provision of 17 or more seats. | Perfect Fit Plumbing & Heating Ltd
EP-2023-07480 | 2023-08-16 | 1033 ROBSON STREET, Vancouver, BC V6E 4A9 | Electrical Permit | Commercial | Renovation | Completed | Installation / Repair - Commercial - Relocate some branch wiring. Add some pendent lighting. >BP: Interior alterations only for a new restaurant tenant (A-2) within an existing retail limited service food (Group E) tenant space. Proposed interior alterations are located on the 2nd storey of an existing Retail (Group E) tenant space and is a subsidiary use in the existing space. Scope of work includes: Kitchen renovation with the installation of a new oven (Class 5 cooking), new HVAC hood and ducting in the ceiling above, and cosmetic upgrades with the provision of 17 or more seats. Schedule A, Patrick Sinclair, AIBC Schedule B (Architectural), Patrick Sinclair, AIBC Schedule B (Electrical), Yev Loevsky, P.Eng. and Schedule B (Mechanical/ Plumbing), Osley Almeron, P.Eng. provided for this project. This project is considered a minor renovation. Part 11 upgrade triggers F1, S2, N1 and A2 apply to this project. Building Review Branch Notes: 1. This permit has been reviewed under the requirements of the VBBL #12511 (2019) 2. No exterior alterations proposed 3. Tenant space located on 2nd storey. Operating hours the same as the principal tenant. 4. Separate sign permit required for any alternations to the existing signage / new signage. 5. Grease laden vapour shall not be generated in this tenant space. 6. Occupant Load: 37 (29 seats + 8 staff) | DLP Electrical Ltd
SP-2022-01055 | 2022-11-17 | 1035 ROBSON STREET, Vancouver, BC V6E 4A9 | Sprinkler Permit | Commercial | Tenant Improvement | Completed | Commercial - For sprinkler system alterations to the 2019 VBBL and NFPA 13, 2013 for the tenant improvements to provide interior alterations to provide tenant improvements to this existing retail space. This application does not include any of the following: • Changes to the sprinkler system supply piping. • Flexible sprinkler pipe. • Information Technology Equipment Rooms. • New alternative solutions and/or modifications to existing alternative solutions. Notes: 1. Sprinkler Engineer of Record Laurence Peng, P.Eng of Viking Fire Protection. T: 604 324 7122 E: Lpeng@viking.ca 2. One set of approved drawings and permit to be available for viewing at the jobsite. *** Compact Mobile Storage (Letter Dated September 30, 2022 from L. Peng, P.Eng. of Viking Fire Protection Inc.) - Storage Arrangements for Rolling Storage Racks - Table 13.2.1 of NFPA 13, 2016. Class 4 Commodity and Group A Plastics will be stored in mobile storage which has the following arrangement: - Each level including top and bottom is using open wire shelving. - Sides are constructed of PEG Board - Has rubber stoppers installed, to keep at least 6” space between mobile shelves. - Mobile shelving units are Maximum 8’-0” high with no storage above. - No plastic, rubber, or similar products are stored over 5'-0" high Based on the above information and as per the NFPA 13 (2016) Table 13.2.1 the design criteria shall be based on OHG 2 (density 0.2gpm/sqft) enhanced with decreased spacing to max. 100 sqft/sprinkler. Sprinklers installed in the storage area will be upright K=5.6, 155°F. The sprinkler deflector will be installed minimum 18” above the top of the storage. *** *** Signage Compact Mobile Storage - provide appropriate signage / shelf markings / etc. so that Group A plastics (e.g. footwear, clothing, etc. made of plastics, rubber, or similar products) is limited to the lower shelving and not to exceed 5’ to top of storage. TBC onsite by the DPI. *** | Viking Fire Protection Inc
PP-2022-02397 | 2022-07-11 | 1035 ROBSON STREET, Vancouver, BC V6E 4A9 | Plumbing Permit | Commercial | Tenant Improvement | Completed | Commercial - Plumbing Rough - in >Interior alterations to provide tenant improvements to this existing retail space. Scope of work: - New partitions & doors, finishes, storage racking and accessible washroom - New lighting, Hvac, plumbing fixtures, and sprinkler work. Ok for Field Review per J. Zhang, April 4th, 2022 Letters of Assurance rec'd: Schedule A & B Architectural submitted as per Renato (Rick) A.L. Balbi, 403-253-2853 Schedule B Structural submitted as per Kevin J. Zwaagstra, 403-338-5806 Schedule B Mechanical, Plumbing, Electrical submitted as per J.D. Hubbert, 416-460-2214 Note: Energy checklist is currently no longer required with your Building Permit (BP) application. Some supporting documents are still required at BP stage, specifically Envelope and HVAC, if applicable. Service Water Heating and Lighting supporting documents, if applicable, must be submitted with your related trades permits (e.g. electrical and plumbing). All energy upgrades will be checked during inspections stage. It is the applicant’s responsibility to identify and note all required upgrades including energy upgrades on their BP drawings at BP stage. Compact mobile storage system: . Each level including top and bottom is using open wire shelving. . Sides are constructed of PEG Board . Has rubber stoppers installed, to keep at least 6” space between mobile shelves. . Mobile shelving units are Maximum 8’-0” high with no storage above. . decreased sprinkler spacing to max. 100 sq. ft. per sprinkler. . Sprinklers will be upright K=5.6, 155°F. . The sprinkler deflector will be installed minimum 18” above the top of the storage. Compact mobile storage system present in this tenant space. Sprinkler permit does not qualify for the over the counter permit process. Full submission and review required. Amend: Aug 4, 2022 Need to add (1) plumbing fixture to this existing permit (1) Inside Backflow Preventer | K&N Mechanical Ltd
SP-2022-01118 | 2022-07-19 | 1035 ROBSON STREET, Vancouver, BC V6E 4A9 | Sprinkler Permit | Commercial | Tenant Improvement | Completed | Commercial - Turning 16 pendents to upright sprinklers >BP :Exterior and interior alterations to combine the two existing retail units (1035 Robson Street and 1039 Robson Street) into one on the ground floor at this existing commercial building. Scope of work includes the reconfiguration of plumbing fixtures, lighting fixtures and HVAC; to construct a new storefront with a vestibule; infill a portion of floor and to construct a new ramp to the rear exit. OK for field review as per Jamie Zhang, Jan.31/22 Separate permit is required for new tenant improvements and to include energy upgrade. Notes: - This building is sprinklered. DBI to determine on site if a separate sprinkler permit is required. - Energy Upgrade: E2 - HVAC - Clean and Balance all Air Systems (per 6.7.2.3.2 of ASHRAE 90.1-2016). - Schedule A & B, Architectural, Walter Francl, Architect, 604-688-3252. - Schedule B, Structural, John Markulin, P.Eng, 604-685-9533. - Schedule B, Mechanical & Plumbing, Daryl Keturakis, P.Eng, 604-591-2766. - Schedule B, Electrical, Steven Nemetz, P.Eng, 604-736-6562. - Schedule D, Joel Schwartz, P.Eng, 604-320-1999. *****This application does not include any of the following: 1. Not more than 20 sprinklers (add, relocate, or remove), 2. hydraulic calculations, 3. change in occupancy and /or hazard classification, 4. warehouse storage arrangements, 5. mobile compact storage arrangements, 6. alternative solutions, 7. changes to the sprinkler system supply piping (e.g. valves, mains, cross-mains, branch-lines, etc.), or 8. flexible sprinkler pipe. | Titan Fire Protection Ltd
EP-2022-06279 | 2022-07-26 | 1035 ROBSON STREET, Vancouver, BC V6E 4A9 | Electrical Permit | Commercial | Addition | Completed | Installation / Repair - Commercial - Installation of extra low voltage alarm and camera systems including 3 contacts, wireless repeater, 1 x motion detector, 3 ceiling motion detectors, siren, Vista 20P panel, 1 x kepad, 1 x 16 port POE switch, 1 x mouse and keyboard, 1 x KVM switch, 8 x indoor cameras, 1 UPS, 1 x monitor >BP: Interior alterations to provide tenant improvements to this existing retail space. Scope of work: - New partitions & doors, finishes, storage racking and accessible washroom - New lighting, Hvac, plumbing fixtures, and sprinkler work. Ok for Field Review per J. Zhang, April 4th, 2022 Letters of Assurance rec'd: Schedule A & B Architectural submitted as per Renato (Rick) A.L. Balbi, 403-253-2853 Schedule B Structural submitted as per Kevin J. Zwaagstra, 403-338-5806 Schedule B Mechanical, Plumbing, Electrical submitted as per J.D. Hubbert, 416-460-2214 Energy Upgrade: E2 - Lighting - Upgrade to incorporate Scheduled Shutoff (per 9.4.1.1.(i) of ASHRAE 90.1-2016) Note: Energy checklist is currently no longer required with your Building Permit (BP) application. Some supporting documents are still required at BP stage, specifically Envelope and HVAC, if applicable. Service Water Heating and Lighting supporting documents, if applicable, must be submitted with your related trades permits (e.g. electrical and plumbing). All energy upgrades will be checked during inspections stage. It is the applicant’s responsibility to identify and note all required upgrades including energy upgrades on their BP drawings at BP stage. | ADT Security Services Canada Inc
EP-2022-06246 | 2022-07-25 | 1035 ROBSON STREET, Vancouver, BC V6E 4A9 | Electrical Permit | Commercial | Tenant Improvement | Completed | Installation / Repair - Commercial - electronic merchandise security antennas front of store >BP: 1035 Robson Street Interior alterations to provide tenant improvements to this existing retail space. Scope of work: - New partitions & doors, finishes, storage racking and accessible washroom - New lighting, Hvac, plumbing fixtures, and sprinkler work. Ok for Field Review per J. Zhang, April 4th, 2022 Energy Upgrade: E2 - Lighting - Upgrade to incorporate Scheduled Shutoff (per 9.4.1.1.(i) of ASHRAE 90.1-2016) Note: Energy checklist is currently no longer required with your Building Permit (BP) application. Some supporting documents are still required at BP stage, specifically Envelope and HVAC, if applicable. Service Water Heating and Lighting supporting documents, if applicable, must be submitted with your related trades permits (e.g. electrical and plumbing). All energy upgrades will be checked during inspections stage. It is the applicant’s responsibility to identify and note all required upgrades including energy upgrades on their BP drawings at BP stage. Compact mobile storage system: . Each level including top and bottom is using open wire shelving. . Sides are constructed of PEG Board . Has rubber stoppers installed, to keep at least 6” space between mobile shelves. . Mobile shelving units are Maximum 8’-0” high with no storage above. . decreased sprinkler spacing to max. 100 sq. ft. per sprinkler. . Sprinklers will be upright K=5.6, 155°F. . The sprinkler deflector will be installed minimum 18” above the top of the storage. | SCE Telecom Inc
EP-2022-07579 | 2022-09-09 | 1035 ROBSON STREET, Vancouver, BC V6E 4A9 | Electrical Permit | Commercial | Tenant Improvement | Completed | Installation / Repair - Commercial - Install audio system >BP: Interior alterations to provide tenant improvements to this existing retail space. Scope of work: - New partitions & doors, finishes, storage racking and accessible washroom - New lighting, Hvac, plumbing fixtures, and sprinkler work. Ok for Field Review per J. Zhang, April 4th, 2022 Energy Upgrade: E2 - Lighting - Upgrade to incorporate Scheduled Shutoff (per 9.4.1.1.(i) of ASHRAE 90.1-2016) Note: Energy checklist is currently no longer required with your Building Permit (BP) application. Some supporting documents are still required at BP stage, specifically Envelope and HVAC, if applicable. Service Water Heating and Lighting supporting documents, if applicable, must be submitted with your related trades permits (e.g. electrical and plumbing). All energy upgrades will be checked during inspections stage. It is the applicant’s responsibility to identify and note all required upgrades including energy upgrades on their BP drawings at BP stage. Compact mobile storage system: . Each level including top and bottom is using open wire shelving. . Sides are constructed of PEG Board . Has rubber stoppers installed, to keep at least 6” space between mobile shelves. . Mobile shelving units are Maximum 8’-0” high with no storage above. . decreased sprinkler spacing to max. 100 sq. ft. per sprinkler. . Sprinklers will be upright K=5.6, 155°F. . The sprinkler deflector will be installed minimum 18” above the top of the storage. Compact mobile storage system present in this tenant space. Sprinkler permit does not qualify for the over the counter permit process. Full submission and review required. | Grimes & White Electrical Services Ltd.
EP-2022-10639 | 2022-12-21 | 1035 ROBSON STREET, Vancouver, BC V6E 4A9 | Electrical Permit | Commercial | Renovation | Completed | Installation / Repair - Commercial - Install LV wiring of the EMS system to: Monitor HVAC system Control Lighting Collect Power Usage | LIGHTSIDE ELECTRICAL SERVICES INC.
EP-2022-10424 | 2022-12-12 | 1035 ROBSON STREET, Vancouver, BC V6E 4A9 | Electrical Permit | Commercial | Tenant Improvement | Completed | Installation / Repair - Commercial - We would be pulling cat6 cabling. 3 – to the manager office 1 – to the media wall 3 – to the POS 1 – to the entryway 4 - for the APs in the ceiling 1 – for MPOS station 1 – for HVAC controller. For a total of 14 cables. >BP: 1035 Robson Street Interior alterations to provide tenant improvements to this existing retail space. Scope of work: - New partitions & doors, finishes, storage racking and accessible washroom - New lighting, Hvac, plumbing fixtures, and sprinkler work. | Brown Boys Electric Ltd
EP-2022-02548 | 2022-04-04 | 1035 ROBSON STREET, Vancouver, BC V6E 4A9 | Electrical Permit | Commercial | Renovation | Completed | Installation / Repair - Commercial - Converting 2 commercial spaces into 1 commercial space. Also, relocate 1 electrical panel and 1 step down transformer from East (suite 1035) to West (suite 1039). Mount 2 step down transformers onto wall. Disconnect all existing electrical that is not required. Reconnect existing 6 HVAC units at new locations. Provide utility lighting and receptacles as per plan. Please note both units will become suite 1035. -Regarding the permit application at 1035 Robson Street please be advised the scope of this job involves demolition of most of the existing electrical lighting and receptacles. Only temporary maintenance lighting will be installed. A new development permit will incorporate the new lighting scheme. >BP: Exterior and interior alterations to combine the two existing retail units (1035 Robson Street and 1039 Robson Street) into one on the ground floor at this existing commercial building. Scope of work includes the reconfiguration of plumbing fixtures, lighting fixtures and HVAC; to construct a new storefront with a vestibule; infill a portion of floor and to construct a new ramp to the rear exit. OK for field review as per Jamie Zhang, Jan.31/22 Separate permit is required for new tenant improvements and to include energy upgrade. | Bill's Electrical Services Ltd
PP-2022-01351 | 2022-04-29 | 1035 ROBSON STREET, Vancouver, BC V6E 4A9 | Plumbing Permit | Commercial | Renovation | Completed | Commercial - plumbing rough in only Exterior and interior alterations to combine the two existing retail units (1035 Robson Street and 1039 Robson Street) into one on the ground floor at this existing commercial building. Scope of work includes the reconfiguration of plumbing fixtures, lighting fixtures and HVAC; to construct a new storefront with a vestibule; infill a portion of floor and to construct a new ramp to the rear exit. AMEND: MAY 3/2022 Please add 1 eye wash station to permit | MCKIM MECHANICAL
EP-2022-04770 | 2022-06-28 | 1035 ROBSON STREET, Vancouver, BC V6E 4A9 | Electrical Permit | Commercial | Tenant Improvement | Completed | Installation / Repair - Commercial - Installation of new lighting, lighting controls, emergency lighting, outlets, switches, floor boxes & door buzzer for tenant improvement >BP:Interior alterations to provide tenant improvements to this existing retail space. Scope of work: - New partitions, fixtures, finishes, and washroom - New storage racking and ramp to rear exit - Electrical to sure new layout, lighting, Hvac, plumbing fixtures, and sprinkler work. Ok for Field Review per J. Zhang, April 4th, 2022 Letters of Assurance rec'd: Schedule B Architectural submitted as per Renato (Rick) A.L. Balbi, 403-253-2853 Schedule B Structural submitted as per Kevin J. Zwaagstra, 403-338-5806 Schedule B Mechanical, Plumbing, Electrical submitted as per J.D. Hubbert, 416-460-2214 Energy Upgrade: E2 - Lighting - Upgrade to incorporate Scheduled Shutoff (per 9.4.1.1.(i) of ASHRAE 90.1-2016) Note: Energy checklist is currently no longer required with your Building Permit (BP) application. Some supporting documents are still required at BP stage, specifically Envelope and HVAC, if applicable. Service Water Heating and Lighting supporting documents, if applicable, must be submitted with your related trades permits (e.g. electrical and plumbing). All energy upgrades will be checked during inspections stage. It is the applicant’s responsibility to identify and note all required upgrades including energy upgrades on their BP drawings at BP stage. | Accurate Electric Ltd.
EP-2022-04018 | 2022-05-16 | 1035 ROBSON STREET, Vancouver, BC V6E 4A9 | Electrical Permit | Commercial | Tenant Improvement | Completed | Installation / Repair - Commercial - Add FA pull station and reverify existing FA devices. >BP: Exterior and interior alterations to combine the two existing retail units (1035 Robson Street and 1039 Robson Street) into one on the ground floor at this existing commercial building. Scope of work includes the reconfiguration of plumbing fixtures, lighting fixtures and HVAC; to construct a new storefront with a vestibule; infill a portion of floor and to construct a new ramp to the rear exit. OK for field review as per Jamie Zhang, Jan.31/22 Separate permit is required for new tenant improvements and to include energy upgrade. Notes: - This building is sprinklered. DBI to determine on site if a separate sprinkler permit is required. - Energy Upgrade: E2 - HVAC - Clean and Balance all Air Systems (per 6.7.2.3.2 of ASHRAE 90.1-2016). - Schedule A & B, Architectural, Walter Francl, Architect, 604-688-3252. - Schedule B, Structural, John Markulin, P.Eng, 604-685-9533. - Schedule B, Mechanical & Plumbing, Daryl Keturakis, P.Eng, 604-591-2766. - Schedule B, Electrical, Steven Nemetz, P.Eng, 604-736-6562. - Schedule D, Joel Schwartz, P.Eng, 604-320-1999. | Corporate Electric Limited
EP-2022-10133 | 2022-12-01 | 1032 ROBSON STREET, Vancouver, BC | Electrical Permit | Commercial | Renovation | Completed | Installation / Repair - Commercial - Relocate Fire Device On Existing System . Bell, Pull Station, Heat Detector .and Re vi Fire alarm system >BP: Interior alterations and a change of use from Retail (Shell) to Cannabis Retail Store on the ground floor of this mixed-use building on this site. TENANT: Inspired Cannabis OK for Field Review per W. Wong September 12, 2022 NOTE: related to DB-2022-01861 and DP-2022-00709 Note: E-2 trigger done under DB-2022-01861 Energy checklist is currently no longer required with your Building Permit (BP) application. Some supporting documents are still required at BP stage, specifically Envelope and HVAC, if applicable. Service Water Heating and Lighting supporting documents, if applicable, must be submitted with your related trades permits (e.g. electrical and plumbing). All energy upgrades will be checked during inspections stage. It is the applicant’s responsibility to identify and note all required upgrades including energy upgrades on their BP drawings at BP stage. | Apna Fire & Electrical Service Ltd
EP-2022-09739 | 2022-11-17 | 1032 ROBSON STREET, Vancouver, BC | Electrical Permit | Commercial | Tenant Improvement | Completed | Installation / Repair - Commercial - In a Retail store we are adding new lights and adding new circuits for receptacles. Interior alterations and a change of use from Retail (Shell) to Cannabis Retail Store on the ground floor of this mixed-use building on this site. TENANT: Inspired Cannabis | IMPULSE ELECTRIC INC
PP-2022-04052 | 2022-11-10 | 1032 ROBSON STREET, Vancouver, BC | Plumbing Permit | Commercial | Addition | Completed | Commercial - Install one sink. >Interior alterations and a change of use from Retail (Shell) to Cannabis Retail Store on the ground floor of this mixed-use building on this site. TENANT: Inspired Cannabis OK for Field Review per W. Wong September 12, 2022 NOTE: related to DB-2022-01861 and DP-2022-00709 Note: E-2 trigger done under DB-2022-01861 Energy checklist is currently no longer required with your Building Permit (BP) application. Some supporting documents are still required at BP stage, specifically Envelope and HVAC, if applicable. Service Water Heating and Lighting supporting documents, if applicable, must be submitted with your related trades permits (e.g. electrical and plumbing). All energy upgrades will be checked during inspections stage. It is the applicant’s responsibility to identify and note all required upgrades including energy upgrades on their BP drawings at BP stage. | Amar Shikarpuri DBA Northwestern Contracting Corp
GP-2022-00201 | 2022-01-31 | 1771 ROBSON STREET, Vancouver, BC | Gas Permit | Commercial | New | Issued | Commercial - Installed a furnace in a small commercial space. | Pacific Peak to Peak Plumbing & Heating Ltd
EP-2023-01260 | 2023-02-14 | 1773 ROBSON STREET, Vancouver, BC | Electrical Permit | Commercial | Tenant Improvement | Completed | Installation / Repair - Commercial - up grad electrical sub service from 100 amp to 200 amp 120/208 3 phase 4 wire, wiring receptacles ,exit and emergency lights, walk in freezer and cooler,equipment connection. >BP: Minor Renovation Exterior & Interior Alterations of the existing Restaurant Class 1 on the 2nd storey (street level floor) of this existing 3-storey commercial/residential building on this site for a new restaurant tenant. Scope of the work includes installing a security gate on the exterior deck at the rear of the building. Notes: 1. The awning will be removed 2. Separate permit is required for the exterior patio seating 3. Class-1 cooking operation 4. Permit is reviewed for conformance to VBBL 2019 5. Total occupant load is 22 person (8 inside seat, 10 exterior patio, and 4 staff) | Ming Electric Ltd
PP-2023-00296 | 2023-02-01 | 1773 ROBSON STREET, Vancouver, BC | Plumbing Permit | Commercial | Renovation | Completed | Commercial - 3 hand sinks, coffee machine, ice maker, 1/2" RPBA for ice maker, 1 laundry tub, dishwasher and cap off toilet and a basin 50 GPM GI:, 2-comp, MS, ,DW >BP: Minor Renovation Exterior & Interior Alterations of the existing Restaurant Class 1 on the 2nd storey (street level floor) of this existing 3-storey commercial/residential building on this site for a new restaurant tenant. Scope of the work includes installing a security gate on the exterior deck at the rear of the building. | Monolith Mechanical Services Inc
PP-2023-03716 | 2023-10-23 | 1793 ROBSON STREET, Vancouver, BC | Plumbing Permit | Commercial | New | Completed | Commercial - 1/2" RPBA installation | Moe's Plumbing and Heating Inc
PP-2023-02048 | 2023-06-09 | 773 DENMAN STREET, Vancouver, BC | Plumbing Permit | Commercial | Renovation | Completed | Commercial - Install new devices as per the report from the City of Vancouver. CROSS CONNECTION LTR UPLOADED | MLM NATIONAL PLUMBING.COM INC
PP-2023-01829 | 2023-05-25 | 775 DENMAN STREET, Vancouver, BC | Plumbing Permit | Commercial | Addition | Completed | Commercial - Provide (2) Back flow devices for ice machine and dishwasher -result of a Cross Connection Inspection | Infinity Pacific Mechanical Ltd
EP-2023-11039 | 2023-12-11 | 1829 ROBSON STREET, Vancouver, BC | Electrical Permit | Commercial | Renovation | Completed | Installation / Repair - Commercial - Adding a FA zone to connect the time square restaurant kitchen suppression system to the fire alarm. | 0777792 BC Ltd
EP-2024-00716 | NULL | 1321 SHOREPINE WALK, Vancouver, BC | Electrical Permit | Commercial | Addition | Applicant Revisions | Installation / Repair - Commercial - Addition of 200A 3ph 120/208V EV panel fed by the house panel & Installing 8 EVSE's. Combined EVSE load not to exceed 200A. -The electrical service is not being affected. We are only adding a 200A 3ph 120/208V EV panel load to an existing 400A house panel. EV loads not to exceed 200A. Please refer to uploaded engineer drawing for Single Line Diagram, load calculations and site plans. | Black & McDonald Limited
EP-2023-08020 | 2023-09-05 | 1321 SHOREPINE WALK, Vancouver, BC | Electrical Permit | Commercial | Renovation | Completed | Installation / Repair - Commercial - Installation of Electric Floor Heating: New thermostat with conduits to floor. | Delport Electric 2000 Ltd
EP-2022-01294 | 2022-02-18 | 2823 ONTARIO STREET, Vancouver, BC | Electrical Permit | Commercial | Renovation - Dwelling Unit(s) only | Completed | Installation / Repair - Commercial - Minor renovation for a bathroom. Rewiring of lights, outlets, and lighting control. >BP: 823 Ontario St Interior alterations to provide bathroom/ laundry room updates to unit 2823 Ontario St of this existing MCD containing 2 Dwelling units on the site. OK for Field Review as per S.Yu on Feb 10, 2021 Energy requirements: REUP - Minor (less than 5% of exterior walls in basement) incidental opening of walls for plumbing and electrical installments for new bathroom/laundry; any opened exterior walls to have old insulation removed and insulation upgraded to R-14 Rockwool ComfortBatt insulation | Vancouver Lighthouse Electrical Ltd
GP-2023-02805 | 2023-09-26 | 1150 ROSE STREET, Vancouver, BC V5L 4K8 | Gas Permit | Residential | New | Completed | Residential - Remove and Replace gas furnace | David John Clarkson
EP-2023-01200 | 2023-02-14 | 3888 RUPERT STREET, Vancouver, BC | Electrical Permit | Commercial | Tenant Improvement | Completed | Installation / Repair - Commercial - Installation lighting fixtures plugs for a massage clinic, supply power to sign and equipment. Tel/data . *CEC SECTION 24 APPLIES >BP: CRU 5 - 3888 Rupert St Interior alterations to change the use from Retail to Health Care Office and provide first tenant improvements to a new Health Care Office on the ground floor of this existing mixed-use building. Sch B (Mech. & Plumb.): Alex P.L. Lee #46590, 604-324-8763, Leeson Engineering Inc. E2 Upgrade: Lighting - Upgrade to incorporate scheduled shutoff (Per 9.4.1.1. (i) of ASHRAE 90.1-2016) | Vanstar Electric Ltd
PP-2023-00453 | 2023-02-14 | 3888 RUPERT STREET, Vancouver, BC | Plumbing Permit | Commercial | Tenant Improvement | Completed | Commercial - Installation of fixtures and a electrical hot water tank >DB: Interior alterations to change the use from Retail to Health Care Office and provide first tenant improvements to a new Health Care Office on the ground floor of this existing mixed-use building. | South Slope Plumbing and Heating
SP-2023-00385 | 2023-03-29 | 3888 RUPERT STREET, Vancouver, BC | Sprinkler Permit | Commercial | Tenant Improvement | Completed | Commercial - Base building CRU #5 upgraded to massage therapy clinic >BP: CRU 5 - 3888 Rupert St Interior alterations to change the use from Retail to Health Care Office and provide first tenant improvements to a new Health Care Office on the ground floor of this existing mixed-use building. *****This application does not include any of the following: 1. Not more than 20 sprinklers (add, relocate, or remove), 2. hydraulic calculations, 3. change in occupancy and /or hazard classification, 4. warehouse storage arrangements, 5. mobile compact storage arrangements, 6. alternative solutions, 7. changes to the sprinkler system supply piping (e.g. valves, mains, cross-mains, branch-lines, etc.), or 8. flexible sprinkler pipe April 11/2023-AMEND Associated building permit is DB-2022-03958 | 1ST SHOT FIRE PROTECTION LTD
GP-2022-04080 | 2022-12-21 | 3885 RUPERT STREET, Vancouver, BC | Gas Permit | Commercial | Renovation | Cancelled | Commercial - Replace a gas power vented hot water tank | Advantech Mechanical Ltd
GP-2024-00145 | 2024-01-18 | 1511 SALSBURY DRIVE, Vancouver, BC V5L 4B7 | Gas Permit | Residential | Renovation | Completed | Residential - to replace 1 furnace in the same location.. | Paolo's Plumbing & Heating Ltd
EP-2022-08868 | 2023-02-09 | 1617 SALSBURY DRIVE, Vancouver, BC | Electrical Permit | Residential | Renovation - Dwelling Unit(s) only | Completed | Installation / Repair - Residential - Installation of a new 100A panel to a suite form existing meter base. Removal of Knob and tube wiring in suite. Separation of power between suites >BP: Interior alterations only to renovate the dwelling unit on the basement of this existing Multiple Conversion Building (3 DUs). Scope of work: - Re/re ceiling in the basement for electrical work, removing and re-locating bedroom wall to enlarge. Feb 22/23 -AMEND Load calculation as requested by Inspector. March 9/2023-AMEND "separation of circuits in unit 1613 and 1617." | Root 3 Electric Ltd
MP-2023-01272 | 2023-07-11 | 1155 ODLUM DRIVE, Vancouver, BC V5L 2P6 | Mechanical Permit | NULL | NULL | Completed | NULL | Ferenc Nagy
EP-2022-04901 | 2024-01-19 | 2146 NAPIER STREET, Vancouver, BC V5L 2N9 | Electrical Permit | Residential | Addition | Completed | Installation / Repair - Residential - Run 240 dedicated circuit. | JZ Electric Ltd
EP-2022-04671 | 2022-06-03 | 1445 POWELL STREET, Vancouver, BC | Electrical Permit | Commercial | NULL | Expired | Annual / Operating - Maintenance Renewal of EP-2021-03551 Valid: May 12, 2022 to May 11, 2023 | Mac's Electric Ltd
EP-2023-04839 | 2023-06-01 | 1445 POWELL STREET, Vancouver, BC | Electrical Permit | Commercial | NULL | Issued | Annual / Operating - Maintenance Renewal of EP-2022-04671 Valid: May 12, 2023 to May 11, 2024 | Mac's Electric Ltd
EP-2022-07917 | 2022-09-22 | 1328 SE MARINE DRIVE, Vancouver, BC | Electrical Permit | Commercial | New | Completed | Installation / Repair - Commercial - installation of an alarm system and cctv system | Telus Custom Security Systems Inc
SP-2022-02092 | 2023-01-25 | 568 ROBSON STREET, Vancouver, BC | Sprinkler Permit | Commercial | Tenant Improvement | Completed | Commercial - 9 New pendent sprinklers in the drop ceiling of the bakery CHANGE OF MAJOR OCCUPANCY: Interior Alterations and restricted change of major occupancy to the existing beauty salon (Group D) for a new Retail – Limited food tenant (Group E) on a portion of the ground floor in this existing mixed use high-rise building. This project is considered a restricted change of occupancy and a minor renovation to a small suite in a building that was constructed by means of a building permit after November 01, 1999. Upgrade triggers do not apply to this project. OK for BP only, J.Zhong – October 27th, 2022 Schedule A, Joseph Park, AIBC (604.771.5695) Schedule B (Architectural) Joseph Park, AIBC (604.771.5695) Schedule B (Mechanical, Plumbing Fire Suppression System for Kitchen wet chemical fire suppression only) Xiangyang Tan, P.Eng. (778-706-5858) & Schedule B (Electrical) Blake Shine, P.Eng. (604.346.5131) provided for this project. Building Review Notes: 1. This permit has been issued under the requirements of the VBBL #12511 (2019) 2. Maximum 16 persons consuming food or drink at the Retail Food Facility (Group E) 3. At least one accessible seating area shall be provided. 4. Separate Sign Permit is required for the new signage. 5. Class 4 cooking operations (grease-laden vapours). Commercial kitchen exhaust system to NFPA 96 (vent less hood). Fryer's cooking temperature shall not exceed 350*F and mechanical engineer is to instruct the contractor to provide suitable mechanism to limit the cooking temperature. 6. Contractor requires a valid business license prior to commencement of any work. No exterior alterations proposed. 7. Storefront glazing is to remain clear and unobstructed. No translucent or opaque film, artwork, shelving, display case, curtains or similar elements are to be installed on or directly outside or inside of the approved glazing. | Acme Fire and Safety co
EP-2023-00082 | 2023-01-12 | 568 ROBSON STREET, Vancouver, BC | Electrical Permit | Commercial | Tenant Improvement | Completed | Installation / Repair - Commercial - Install light and plug. Provide power for the kitchen equipment rough wiring and finishing. Provide interlock system for the kitchen hood. Low voltage (Data, phone, security camera etc) rough wiring and finishing. CHANGE OF MAJOR OCCUPANCY: Interior Alterations and restricted change of major occupancy to the existing beauty salon (Group D) for a new Retail – Limited food tenant (Group E) on a portion of the ground floor in this existing mixed use high-rise building. This project is considered a restricted change of occupancy and a minor renovation to a small suite in a building that was constructed by means of a building permit after November 01, 1999. Upgrade triggers do not apply to this project. | JDM ELECTRICAL LTD
PP-2023-00177 | 2023-01-19 | 568 ROBSON STREET, Vancouver, BC | Plumbing Permit | Commercial | Tenant Improvement | Completed | Commercial - To install new plumbing fixtures at new bakery cafe. >CHANGE OF MAJOR OCCUPANCY: Interior Alterations and restricted change of major occupancy to the existing beauty salon (Group D) for a new Retail – Limited food tenant (Group E) on a portion of the ground floor in this existing mixed use high-rise building. This project is considered a restricted change of occupancy and a minor renovation to a small suite in a building that was constructed by means of a building permit after November 01, 1999. Upgrade triggers do not apply to this project. OK for BP only, J.Zhong – October 27th, 2022 Schedule A, Joseph Park, AIBC (604.771.5695) Schedule B (Architectural) Joseph Park, AIBC (604.771.5695) Schedule B (Mechanical, Plumbing Fire Suppression System for Kitchen wet chemical fire suppression only) Xiangyang Tan, P.Eng. (778-706-5858) & Schedule B (Electrical) Blake Shine, P.Eng. (604.346.5131) provided for this project. Building Review Notes: 1. This permit has been issued under the requirements of the VBBL #12511 (2019) 2. Maximum 16 persons consuming food or drink at the Retail Food Facility (Group E) 3. At least one accessible seating area shall be provided. 4. Separate Sign Permit is required for the new signage. 5. Class 4 cooking operations (grease-laden vapours). Commercial kitchen exhaust system to NFPA 96 (vent less hood). Fryer's cooking temperature shall not exceed 350*F and mechanical engineer is to instruct the contractor to provide suitable mechanism to limit the cooking temperature. 6. No exterior alterations proposed. 7. Storefront glazing is to remain clear and unobstructed. No translucent or opaque film, artwork, shelving, display case, curtains or similar elements are to be installed on or directly outside or inside of the approved glazing. | Cube Mechanical Ltd
SP-2022-02018 | 2022-12-02 | 570 ROBSON STREET, Vancouver, BC | Sprinkler Permit | Commercial | Tenant Improvement | Completed | Commercial - Add and relocate sprinkler heads for tenant improvement >BP: Interior alterations: Interior alterations to provide tenant improvements of this existing restaurant space for the new restaurant tenant on this existing mixed use high rise building on this site. *****This application does not include any of the following: 1. Not more than 20 sprinklers (add, relocate, or remove), 2. hydraulic calculations, 3. change in occupancy and /or hazard classification, 4. warehouse storage arrangements, 5. mobile compact storage arrangements, 6. alternative solutions, 7. changes to the sprinkler system supply piping (e.g. valves, mains, cross-mains, branch-lines, etc.), or 8. flexible sprinkler pipe. | Priority Fire Systems Ltd
PP-2022-04046 | 2022-11-09 | 570 ROBSON STREET, Vancouver, BC | Plumbing Permit | Commercial | Addition | Completed | Commercial - move sink place and add 2 new sink and floor drain >BP: Interior alterations to provide tenant improvements of this existing restaurant space for the new restaurant tenant on this existing mixed use high rise building on this site. | VCP Media Inc
EP-2022-09812 | 2022-11-21 | 570 ROBSON STREET, Vancouver, BC | Electrical Permit | Commercial | Renovation | Completed | Installation / Repair - Commercial - Restaurant renovation includes: plugs, lights, relocate kitchen exhaust fan and interlocking, signage power, exit signs and emergency lights. .BP: Interior alterations: Interior alterations to provide tenant improvements of this existing restaurant space for the new restaurant tenant on this existing mixed use high rise building on this site. AMEND: DEC 2/2022 Fire alarm installation | Ling-Tec Electrical Service Ltd
NULL | NULL | 570 ROBSON STREET, Vancouver, BC | Gas Permit | Commercial | Renovation | Draft | Commercial - MOVE GAS LINE TO HOOKUP NEW APPLIENCE | VCP Media Inc
NULL | NULL | 570 ROBSON STREET, Vancouver, BC | Gas Permit | Commercial | New | Draft | Commercial - installation new gas appliance | VCP Media Inc
NULL | NULL | 570 ROBSON STREET, Vancouver, BC | Plumbing Permit | Commercial | Addition | Draft | Commercial - RP backflow preventer | VCP Media Inc
PP-2023-01287 | 2023-04-14 | 570 ROBSON STREET, Vancouver, BC | Plumbing Permit | Commercial | Addition | Completed | Commercial - RP BACKFLO PERVENT >BP: Interior alterations to provide tenant improvements of this existing restaurant space for the new restaurant tenant on this existing mixed use high rise building on this site. | VCP Media Inc
EP-2023-03763 | 2023-05-01 | 570 ROBSON STREET, Vancouver, BC | Electrical Permit | Commercial | Renovation | Completed | Installation / Repair - Commercial - Wiring for CCTV Cameras. >BP: Interior alterations: Interior alterations to provide tenant improvements of this existing restaurant space for the new restaurant tenant on this existing mixed use high rise building on this site. Building Review Branch Notes: 1) Total Occupant load proposed is 46 seats + 4 staffs =50 persons. 2) A permanent sign indicating the above proposed occupant load shall be posted in a conspicuous location near the suite's principal entrance. 3) Separate permit and additional washroom will be required if total occupant load exceed 50 persons. 4) Separate permit is required for any outdoor patio seating. Additional washroom may be required. 5) Letter of Commitment - Clean Duct Letter to be provided within 30 days from issuance of this building permit. Mechanical Review Notes: 1. Class 1 cooking operations (Grease-Laden Vapours). 2. Commercial kitchen exhaust systems to NFPA 96 (two Type 1 hoods). Note: "This permit has been reviewed under the 2019 Vancouver Building By-law (#12511)." | 0777792 BC Ltd
PP-2023-01514 | 2023-05-01 | 570 ROBSON STREET, Vancouver, BC | Plumbing Permit | Commercial | Addition | Completed | Commercial - RP backflow preventer >BP: Interior alterations to provide tenant improvements of this existing restaurant space for the new restaurant tenant on this existing mixed use high rise building on this site. | VCP Media Inc
EP-2022-09099 | 2022-11-29 | 6481 OAK STREET, Vancouver, BC | Electrical Permit | Commercial | Tenant Improvement | Completed | Installation / Repair - Commercial - Re & Re outside signage power (SI-2022-00217) | Christopher Michael Newman
NULL | NULL | 8273 OAK STREET, Vancouver, BC | Plumbing Permit | NULL | Tenant Improvement | Draft | - Add sink | CRK Plumbing and Heating Ltd
EP-2023-05686 | 2023-06-28 | 8273 OAK STREET, Vancouver, BC | Electrical Permit | Commercial | Tenant Improvement | Issued | Installation / Repair - Commercial - Wiring for new presentation centre. Wire for all new LED recessed lighting throughout and some decorative light fixtures. All lighting to be controlled by timer switches or vacancy switches. >BP: 8273 Oak St & 1025 W 67th Av Including the letter of operation from Yanping (Tiffany) Tan of JiLi Properties Limited Partnership by it's General Partner JiLi GP Ltd. dated November 1, 2021 to provide interior/exterior alterations to combine two units at 8273 Oak St and 1025 W 67th Av and a change of use from Restaurant - Class 1 at 8273 Oak St and General Office at 1025 W 67th Av to General Office (Presentation Centre) at 8273 Oak St in this existing commercial building for a limited period of time expiring May 2, 2023 unless extended in writing by the Director of Planning. Exterior renovations are limited to add a new 14"x14" louvre on the south elevation. Letters of assurance submitted: Sch A: D. Ka Wai Wong, 604.773.2068 Sch B (Arch): D. Ka Wai Wong, 604.773.2068 Sch B (Mech, Plumb): P. Kuo, P.Eng., 604.689.1915 Sch B (Elec): M. Ablang, P.Eng., 604.689.1915 OK for field review as per Jamie Steen, November 3, 2021 Addressing note: 8273 Oak St 1025 W 67th Av has been cancelled and is to be removed from the building/suite entry. 8273 Oak St is to be posted as shown on the approved plans & clearly visible from the suite entry prior to final inspection. Note: 1. OK to process as DB for General Office (Presentation Centre) in C-1 as per David Jung, November 2, 2021. 2. Exterior alterations accepted by Samantha Patterson, November 10, 2021. | Fairley Electric Ltd
PP-2023-02217 | 2023-06-22 | 8273 OAK STREET, Vancouver, BC | Plumbing Permit | Commercial | Renovation | Completed | Commercial - New sink location >BP: 8273 Oak St & 1025 W 67th Av Including the letter of operation from Yanping (Tiffany) Tan of JiLi Properties Limited Partnership by it's General Partner JiLi GP Ltd. dated November 1, 2021 to provide interior/exterior alterations to combine two units at 8273 Oak St and 1025 W 67th Av and a change of use from Restaurant - Class 1 at 8273 Oak St and General Office at 1025 W 67th Av to General Office (Presentation Centre) at 8273 Oak St in this existing commercial building for a limited period of time expiring May 2, 2023 unless extended in writing by the Director of Planning. Exterior renovations are limited to add a new 14"x14" louvre on the south elevation. | CRK Plumbing and Heating Ltd
EP-2023-06460 | 2023-07-18 | 8273 OAK STREET, Vancouver, BC | Electrical Permit | Commercial | Addition | Issued | Installation / Repair - Commercial - Installation of low voltage cctv and data. >BP: Including the letter of operation from Yanping (Tiffany) Tan of JiLi Properties Limited Partnership by it's General Partner JiLi GP Ltd. dated November 1, 2021 to provide interior/exterior alterations to combine two units at 8273 Oak St and 1025 W 67th Av and a change of use from Restaurant - Class 1 at 8273 Oak St and General Office at 1025 W 67th Av to General Office (Presentation Centre) at 8273 Oak St in this existing commercial building for a limited period of time expiring May 2, 2023 unless extended in writing by the Director of Planning. Exterior renovations are limited to add a new 14"x14" louvre on the south elevation. Letters of assurance submitted: Sch A: D. Ka Wai Wong, 604.773.2068 Sch B (Arch): D. Ka Wai Wong, 604.773.2068 Sch B (Mech, Plumb): P. Kuo, P.Eng., 604.689.1915 Sch B (Elec): M. Ablang, P.Eng., 604.689.1915 OK for field review as per Jamie Steen, November 3, 2021 Addressing note: 8273 Oak St 1025 W 67th Av has been cancelled and is to be removed from the building/suite entry. 8273 Oak St is to be posted as shown on the approved plans & clearly visible from the suite entry prior to final inspection. Note: 1. OK to process as DB for General Office (Presentation Centre) in C-1 as per David Jung, November 2, 2021. 2. Exterior alterations accepted by Samantha Patterson, November 10, 2021. | Guardian Security Systems ltd
EP-2023-06775 | 2023-07-26 | 25 VICTORIA DRIVE, Vancouver, BC | Electrical Permit | Commercial | NULL | Issued | Annual / Operating - Maintenance of existing operating electrical equipment. Undertake to regularly assess, operate, and maintain the electrical equipment on a regular basis in compliance with the Electrical By-law No. 5563. | Terminal City Electric Ltd
SP-2022-01056 | NULL | 558 POWELL STREET, Vancouver, BC | Sprinkler Permit | Commercial | Renovation | Withdrawn | Commercial - Tenant Improvement work for childcare occupancy on ground floor. Building Permit for DP-2021-00982 Interior alterations and to change the use from School of Vocational or Trade (Group A2) to Child Day Care Facility (Group A2) at 558 Powell Street in this existing mixed use building on this site. This is for a limited period of time expiring on March 11, 2024 unless extended in writing by the Director of Planning. *****This application does not include any of the following: 1. Not more than 20 sprinklers (add, relocate, or remove), 2. hydraulic calculations, 3. change in occupancy and /or hazard classification, 4. warehouse storage arrangements, 5. mobile compact storage arrangements, 6. alternative solutions, 7. changes to the sprinkler system supply piping (e.g. valves, mains, cross-mains, branch-lines, etc.), or 8. flexible sprinkler pipe. | TC Engineering Ltd
SP-2023-01557 | 2023-09-15 | 558 POWELL STREET, Vancouver, BC | Sprinkler Permit | Commercial | Tenant Improvement | Completed | Commercial - add new uprights for existing dropped ceilings >BP: Building Permit for DP-2021-00982 Interior alterations and to change the use from School of Vocational or Trade (Group A2) to Child Day Care Facility (Group A2) at 558 Powell Street in this existing mixed use building on this site. Maximum 20 children. This is for a limited period of time expiring on March 11, 2024 unless extended in writing by the Director of Planning. | Yu Fire Protection Inc.
EP-2023-07832 | 2023-08-31 | 558 POWELL STREET, Vancouver, BC | Electrical Permit | Commercial | Renovation | Completed | Installation / Repair - Commercial - Install the fire alarm system according to the engineer plan. >BP: Interior alterations and to change the use from School of Vocational or Trade (Group A2) to Child Day Care Facility (Group A2) at 558 Powell Street in this existing mixed use building on this site. Maximum 20 children. This is for a limited period of time expiring on March 11, 2024 unless extended in writing by the Director of Planning. | Eudemon Electrical Ltd
EP-2023-10163 | 2023-11-24 | 770 BUTE STREET, Vancouver, BC | Electrical Permit | Commercial | New | Completed | Installation / Repair - Commercial - Combining 2 separate sub-services (1 x 150A 3PH 4W & 1 x 100A 3PH 4W) to one 400A 3PH 4W sub-service to meet BC Hydro regulations | Seylers Electrical Ltd
PP-2022-02715 | 2022-08-12 | 770 BUTE STREET, Vancouver, BC | Plumbing Permit | Commercial | Renovation | Completed | Commercial - Tenant Improvement for a Ramen Restaurant. 125 GPM GI: 2-comp, 1-comp, DW, MS, Trench Drain Interior alterations to provide tenant improvements to this existing Restaurant - Class 1 space for a new tenant on the ground floor of this existing commercial building. Scope of work includes: new finishes, furniture, handicap washroom, lighting. | Northwoods Plumbing & Heating Ltd
EP-2022-10661 | 2022-12-19 | 770 BUTE STREET, Vancouver, BC | Electrical Permit | Commercial | New | Completed | Installation / Repair - Commercial - Security .system. Speaker cable | Guardwell Service Ltd
EP-2022-09970 | 2022-12-06 | 770 BUTE STREET, Vancouver, BC | Electrical Permit | Commercial | Renovation | Completed | Installation / Repair - Commercial - Supply and installation for branch circuits, mechanical equipment, lighting circuits, EM lighting, Fire Alarm devices, Low voltage for lighting controls, Extra Low Voltage for data/tel/cable & new 100A 3PH 4W sub service. >BP: Interior alterations to provide tenant improvements to this existing Restaurant - Class 1 space for a new tenant on the ground floor of this existing commercial building. Scope of work includes: new finishes, furniture, handicap washroom, lighting and reinstalling new kitchen ducts due to failed weld joints. | Seylers Electrical Ltd
SP-2022-02099 | 2022-12-20 | 770 BUTE STREET, Vancouver, BC | Sprinkler Permit | Commercial | Tenant Improvement | Completed | Commercial - relocating fire sprinklers head to NFPA 13 standard to satisfy the floor layout >BP: Interior alterations to provide tenant improvements to this existing Restaurant - Class 1 space for a new tenant on the ground floor of this existing commercial building. Scope of work includes: new finishes, furniture, handicap washroom, lighting and reinstalling new kitchen ducts due to failed weld joints. CRP Schedule A & Architectural Schedule B submitted by Eitaro Hirota, 778.881.7257 Mechanical, Plumbing & Fire Suppression System Schedule B submitted by Farzad Hemmati, P.Eng., 604.649.4574 >>*****This application does not include any of the following: 1. Not more than 20 sprinklers (add, relocate, or remove), 2. hydraulic calculations, 3. change in occupancy and /or hazard classification, 4. warehouse storage arrangements, 5. mobile compact storage arrangements, 6. alternative solutions, 7. changes to the sprinkler system supply piping (e.g. valves, mains, cross-mains, branch-lines, etc.), or 8. flexible sprinkler pipe. | BLACK TUSK FIRE & SECURITY
GP-2023-01206 | NULL | 770 BUTE STREET, Vancouver, BC | Gas Permit | Commercial | Renovation | Submitted | Commercial - Replace 10' of gas piping Supply Gas to one hot water tank Supply gas to one stock pot burner | Northwoods Plumbing & Heating Ltd
EP-2022-10813 | 2023-01-03 | 1175 ROBSON STREET, Vancouver, BC | Electrical Permit | Commercial | Tenant Improvement | Completed | Installation / Repair - Commercial - To Pre-wire and install security alarm, and Data/Tel cables. >BP: Interior alterations to provide improvements for a new Retail (Limited Food Service) tenant at this existing Retail unit 1175 Robson St on the ground floor of this commercial building on this site. Scope of work: Install interior wall, millwork, finishes, plumbing fixtures & electrical work. OK for Field Review per W.Wong Note: Storefront glazing is to remain clear and unobstructed. No translucent or opaque film, artwork, shelving, display case, curtains or similar elements are to be installed on or directly outside or inside of the approved glazing. Separate permit is required for all signage. Letters of Assurance rec'd: - Schedule A & Schedule B Architectural submitted as per Linda Walter, AIBC, 604-833-7783 lvalter@shaw.ca - Schedule B Plumbing submitted as per Alex Z.Q. Li, P.Eng, 778-323-1368 ali@liaengineering.com Energy Upgrade: E2 - Lighting - Upgrade to incorporate Automatic Full off (per 9.4.1.1 (h) of Ashrae 90.1-2016) Note: Energy checklist is currently no longer required with your Building Permit (BP) application. Some supporting documents are still required at BP stage, specifically Envelope and HVAC, if applicable. Service Water Heating and Lighting supporting documents, if applicable, must be submitted with your related trades permits (e.g. electrical and plumbing). All energy upgrades will be checked during inspections stage. It is the applicant’s responsibility to identify and note all required upgrades including energy upgrades on their BP drawings at BP stage. | Yao Rong Xu
PP-2022-03588 | 2022-11-02 | 1175 ROBSON STREET, Vancouver, BC | Plumbing Permit | Commercial | Renovation | Completed | Commercial - 2- hand sinks 2- sinks, 1- laundry tub 1- Hot water tank, 1- double compartment sink 1- hot water dispenser, 1- ice maker 1- 1/2”RPBA, 1- 50GPM grease interceptor 2- 20GPM grease interceptors >BP: 1175 Robson St Interior alterations to provide improvements for a new Retail (Limited Food Service) tenant at this existing Retail unit 1175 Robson St on the ground floor of this commercial building on this site. Scope of work: Install interior wall, millwork, finishes, plumbing fixtures & electrical work. | Monolith Mechanical Services Inc
EP-2022-09599 | 2022-11-16 | 1175 ROBSON STREET, Vancouver, BC | Electrical Permit | Commercial | Renovation | Completed | Installation / Repair - Commercial - install 15 outlets ,four 2'x4' ceiling lights and three track lights >BP: 1175 Robson St Interior alterations to provide improvements for a new Retail (Limited Food Service) tenant at this existing Retail unit 1175 Robson St on the ground floor of this commercial building on this site. Scope of work: Install interior wall, millwork, finishes, plumbing fixtures & electrical work. | Technics Electric Ltd
NULL | NULL | 1187 ROBSON STREET, Vancouver, BC | Gas Permit | Commercial | Tenant Improvement | Draft | Commercial - Add gas piping for one RTU. Connect to existing piping on roof. | NULL
NULL | NULL | 1193 ROBSON STREET, Vancouver, BC | Electrical Permit | Commercial | Renovation | Withdrawn | Installation / Repair - Commercial - Commercial tenant improvment | Cactus Electrical Corp
SP-2023-01966 | 2023-10-25 | 1193 ROBSON STREET, Vancouver, BC | Sprinkler Permit | Commercial | Tenant Improvement | Completed | Commercial - adjust fire sprinklers >BP: Interior alterations to provide tenant improvements for the new Retail tenant in this existing commercial building. Scope of work includes new interior non-bearing partition walls and millwork for front of house retail and rear employee area. Electrical, mechanical, lighting and finishes. *****This application does not include any of the following: 1. Not more than 20 sprinklers (add, relocate, or remove), 2. hydraulic calculations, 3. change in occupancy and /or hazard classification, 4. warehouse storage arrangements, 5. mobile compact storage arrangements, 6. alternative solutions, 7. changes to the sprinkler system supply piping (e.g. valves, mains, cross-mains, branch-lines, etc.), or 8. flexible sprinkler pipe. | Titan Fire Protection Ltd
EP-2023-08913 | 2023-10-04 | 1193 ROBSON STREET, Vancouver, BC | Electrical Permit | Commercial | Tenant Improvement | Completed | Installation / Repair - Commercial - 200A, 3P, 120/208V service upgrade. Wiring in AC90 for power and lighting. Exit/EM lights, Fire Alarm devices, Data Wiring, HVAC power. >BP: Interior alterations to provide tenant improvements for the new Retail tenant in this existing commercial building. Scope of work includes new interior non-bearing partition walls and millwork for front of house retail and rear employee area. Electrical, mechanical, lighting and finishes. New Tenant: Mister Artisan Ice Cream 3 Ok for Field Review as Per Kirat Kang - July 12, 2023 Schedule A & B Arch: Susan Scott, Architect, 604.788.7990 Schedule B Elec: Blake Shine, P. Eng, 604.346.5131 Schedule B Mech: Charles W. Powell, P. Eng, 604.595.4869 Energy checklist is currently no longer required with your Building Permit application. Some supporting documents are still required at BP stage, specifically Envelope and HVAC, if applicable. Service Water Heating and Lighting supporting documents, if applicable, must be submitted with your related trade’s permits (e.g. electrical and plumbing). No translucent or opaque film, artwork, posters, shelving, display cases or similar elements are to be installed on or directly outside or inside of the approved glazing frontages and windows so that the interior of the premises is visible at all times from the sidewalk This building is sprinklered. A separate sprinkler permit is required for all related work | Rainforest Electrical and Solar Ltd
PP-2023-03383 | 2023-09-25 | 1193 ROBSON STREET, Vancouver, BC | Plumbing Permit | Commercial | Tenant Improvement | Completed | Commercial - New plumbing rough ins as per mechanical drawings GI 1 - 15 GPM: Pitcher Rinse GI 2 - 25 GPM: Dipper Well GI 3 - 35 GPM: 2-comp, MS, DW >BP: Interior alterations to provide tenant improvements for the new Retail tenant in this existing commercial building. Scope of work includes new interior non-bearing partition walls and millwork for front of house retail and rear employee area. Electrical, mechanical, lighting and finishes. | VANMECH PLUMBING & HEATING LTD.
EP-2022-04511 | 2022-05-31 | 480 SMITHE STREET, Vancouver, BC V6B 5E4 | Electrical Permit | Commercial | Renovation | Completed | Installation / Repair - Commercial - Lighting replacement : Installation Of 16 Cooper LED fixtures | Kato Electrical Inc
EP-2023-03660 | 2023-04-27 | 1233 PACIFIC BOULEVARD, Vancouver, BC | Electrical Permit | Commercial | Addition | Completed | Installation / Repair - Commercial - -Supply and install 11-10 Extension to existing 15A outlet -Supply and install 1/2" EMT Conduit and Cabling from existing outlet to 15A outlets at the back of Stalls 407 & 408 -Supply and install Lockable In-Use Covers to new outlets -Test connections and commission installation -Tidy site and dispose of garbage correctly and safely -Plugs are not for EVSE use. They are for a trickle charger for use with an older Gas powered car. Amend: May 24th, 2023 amend the permit address to 1233 Pacific Blvd Vancouver BC V6Z 2R6 Parking stall #’s 407 + 408 | TDR Electric Inc
EP-2023-04716 | 2023-05-29 | 275 E CORDOVA STREET, Vancouver, BC V6A 3W3 | Electrical Permit | Commercial | NULL | Issued | Annual / Operating - Annual Operating Permit -electrical maintenance of probations offices areas and community courts. Renewal of EP-2022-04222 Valid May 19th 2023 -May 18th 2024 | Charles Richard Pawluk o/a United Electrical Systems Ltd
EP-2022-04222 | 2022-05-20 | 275 E CORDOVA STREET, Vancouver, BC V6A 3W3 | Electrical Permit | Commercial | NULL | Expired | Annual / Operating - Annual Operating Permit -electrical maintenance of probations offices areas and community courts. Renewal of EP-2021-03794 Valid May 19th 2022 -May 18th 2023 | Charles Richard Pawluk o/a United Electrical Systems Ltd
EP-2022-00533 | 2022-01-28 | 211 GORE AVENUE, Vancouver, BC | Electrical Permit | Commercial | Tenant Improvement | Completed | Installation / Repair - Commercial - Relocation of data and receptacle in interview room. Relocation of exit in hallway. | Whitley Electric Ltd
GP-2023-03071 | 2023-10-16 | 3609 POINT GREY ROAD, Vancouver, BC | Gas Permit | Residential | Addition | Completed | Residential - re and re gas range | Christopher Sterling
EP-2022-08350 | 2022-10-04 | 1702 W BROADWAY, Vancouver, BC | Electrical Permit | Commercial | Renovation | Completed | Installation / Repair - Commercial - rough wiring for security and camera. >BP: Interior alterations and a change of use from Retail furniture store to Retail Grocery Store and to provide tenant improvements with new kitchen at the back for this Retail tenant space in this existing mixed-use building on this site. CRP: Eric Y.H. Cheung, Architect, 604-872-7855 Email: pacificarch@telus.net One Class-2 and one Class-4 Cooking operation. Note: Sprinkler Commitment Letter on file. Revision No.1 a. Re-layout the entire back of house due to site conditions. b. Re-layout the back of house plumbing. c. Move sushi section to back. d. add walk-in freezer. e. Add interior partition walls to prevent food cross contamination. f. Re-locate sinks and appliances. Note: "This permit has been reviewed under the 2019 Vancouver Building By-law (#12511)." | Vanstar Electric Ltd
EP-2022-07370 | 2022-09-01 | 1702 W BROADWAY, Vancouver, BC | Electrical Permit | Commercial | Tenant Improvement | Completed | Installation / Repair - Commercial - Wiring from Addressable device to kitchen fire suppression system and connecting. We are running a 18/3 from the back flow switch module to the kitchen fire suppression system, both are locating in the same room, distance is about 10 meters, existing fire alarm system is addressable. Note: Installation of wiring and devices for the fire alarm system must meet CAN/ULC-S524. Fire alarm system shall be verified in conformance with CAN/ULC-S537 (BULLETIN 2020-006-BU/EL). >BP: Interior Alterations: Interior alterations and a change of use from Retail furniture store to Retail Grocery Store and to provide tenant improvements with new kitchen at the back for this Retail tenant space in this existing mixed-use building on this site. CRP: Eric Y.H. Cheung, Architect, 604-872-7855 Email: pacificarch@telus.net One Class-2 and one Class-4 Cooking operation. Note: Sprinkler Commitment Letter on file. Revision No.1 a. Re-layout the entire back of house due to site conditions. b. Re-layout the back of house plumbing. c. Move sushi section to back. d. add walk-in freezer. e. Add interior partition walls to prevent food cross contamination. f. Re-locate sinks and appliances. Note: "This permit has been reviewed under the 2019 Vancouver Building By-law (#12511)." ** Amend 09/27/2022** Adding one more pull station at the gate, exit to elevator hallway. | Dormit X Enterprises Ltd
PP-2022-00557 | 2022-03-31 | 1702 W BROADWAY, Vancouver, BC | Plumbing Permit | Commercial | Renovation | Completed | Commercial - To install fixtures Interior Alterations: Interior alterations and a change of use from Retail furniture store to Retail Grocery Store and to provide tenant improvements with new kitchen at the back for this Retail tenant space in this existing mixed-use building on this site. | WESTBRIDGE PLUMBING & HEATING LTD
SP-2022-00739 | 2022-05-11 | 1702 W BROADWAY, Vancouver, BC | Sprinkler Permit | Commercial | Tenant Improvement | Completed | Commercial - Add and relocate sprinkler heads to suit new layout Interior Alterations: Interior alterations and a change of use from Retail furniture store to Retail Grocery Store and to provide tenant improvements with new kitchen at the back for this Retail tenant space in this existing mixed-use building on this site. *****This application does not include any of the following: 1. Not more than 20 sprinklers (add, relocate, or remove), 2. hydraulic calculations, 3. change in occupancy and /or hazard classification, 4. warehouse storage arrangements, 5. mobile compact storage arrangements, 6. alternative solutions, 7. changes to the sprinkler system supply piping (e.g. valves, mains, cross-mains, branch-lines, etc.), or 8. flexible sprinkler pipe. | Alpine Sprinkler Systems Ltd
EP-2022-02676 | 2022-04-11 | 1702 W BROADWAY, Vancouver, BC | Electrical Permit | Commercial | Renovation | Completed | Installation / Repair - Commercial - grocery store renovation rewiring lights and receptacles, equipment >BP: Interior Alterations: Interior alterations and a change of use from Retail furniture store to Retail Grocery Store and to provide tenant improvements with new kitchen at the back for this Retail tenant space in this existing mixed-use building on this site. | MILKYWAY INDUSTRY LTD
EP-2023-04524 | 2023-05-29 | 1740 W BROADWAY, Vancouver, BC | Electrical Permit | Commercial | Addition | Completed | Installation / Repair - Commercial - Installation of five EV chargers (80A @ 208V). Scope of work includes installation of 112.5 kVA transformer (600:120/208V 3P4W), splitter, panelboards and disconnecting means. | LK Electrical LTD
EP-2022-05909 | 2022-07-14 | 1754 W BROADWAY, Vancouver, BC | Electrical Permit | Commercial | Addition | Completed | Installation / Repair - Commercial - Installation of security alarm and CCTV systems | Chubb Fire & Security Canada Corp
EP-2022-01700 | 2022-03-03 | 1754 W BROADWAY, Vancouver, BC | Electrical Permit | Commercial | Tenant Improvement | Completed | Installation / Repair - Commercial - Replace existing fluorescent lighting with new LED 2x2 troffer lights in existing ceiling. Replace data cabling with new Cat 6. Add 4 branch circuits for receptacles for new workstations. Existing walls to remain, existing panel & distribution to remain, no changes to fire alarm. | Charles Richard Pawluk o/a United Electrical Systems Ltd
EP-2023-05093 | 2023-06-20 | 803 E 16TH AVENUE, Vancouver, BC V5T 2V7 | Electrical Permit | Commercial | Addition | Completed | Installation / Repair - Commercial - Two additional offices added to meeting hall area. The new offices will require receptacles, lights/switches, electric baseboard heater, and extra low voltage data outlet. Also some light fixtures in the open area will be relocated to accommodate the new offices. -We are adding some LED light fixtures into the new office rooms (2). >BP: To alter the interior of the main floor of the existing Church building (group A2 occupancy) for the provision of two offices, thereby reducing the meeting hall area. Sch A & B (Arch): Asher deGroot, 778-989-8493, MOTIV Architects Inc. Sch B (Struct): Robert Malczyk, P.Eng #22995, 604-839-0214, Timber Engineering Inc. E2 Upgrade: Lighting - Upgrade to incorporate Automatic Full Off (per 9.4.1.1. of ASHRAE 90.1 - 2016) | Lucid Projects Inc
EP-2022-09833 | 2023-03-14 | 2611 NOOTKA STREET, Vancouver, BC V5M 3M4 | Electrical Permit | Commercial | Addition | Completed | Installation / Repair - Commercial - Installing 4 new branch circuits for data rack rectifiers, 2 Pole 40 amp. | COMTECH COMMUNICATION TECHNOLOGIES LTD
EP-2022-09336 | 2022-11-03 | 2980 VIRTUAL WAY, Vancouver, BC V5M 4X3 | Electrical Permit | Commercial | Renovation | Completed | Installation / Repair - Commercial - Install new 1600 A distribution in main elec room, new 2 x 600 A feeds to 2nd floor electrical rooms. New 2nd floor electrical room. Wiring to new fan coils and rooftop AC units. >>>Amend: Feb. 13th This permit project work is related to base building changes only. There is no “building work” requiring a BP for this renovation. Please remove association of BP from this permit and amend from “Tenant Improvement” to “Renovation”. | Marsic Contracting Ltd
EP-2022-08526 | 2022-10-07 | 2980 VIRTUAL WAY, Vancouver, BC V5M 4X3 | Electrical Permit | Commercial | Renovation | Completed | Installation / Repair - Commercial - Extra Low Voltage HVAC >BP: Interior alterations to provide tenant improvements for a new office tenant on the 2nd floor (#205) in this existing mixed use building. Scope of work: remove/construct partition walls, doors, millwork, ceiling work, finishes, lighting, electrical, mechanical, plumbing and sprinkler work. TENANT: Clarius Mobile Health NOTE: Related to BP-2022-00869 to demise #201 into #201 and #205 and AL-2022-00104 Letters of Assurance submitted by: Schedule A and Architectural Schedule A, Danny Ka Wai Wong, Architect, ph: 604-773-2068 Mechanical and Plumbing Schedule B, Ron Braun, MSc, P.Eng., ph: 604-609-0500 Electrical Schedule B, S.S. Dhaliwal, P.Eng., ph: 604-609-0500 OK for Field Review for Office TI; June 3, 2022 E2 - Upgrade to Local Control (per 9.4.1.1(a) of ASHRAE 90.1-2016) | Control Solutions Ltd
PP-2022-03640 | 2022-10-12 | 2980 VIRTUAL WAY, Vancouver, BC V5M 4X3 | Plumbing Permit | Commercial | Tenant Improvement | Completed | Commercial - Remove existing hot water tank and mop sink and install in new location # 201 - 2nd floor (#205 is the new unit address) AL-2022-00104 (Sprinkler Water Curtain for Glazed Exit Corridor) Interior alterations to provide improvements and to demise unit #201 into two units for this existing general office tenant in the 2nd floor in this existing commercial building on this site. Scope of work: restore new suite to base building condition. Replace existing finishes to existing men and women washrooms. | KERN BSG MANAGEMENT LTD
EP-2022-08398 | 2022-10-05 | 2980 VIRTUAL WAY, Vancouver, BC V5M 4X3 | Electrical Permit | Commercial | NULL | Expired | Annual / Operating - Misc electrical work throughout Renewal of EP-2021-07353 Valid: October 25, 2022 to October 24, 2023 | Mott Electric General Partnership
EP-2022-07362 | 2022-09-01 | 2980 VIRTUAL WAY, Vancouver, BC V5M 4X3 | Electrical Permit | Commercial | Tenant Improvement | Completed | Installation / Repair - Commercial - UNIT #205 - Washroom renovation and new lobby, egress corridors. BP: # 201 - 2nd floor (#205 is the new unit address) AL-2022-00104 (Sprinkler Water Curtain for Glazed Exit Corridor) Interior alterations to provide improvements and to demise unit #201 into two units for this existing general office tenant in the 2nd floor in this existing commercial building on this site. Scope of work: restore new suite to base building condition. Replace existing finishes to existing men and women washrooms. | Marsic Contracting Ltd
PP-2022-03082 | 2022-09-06 | 2980 VIRTUAL WAY, Vancouver, BC V5M 4X3 | Plumbing Permit | Commercial | Tenant Improvement | Completed | Commercial - SUITE #205 - Kitchen Install >BP: #205 - 2nd floor Interior alterations to provide tenant improvements for a new office tenant on the 2nd floor (#205) in this existing mixed use building. Scope of work: remove/construct partition walls, doors, millwork, ceiling work, finishes, lighting, electrical, mechanical, plumbing and sprinkler work. | KERN BSG MANAGEMENT LTD
NULL | NULL | 2980 VIRTUAL WAY, Vancouver, BC V5M 4X3 | Sprinkler Permit | Commercial | Tenant Improvement | Draft | Commercial - ADD AND RELOCATE 19 SPRINKLER HEADS | Priority Fire Systems Ltd
EP-2022-07445 | 2022-09-07 | 2980 VIRTUAL WAY, Vancouver, BC V5M 4X3 | Electrical Permit | Commercial | Tenant Improvement | Completed | Installation / Repair - Commercial - Tenant Improvement including demo, make safe safe all electrical. Supply install lighting and lighting control. Power requirements including security and communication rough in. Life Safety - Verification of fire alarm Communications - Cat 6 cabling, wifi, HDMI >BP: #205 - 2nd floor Interior alterations to provide tenant improvements for a new office tenant on the 2nd floor (#205) in this existing mixed use building. Scope of work: remove/construct partition walls, doors, millwork, ceiling work, finishes, lighting, electrical, mechanical, plumbing and sprinkler work. TENANT: Clarius Mobile Health NOTE: Related to BP-2022-00869 to demise #201 into #201 and #205 and AL-2022-00104 Letters of Assurance submitted by: Schedule A and Architectural Schedule A, Danny Ka Wai Wong, Architect, ph: 604-773-2068 Mechanical and Plumbing Schedule B, Ron Braun, MSc, P.Eng., ph: 604-609-0500 Electrical Schedule B, S.S. Dhaliwal, P.Eng., ph: 604-609-0500 OK for Field Review for Office TI; June 3, 2022 E2 - Upgrade to Local Control (per 9.4.1.1(a) of ASHRAE 90.1-2016) | Sasco Contractors Ltd
SP-2022-01456 | 2022-09-08 | 2980 VIRTUAL WAY, Vancouver, BC V5M 4X3 | Sprinkler Permit | Commercial | Tenant Improvement | Completed | Commercial - UNIT #205 - ADD AND RELOCATE 19 SPRINKLER HEADS >BP: #205 - 2nd floor Interior alterations to provide tenant improvements for a new office tenant on the 2nd floor (#205) in this existing mixed use building. Scope of work: remove/construct partition walls, doors, millwork, ceiling work, finishes, lighting, electrical, mechanical, plumbing and sprinkler work. *****This application does not include any of the following: 1. Not more than 20 sprinklers (add, relocate, or remove), 2. hydraulic calculations, 3. change in occupancy and /or hazard classification, 4. warehouse storage arrangements, 5. mobile compact storage arrangements, 6. alternative solutions, 7. changes to the sprinkler system supply piping (e.g. valves, mains, cross-mains, branch-lines, etc.), or 8. flexible sprinkler pipe. | Priority Fire Systems Ltd
SP-2022-01335 | 2022-12-20 | 2980 VIRTUAL WAY, Vancouver, BC V5M 4X3 | Sprinkler Permit | Commercial | Tenant Improvement | Completed | Commercial - For sprinkler system alterations to the 2019 VBBL and NFPA 13, 2013 for the tenant improvements to provide interior alterations to provide improvements and to demise unit #201 into two units for this existing general office tenant in the 2nd floor in this existing commercial building on this site. Scope of work: restore new suite to base building condition. Replace existing finishes to existing men and women washrooms. Related to AL-2022-00104 (Sprinkler Water Curtain for Glazed Exit Corridor). 1. This application does not include any of the following: • Warehouse storage arrangements, or mobile compact storage arrangements. • Flexible sprinkler pipe. • Change in occupancy and/or hazard classification. Engineer of Record: Dan Wong 778-847-0572 denvend7@gmail.com | Priority Fire Systems Ltd
EP-2023-06366 | 2023-07-20 | 2980 VIRTUAL WAY, Vancouver, BC V5M 4X3 | Electrical Permit | Commercial | Tenant Improvement | Completed | Installation / Repair - Commercial - Changes to smoke detector layout, add additional smoke detectors, horn/strobe, manual stations, add sprinkler modules to separate sprinkler zones. BP: # 201 - 2nd floor (#205 is the new unit address) AL-2022-00104 (Sprinkler Water Curtain for Glazed Exit Corridor) Interior alterations to provide improvements and to demise unit #201 into two units for this existing general office tenant in the 2nd floor in this existing commercial building on this site. Scope of work: restore new suite to base building condition. Replace existing finishes to existing men and women washrooms. Architectural Schedule B - Danny Wong 604-773-2068 Structural Schedule B - David MacKinnon 604-731-6584 Electrical Schedule B - S S Dhaliwal 604-609-0500 x 108 Mech/Plumbing Schedule B - Ron Braun 604-609-0500 x 104 | Marsic Contracting Ltd
EP-2023-01627 | 2023-02-27 | 2980 VIRTUAL WAY, Vancouver, BC V5M 4X3 | Electrical Permit | Commercial | Addition | Completed | Installation / Repair - Commercial - Install 4 Card Reader Doors and 1 Wireless Remote Button No Mag Locks Site Contact - Eric Vuong // evuong@pti.xyz // 6049709982 | PALADIN TECHNOLOGIES INC
EP-2023-09605 | 2023-10-24 | 2980 VIRTUAL WAY, Vancouver, BC V5M 4X3 | Electrical Permit | Commercial | NULL | Issued | Annual / Operating - Misc work throughout Renewal of EP-2022-08398 Valid: October 25, 2023 to October 24, 2024 | Mott Electric General Partnership
SP-2022-00037 | 2022-07-19 | 2960 NANAIMO STREET, Vancouver, BC | Sprinkler Permit | Commercial | Addition | Completed | Commercial - To install sprinklers throughout this newly constructed sweat lodge with masonry firepit. | Brent C Williams
NULL | NULL | 2960 NANAIMO STREET, Vancouver, BC | Plumbing Permit | Commercial | Renovation | Draft | Commercial - Installing 2 sink | NULL
NULL | NULL | 2960 NANAIMO STREET, Vancouver, BC | Plumbing Permit | Commercial | Renovation - Dwelling Unit(s) only | Draft | Commercial - Installing 2 sink | NULL
PP-2023-02386 | 2023-07-17 | 2982 NANAIMO STREET, Vancouver, BC | Plumbing Permit | Commercial | Renovation | Completed | Commercial - Installing 2 sink >BP: Interior alterations to provide tenant improvements for a new Small-Scale Pharmacy in conjunction with a Health Care Office at 2982 Nanaimo St in this existing mixed-use building. | Green Tech Plumbing & Heating Ltd
NULL | NULL | 2982 NANAIMO STREET, Vancouver, BC | Electrical Permit | Commercial | Tenant Improvement | Draft | Installation / Repair - Commercial - SAFETY CHECK FOR THE EXISITING ELECTRICAL WORK IN PHARMACY AREA( TENANT IMPROVEMENT ALTERATION) | Simplex Electrical Ltd
EP-2023-06676 | 2023-08-02 | 2982 NANAIMO STREET, Vancouver, BC | Electrical Permit | Commercial | Tenant Improvement | Completed | Installation / Repair - Commercial - SAFETY CHECK FOR THE EXISTING ELECTRICAL WORK IN A PHARMACY OFFICE AT 2982 NANAIMO STREET. >BP: Interior alterations to provide tenant improvements for a new Small-Scale Pharmacy in conjunction with a Health Care Office at 2982 Nanaimo St in this existing mixed-use building. OK for field review as per Eun Jeon Note: Refer to DP-2023-00032 for change of use from General Office to Small-Scale Pharmacy in conjunction with a Health Care Office. | Simplex Electrical Ltd
PP-2023-00819 | 2023-03-10 | 1240 RICHARDS STREET, Vancouver, BC | Plumbing Permit | Commercial | Renovation | Issued | Commercial - add 3 washroom and staff sink >DB: Interior alterations to change the use from Fitness Center to General Office/ Real Estate presentation centre on the ground floor of this existing Municipally Designated Vancouver Heritage Register "B" mixed-use building. Scope of work includes: re&re interior partition walls to accommodate new layout, drop ceiling, 2 new washrooms, rebuild stairs, flooring, lighting/electrical, finishes/millwork throughout | GML Mechanical Ltd
SP-2023-00695 | 2023-10-04 | 1240 RICHARDS STREET, Vancouver, BC | Sprinkler Permit | Commercial | Tenant Improvement | Issued | Commercial - For sprinkler system alterations to the 2019 VBBL and NFPA 13, 2013 for the tenant improvements to provide interior alterations to change the use from Fitness Center to General Office/ Real Estate presentation centre on the ground floor of this existing Municipally Designated Vancouver Heritage Register "B" mixed-use building. Engineer of Record: Dan Wong 778-847-0572 denveng7@gmail.com | 1ST SHOT FIRE PROTECTION LTD
EP-2023-02697 | 2023-03-29 | 1240 RICHARDS STREET, Vancouver, BC | Electrical Permit | Commercial | Addition | Issued | Installation / Repair - Commercial - Tenant Improvement -Adding light fixtures, receptacles, floor plugs, telephone outlets, dimming system, for a display suite >BP: Interior alterations to change the use from Fitness Center to General Office/ Real Estate presentation centre on the ground floor of this existing Municipally Designated Vancouver Heritage Register "B" mixed-use building. Scope of work includes: re&re interior partition walls to accommodate new layout, drop ceiling, 2 new washrooms, rebuild stairs, flooring, lighting/electrical, finishes/millwork throughout Tenant: Prima Properties (135) Ltd | Excel Electric (1993) Ltd
EP-2022-09956 | 2022-12-02 | 499 DRAKE STREET, Vancouver, BC V6B 1B1 | Electrical Permit | Commercial | Tenant Improvement | Completed | Installation / Repair - Commercial - RID: 158164 RE & RE of Water Source Heat Pump . Retrofit - Like for like exact appliance replacement. Service remained the same, breaker & electrical feed confirmed to be originally sized properly. Equipment will be replaced in the same location as existing the unit. No change in equipment capacity or fuel. -This equipment is located in the communal area closet on the 5th floor and the equipment serves the ground floor entrance lobby. All base building / communal space, nothing in-suite. | Haakon Industries (Canada) Ltd.
EP-2022-10808 | 2023-01-10 | 438 RICHARDS STREET, Vancouver, BC | Electrical Permit | Commercial | Tenant Improvement | Completed | Installation / Repair - Commercial - Tenant improvement job -1. Scope of work: No change to the service, add two emergency lights, add eight receptacles, relocate nine existing track lights, no lights added. 2. Sign permit application is submitted (SI-2022-00508) >BP: To change the use and occupancy from Tattoo Parlour (group D) to Cannabis Store (group E) and to alter the interior to provide tenant improvements on the first floor of this existing mixed-use building. E2 - Lighting - Upgrade to incorporate Automatic Partial OFF (per 9.4.1.1.(g) of ASHRAE 90.1-2016) as shown on A2.0 Related to DP-2022-00016 and minor amendment DP-2022-00744. | Four Stones Electric Ltd
EP-2023-00109 | 2023-01-10 | 438 RICHARDS STREET, Vancouver, BC | Electrical Permit | Commercial | Renovation | Completed | Installation / Repair - Commercial - Alarms and cameras wiring >To change the use and occupancy from Tattoo Parlour (group D) to Cannabis Store (group E) and to alter the interior to provide tenant improvements on the first floor of this existing mixed-use building. E2 - Lighting - Upgrade to incorporate Automatic Partial OFF (per 9.4.1.1.(g) of ASHRAE 90.1-2016) as shown on A2.0 Related to DP-2022-00016 and minor amendment DP-2022-00744. | Alarm Max Security Inc
EP-2022-09149 | NULL | 438 RICHARDS STREET, Vancouver, BC | Electrical Permit | Commercial | Renovation | Withdrawn | Installation / Repair - Commercial - installation of 6 plugs, moving light fixture location., adding led lights in cabinet >BP: 438 RICHARDS To change the use and occupancy from Tattoo Parlour (group D) to Cannabis Store (group E) and to alter the interior to provide tenant improvements on the first floor of this existing mixed-use building. | Bluephase Electrical Ltd
NULL | NULL | 1732 NAPIER STREET, Vancouver, BC | Mechanical Permit | NULL | NULL | Withdrawn | NULL | 1236318 BC Ltd DBA Aquatech Vancouver
MP-2023-00699 | 2023-04-26 | 2477 POINT GREY ROAD, Vancouver, BC | Mechanical Permit | NULL | NULL | Completed | NULL | Ashton Service Group/Ashton Mechanical Ltd.
EP-2023-03693 | 2023-04-28 | 2477 POINT GREY ROAD, Vancouver, BC | Electrical Permit | Residential | Renovation | Completed | Installation / Repair - Residential - Adding circuit for heat pump -reference: MP-2023-00699 | Douglas Millington o/a Moose Electric
NULL | NULL | 2480 POINT GREY ROAD, Vancouver, BC V6K 1A2 | Mechanical Permit | NULL | NULL | Withdrawn | NULL | NULL
EP-2022-01419 | 2022-02-23 | 726 RICHARDS STREET, Vancouver, BC | Electrical Permit | Commercial | NULL | Expired | Annual / Operating - Annual Operating Permit General Electrical Works: ballasts, lamps, switches and receptacles and other small electrical jobs Renewal from EP-2021-01596 Valid from March 4th 2022 to March 3rd 2023 | MDE Enterprises Ltd
EP-2023-01738 | 2023-03-02 | 726 RICHARDS STREET, Vancouver, BC | Electrical Permit | Commercial | NULL | Issued | Annual / Operating - Annual Permit Renewal from EP-2022-01419 Valid from March 4th 2023 to March 3rd 2024 | MDE Enterprises Ltd
GP-2023-04028 | NULL | 755 RICHARDS STREET, Vancouver, BC V6B 3A6 | Gas Permit | Commercial | Renovation | Application Incomplete | Commercial - 4 Rinnai Hot Water Heater replacements | Aerco Industries Ltd
EP-2022-00100 | 2022-01-14 | 545 ROBSON STREET, Vancouver, BC | Electrical Permit | Commercial | Tenant Improvement | Completed | Installation / Repair - Commercial - Tenant improvement - supply power for free standing work stations. No changes to lighting and fire alarm. | Big Power Electric Ltd
EP-2023-07177 | 2023-08-08 | 545 ROBSON STREET, Vancouver, BC | Electrical Permit | Commercial | Renovation | Completed | Installation / Repair - Commercial - Install a new circuit for a dishwasher on floor 2 and 5. | Shaun D Willcock
EP-2022-07947 | 2022-09-22 | 545 ROBSON STREET, Vancouver, BC | Electrical Permit | Commercial | Renovation | Completed | Installation / Repair - Commercial - #200 - 2md fl Supply electrical power to computer working station, wall mounted TV, phone both. | Big Power Electric Ltd
EP-2022-03839 | 2022-05-11 | 3296 E 29TH AVENUE, Vancouver, BC | Electrical Permit | Commercial | Renovation | Completed | Installation / Repair - Commercial - Install a plug for the oven and a plug with a switch for the fan. -bonding because the plug I put on will be bounded in a box. >BP: Interior alterations to provide tenant improvements for a retail limited food tenant. Scope of work includes: adding new plumbing fixture units, kitchen equipment, and counters, and adding new lighting. OK for field review per Jamie Z. Notes: 1. Contractor must have a valid Vancouver business license or inter-municipal business license. Contractor c/o owner. 2. Energy checklist is currently no longer required with your Building Permit (BP) application. Some supporting documents are still required at BP stage, specifically Envelope and HVAC, if applicable. Service Water Heating and Lighting supporting documents, if applicable, must be submitted with your related trades permits (e.g. electrical and plumbing). All energy upgrades will be checked during inspections stage. It is the applicant’s responsibility to identify and note all required upgrades including energy upgrades on their BP drawings at BP stage. | Ling-Tec Electrical Service Ltd
PP-2022-01758 | 2022-07-06 | 3296 E 29TH AVENUE, Vancouver, BC | Plumbing Permit | Commercial | Addition | Completed | Commercial - 3 sinks and grease trap >BP: Interior alterations to provide tenant improvements for a retail limited food tenant. Scope of work includes: adding new plumbing fixture units, kitchen equipment, and counters, and adding new lighting. OK for field review per Jamie Z. Notes: 1. Contractor must have a valid Vancouver business license or inter-municipal business license. Contractor c/o owner. 2. Energy checklist is currently no longer required with your Building Permit (BP) application. Some supporting documents are still required at BP stage, specifically Envelope and HVAC, if applicable. Service Water Heating and Lighting supporting documents, if applicable, must be submitted with your related trades permits (e.g. electrical and plumbing). All energy upgrades will be checked during inspections stage. It is the applicant’s responsibility to identify and note all required upgrades including energy upgrades on their BP drawings at BP stage. | VCP Media Inc
NULL | NULL | 4511 RUPERT STREET, Vancouver, BC | Electrical Permit | Commercial | Renovation | Withdrawn | Installation / Repair - Commercial - Update the Exit sign to new one. | AOK Electric Ltd
EP-2023-00642 | 2023-01-26 | 4842 RUPERT STREET, Vancouver, BC | Electrical Permit | Commercial | Renovation | Completed | Installation / Repair - Commercial - To replace existing breaker panel with new 100A panel. To wire and install 15am outlet in basement | Fina Electrical Systems Ltd
GP-2022-00946 | 2022-03-25 | 3627 OAK STREET, Vancouver, BC | Gas Permit | Residential | Renovation | Completed | Residential - Hot Water Tank Replacement | Hillcrest Plumbing & Heating (1991) Ltd
EP-2024-00241 | 2024-01-10 | 1050 PARKER STREET, Vancouver, BC | Electrical Permit | Commercial | Addition | Completed | Installation / Repair - Commercial - Circuit/Breaker Upgrade for Roof Top Chiller: -Remove Existing 20A 3P Circuit Breaker from Panel -Supply and Install 30A 3P Circuit Breaker in Panel -Supply and Install 10AWG 3C Teck Cable from Panel to Chiller on Roof -Remove existing Teck Cable from Chiller and Install New Teck Cable into Chiller on Roof -Test and Commission Installations -Tidy site and Dispose of Garbage safely and correctly Upgrade Forklift Cable, Outlet, and Circuit Breaker -Remove Existing Forklift Charger Outlet and Plug end -Supply and Install 8AWG 4C Cabtire on Forklift Charger -Install TDR Supplied Outlet and Plug end on TDR Supplied cable -Remove Existing 50A 2P Circuit Breaker -Install TDR Supplied 40A 2P Circuit Breaker -Test and Commission Installation -Tidy Site and Dispose of Garbage safely and correctly | TDR Electric Inc
GP-2023-04126 | NULL | 3293 POINT GREY ROAD, Vancouver, BC V6K 1B3 | Gas Permit | Residential | Renovation | Application Incomplete | Residential - Replace gas boiler ** If work on this site could lead to ground disturbance (impacting soil) please contact the Provincial Archaeology Branch at 250-953-3334** | BNA Systems Inc and/or Kirkland Metal Shop Ltd
EP-2023-09475 | 2023-11-17 | 808 RICHARDS STREET, Vancouver, BC | Electrical Permit | Commercial | Renovation | Issued | Installation / Repair - Commercial - Disconnect existing elevator and supply power for new elevator. >BP: Interior alterations to construct a new LULA accessible shaft and machine room in this existing Public Cultural Amenity Space (similar to Hall) at 808 Richards St of this existing mixed-use building on the site. LULA shaft will span from the ground floor (street level) up to the 2nd storey. 1. Accessible list to meet the requirements of CSA-B651. 2. Accessible lift to be connected to fire alarm system for elevator recall meeting the requirements of CSA-B44. | Sam Campbell
SP-2023-01934 | 2023-11-23 | 808 RICHARDS STREET, Vancouver, BC | Sprinkler Permit | Commercial | Tenant Improvement | Issued | Commercial - Add and Relocated Sprinkler Heads >BP: Interior alterations to construct a new LULA accessible shaft and machine room in this existing Public Cultural Amenity Space (similar to Hall) at 808 Richards St of this existing mixed-use building on the site. LULA shaft will span from the ground floor (street level) up to the 2nd storey. 1. Accessible list to meet the requirements of CSA-B651. 2. Accessible lift to be connected to fire alarm system for elevator recall meeting the requirements of CSA-B44. *****This application does not include any of the following: 1. Not more than 20 sprinklers (add, relocate, or remove), 2. hydraulic calculations, 3. change in occupancy and /or hazard classification, 4. warehouse storage arrangements, 5. mobile compact storage arrangements, 6. alternative solutions, 7. changes to the sprinkler system supply piping (e.g. valves, mains, cross-mains, branch-lines, etc.), or 8. flexible sprinkler pipe. | Viking Fire Protection Inc
PP-2020-02990 | 2022-03-11 | 768 SEYMOUR STREET, Vancouver, BC V6B 3K9 | Plumbing Permit | Commercial | Renovation | Issued | Commercial - Installation of new crah units and floor drains. | Pitt Meadows Plumbing & Mechanical Systems (2001) Ltd
EP-2022-02538 | 2022-03-30 | 768 SEYMOUR STREET, Vancouver, BC V6B 3K9 | Electrical Permit | Commercial | Renovation | Completed | Installation / Repair - Commercial - Fan coil replacement | Ross Morrison Electrical Ltd
EP-2022-01795 | 2022-03-07 | 768 SEYMOUR STREET, Vancouver, BC V6B 3K9 | Electrical Permit | Commercial | Renovation | Completed | Installation / Repair - Commercial - Low Voltage wiring for Control Transformer. Extra low voltage control wiring for 1 fan coil and control dampers. | ESC Automation Inc
EP-2022-02342 | 2022-03-24 | 768 SEYMOUR STREET, Vancouver, BC V6B 3K9 | Electrical Permit | Commercial | NULL | Expired | Annual / Operating - Maintenance repairs and small jobs Valid: March 9, 2022 - March 8, 2023 Renewal of EP-2021-02660 | Priority Electric LTD.
NULL | NULL | 768 SEYMOUR STREET, Vancouver, BC V6B 3K9 | Electrical Permit | Commercial | Renovation | Withdrawn | Installation / Repair - Commercial - Add receptacles to room for future UPS install | Ross Morrison Electrical Ltd
EP-2022-00270 | 2022-01-17 | 768 SEYMOUR STREET, Vancouver, BC V6B 3K9 | Electrical Permit | Commercial | Addition | Completed | Installation / Repair - Commercial - Add 120v receptacles to room for future UPS connection -3rd floor west side | Ross Morrison Electrical Ltd
PP-2023-04010 | 2023-11-29 | 768 SEYMOUR STREET, Vancouver, BC V6B 3K9 | Plumbing Permit | Commercial | Addition | Issued | Commercial - Plumbing drains are added to this project. >BP: To construct a 1-storey with crawl space, vertical addition to the roof of Level 9, to house additional emergency generators and they are backups for the existing emergency generators, as approved by DE419885. | Fred Welsh Ltd
EP-2023-02437 | 2023-03-22 | 768 SEYMOUR STREET, Vancouver, BC V6B 3K9 | Electrical Permit | Commercial | NULL | Issued | Annual / Operating - Maintenance repairs and small jobs Renewal of EP-2022-02342 Valid: March 9, 2023 - March 8, 2024 | Priority Electric LTD.
EP-2022-10790 | 2023-02-06 | 768 SEYMOUR STREET, Vancouver, BC V6B 3K9 | Electrical Permit | Commercial | Renovation | Completed | Installation / Repair - Commercial - Low Voltage Wiring for control transformer. Extra low voltage wiring for 10 In Row Coolers and a Leak Detection system >BP: To construct a 1-storey. with crawl space, vertical addition to the roof of Level 9, to house additional emergency generators and they are backups for the existing emergency generators, as approved under DE419885. Minor Vertical Addition upgrades: F2, S2, N3 and A2. E2 has been waived by G. McCall. See Code Compliance report for upgrade details. This permit has been reviewed under the 2019 Vancouver Building By-law (#12511). Reviewed during the 2020 Pandemic crisis. Building to be sprinklered to NFPA 13 requirements. | ESC Automation Inc
EP-2022-08321 | 2022-10-04 | 768 SEYMOUR STREET, Vancouver, BC V6B 3K9 | Electrical Permit | Commercial | Renovation | Cancelled | Installation / Repair - Commercial - Installation of class 2 control circuits for new generator ventilation system and dampers | ESC Automation Inc
SP-2022-00731 | 2022-05-11 | 601 ROBSON STREET, Vancouver, BC | Sprinkler Permit | Commercial | Renovation | Completed | Commercial - Replacing existing pendant heads with concealed heads, making ceiling adjustments and adding (1) new head in a storage room that's being added. Interior alterations to provide improvements to this existing retail unit for a new tenant (Rogers) on the ground floor of this existing commercial building on this site. Scope of work: - remove interior walls, doors, millwork and fixtures - install partitions walls, doors, new fixtures and millwork, electrical work *****This application does not include any of the following: 1. Not more than 20 sprinklers (add, relocate, or remove), 2. hydraulic calculations, 3. change in occupancy and /or hazard classification, 4. warehouse storage arrangements, 5. mobile compact storage arrangements, 6. alternative solutions, 7. changes to the sprinkler system supply piping (e.g. valves, mains, cross-mains, branch-lines, etc.), or 8. flexible sprinkler pipe. | Dragon Ventures Ltd
PP-2022-03470 | 2022-12-12 | 1126 ROBSON STREET, Vancouver, BC V6E 1B2 | Plumbing Permit | Commercial | Tenant Improvement | Completed | Commercial - Plumbing >BP: Change of Use from Retail Store to Restaurant - Class 1 and interior alterations to provide improvements for a new Restaurant Class 1 tenant at 1126 Robson St. in this existing commercial building. Separate permit is required for outdoor patio on private and City properties. | FANGXIN PLUMBING
EP-2022-10690 | 2022-12-20 | 1126 ROBSON STREET, Vancouver, BC V6E 1B2 | Electrical Permit | Commercial | Renovation | Completed | Installation / Repair - Commercial - It's a cafe renovation. some lights and appliances needs to be installed. no commercial kitchen. >BP: Change of Use from Retail Store to Restaurant - Class 1 and interior alterations to provide improvements for a new Restaurant Class 1 tenant at 1126 Robson St. in this existing commercial building. Separate permit is required for outdoor patio on private and City properties. NOTES: 1. No DP is required for this Change of Use per Eun Jeon, September 16, 2022. 2. A 2.85 foot high ice cream cabinet counter with vinyl file behind the storefront glazing cleared by Michele Alborg, October 24, 2022. The glazing area immediately above the ice cream counter should be kept transparent and free of obstruction. | Zuoyuan Liu
SP-2023-00205 | 2023-02-03 | 1126 ROBSON STREET, Vancouver, BC V6E 1B2 | Sprinkler Permit | Commercial | Tenant Improvement | Completed | Commercial - add new 11 upright sprinkler heads for new open ceilings >BP: Change of Use from Retail Store to Restaurant - Class 1 and interior alterations to provide improvements for a new Restaurant Class 1 tenant at 1126 Robson St. in this existing commercial building. | Yu Fire Protection Inc.
NULL | NULL | 1125 ROBSON STREET, Vancouver, BC V6E 1B5 | Plumbing Permit | Commercial | Renovation | Draft | Commercial - Connecting a robot barista system to existing water and sewer lines and adding a sump pump for the sewer line connection. | NULL
EP-2023-09054 | 2023-10-10 | 1145 ROBSON STREET, Vancouver, BC V6E 1B5 | Electrical Permit | Commercial | Renovation | Issued | Installation / Repair - Commercial - Full commercial reno. Existing service. All new lighting and PowerPoints. >BP: Exterior and interior alteration, and change of major occupancy from restaurant to retail store of this existing commercial high-rise building on this site. Scope of work: new display windows, walls, doors, stairs, ramps, and electrical and plumbing work. Tenant: The Swatch Group Ok for Field Review as per DBI - D.Holbrook. Separate permit required for sign. Letter of assurance provided by: Schedule A & B (Architectural): Renato A.L. Balbi, (403) 253-2853 Schedule B (Mechanical & Electrical): Mark Peric, P. Eng, (416) 848-0639 Note: This building is sprinklered. DBI to determine on site if a separate sprinkler permit is required. Energy checklist is currently no longer required with your Building Permit application. Some supporting documents are still required at BP stage, specifically Envelope and HVAC, if applicable. Service Water Heating and Lighting supporting documents, if applicable, must be submitted with your related trade’s permits (e.g. electrical and plumbing). No translucent or opaque film, artwork, posters, shelving, display cases or similar elements are to be installed on or directly outside or inside of the approved glazing frontages and windows so that the interior of the premises is visible at all times from the sidewalk | Douglas Millington o/a Moose Electric
SP-2023-01979 | 2023-12-07 | 1145 ROBSON STREET, Vancouver, BC V6E 1B5 | Sprinkler Permit | Commercial | Tenant Improvement | Issued | Commercial - For sprinkler system alterations to the 2019 VBBL and NFPA 13, 2013 for the tenant improvements to provide exterior and interior alteration, and change of major occupancy from restaurant to retail store of this existing commercial high-rise building on this site. Engineer of Record: Liang Xin Peng 604-324-7122 lpeng@vikingfire.ca | Viking Fire Protection Inc
EP-2023-11142 | 2023-12-13 | 1145 ROBSON STREET, Vancouver, BC V6E 1B5 | Electrical Permit | Commercial | Tenant Improvement | Issued | Installation / Repair - Commercial - Prewire and completion of intrusion & camera systems. >BP: Exterior and interior alteration, and change of major occupancy from restaurant to retail store of this existing commercial high-rise building on this site. Scope of work: new display windows, walls, doors, stairs, ramps, and electrical and plumbing work. Tenant: The Swatch Group | Installteam Electronic Contractors Inc
PP-2023-04271 | 2023-12-11 | 1145 ROBSON STREET, Vancouver, BC V6E 1B5 | Plumbing Permit | Commercial | Tenant Improvement | Issued | Commercial - Plumbing NO BUILDING WORK PROPOSED | Ange's Plumbing Ltd
EP-2022-00501 | 2022-01-24 | 3436 LOUGHEED HIGHWAY, Vancouver, BC | Electrical Permit | Commercial | NULL | Expired | Annual / Operating - ANNUAL /OPERATING PERMIT VALID: JAN 16/2022 TIL JAN 15/2023 EXPIRED PERMIT: EP-2020-08749 | MCKINLEY ELECTRIC LTD
EP-2022-04861 | 2022-06-20 | 3192 THREE CEDARS DRIVE, Vancouver, BC | Electrical Permit | Commercial | Addition | Completed | Installation / Repair - Commercial - install receptacles and switches in storage shed (Sea Can) teck cable and lights were existing we have added receptacles to the switch location and added a second switch. | ELECTRICAL SAVVY CONTRACTING INC
EP-2022-08530 | 2022-10-11 | 3185 KINGSWAY, Vancouver, BC V5R 5K2 | Electrical Permit | Commercial | Renovation | Completed | Installation / Repair - Commercial - Replacement of failing single zone conventional fire alarm control panel. Note: This permit has been issued based on Bulletin 2018-004-BU/EL. AMEND: DEC 2/2022 Upload verification documents. | Bartec Fire Safety Systems
EP-2023-08189 | 2023-09-11 | 958 MAIN STREET, Vancouver, BC V6A 2W1 | Electrical Permit | Commercial | Renovation | Issued | Installation / Repair - Commercial - Replace water damaged equipment in main electrical room >Permit Amendment Sep 14, 2023 -Install temporary electrical panels for trades and drying equipment. This is included in the job cost used for permit application | High Mark Electrical and Mechanical Ltd
PP-2022-00778 | 2022-03-08 | 3385 MANITOBA STREET, Vancouver, BC | Plumbing Permit | Residential | Renovation | Completed | Residential - installing new shower, WC, lav Change of use from One Family Dwelling to One Family Dwelling with a Secondary Suite and exterior alternations to existing deck and railing, window reconfiguration, and adding new skylight. Scope of work also includes minor alteration to existing kitchen, bathroom. | STARGATE PLUMBING & HEATING
EP-2023-08271 | 2023-09-14 | 1921 KINGSWAY, Vancouver, BC V5N 2T1 | Electrical Permit | Commercial | Renovation | Completed | Installation / Repair - Commercial - Installation of power supply for equipment in cooler. >BP: Interior alterations to this existing retail space on the ground floor of this existing mixed use building. OK to process as DTI as per J. Zhang August 1, 2023 | Gewang Electric Ltd
PP-2023-03041 | 2023-08-25 | 1921 KINGSWAY, Vancouver, BC V5N 2T1 | Plumbing Permit | Commercial | Renovation | Completed | Commercial - Adding one sink to existing retail store >BP: Interior alterations to this existing retail space on the ground floor of this existing mixed use building. | Monolith Mechanical Services Inc
SP-2023-01547 | 2023-08-23 | 1921 KINGSWAY, Vancouver, BC V5N 2T1 | Sprinkler Permit | Commercial | Tenant Improvement | Cancelled | Commercial - new sprinkler heads for new walk in cooler >BP: Interior alterations to this existing retail space on the ground floor of this existing mixed use building. *****This application does not include any of the following: 1. Not more than 20 sprinklers (add, relocate, or remove), 2. hydraulic calculations, 3. change in occupancy and /or hazard classification, 4. warehouse storage arrangements, 5. mobile compact storage arrangements, 6. alternative solutions, 7. changes to the sprinkler system supply piping (e.g. valves, mains, cross-mains, branch-lines, etc.), or 8. flexible sprinkler pipe. | Yu Fire Protection Inc.
NULL | NULL | 1948 KINGSWAY, Vancouver, BC | Electrical Permit | Commercial | Addition | Draft | Installation / Repair - Commercial - Stuff | Hoplite Electrical Solutions
EP-2023-06617 | 2023-07-21 | 1948 KINGSWAY, Vancouver, BC | Electrical Permit | Commercial | Renovation | Completed | Installation / Repair - Commercial - Installation of dedicated GFCI receptacle, vanity fixture, bathroom fan and EM pack in bathroom. >BP: Interior alterations and a change of use from an Office space to a similar to Beauty and Wellness Centre (Tattoo parlour) for a new tenant at 1948 Kingsway Scope of work includes addition of hand basins at work stations and removing Partition wall. New Tenant: MIDNIGHT TATTOO - BRETT HARGREAVES 778-388-7216 OK for Field Review per Manuel Meier. Revision #1 Increased value by $2,000 -Make the original bathroom into a room with double sink -Move the toilet to where the original double sink was, create a bathroom that meets the 6'-6" requirement Contractor has been changed. Notes: -Building is not sprinklered DBI to determine on site if a separate sprinkler permit is required. -DBI to determine on site if structural Schedule B is required. -No translucent or opaque film, artwork, posters, shelving, display cases or similar elements are to be installed on or directly outside or inside of the approved glazing frontages and windows. A separate sign permit is required. -Energy checklist is currently no longer required with your Building Permit application. Some supporting documents are still required at BP stage, specifically Envelope and HVAC, if applicable. Service Water Heating and Lighting supporting documents, if applicable, must be submitted with your related trade’s permits (e.g. electrical and plumbing). | FOS Electric Systems Ltd
PP-2023-02561 | 2023-07-19 | 1948 KINGSWAY, Vancouver, BC | Plumbing Permit | Commercial | Tenant Improvement | Completed | Commercial - Relocating bathroom - ADA compliant >BP: Interior alterations and a change of use from an Office space to a similar to Beauty and Wellness Centre (Tattoo parlour) for a new tenant at 1948 Kingsway Scope of work includes addition of hand basins at work stations and removing Partition wall. | 1321793 BC LTD dba: SILVERSAGE PLUMBING AND HEATING
EP-2023-01112 | 2023-02-09 | 2076 KINGSWAY, Vancouver, BC V5N 2T3 | Electrical Permit | Commercial | Renovation | Completed | Installation / Repair - Commercial - prewire & completion of security, data, & camera (reference: CF-2022-013029) >BP: Interior alterations and to change the use of approximately 564 square feet on the main floor, from retail limited food, to a Retail Cannabis Store, at this existing mixed use building on this site for limited period of time, expiring December 10, 2022, unless extended in writing by the Director of Planning. Note: Appeal #Z35636 heard by the Board of Variance on June 16, 2020 and July 27, 2021, and name change and extension Appeal #Z35924 heard on March 08th, 2022. Related to: 1) DP-2019-00585 and DP-2022-00320 | First Choice Security & Audio Systems (2000) Ltd
NULL | NULL | 2076 KINGSWAY, Vancouver, BC V5N 2T3 | Mechanical Permit | NULL | NULL | Draft | NULL | Northwind Heating Ltd
NULL | NULL | 2076 KINGSWAY, Vancouver, BC V5N 2T3 | Mechanical Permit | NULL | NULL | Draft | NULL | Northwind Heating Ltd
EP-2022-09168 | 2022-11-01 | 2076 KINGSWAY, Vancouver, BC V5N 2T3 | Electrical Permit | Commercial | Renovation | Completed | Installation / Repair - Commercial - Possible relocation of main service >BP: Interior alterations and to change the use of approximately 564 square feet on the main floor, from retail limited food, to a Retail Cannabis Store, at this existing mixed use building on this site for limited period of time, expiring December 10, 2022, unless extended in writing by the Director of Planning. Note: Appeal #Z35636 heard by the Board of Variance on June 16, 2020 and July 27, 2021, and name change and extension Appeal #Z35924 heard on March 08th, 2022. Related to: 1) DP-2019-00585 and DP-2022-00320 Amend: Mar 9, 2023 amend permit value to $6,800 | Clarus Electric Corp
PP-2022-04379 | 2022-12-12 | 2076 KINGSWAY, Vancouver, BC V5N 2T3 | Plumbing Permit | Commercial | Renovation | Completed | Commercial - plumbing for new 2 piece washroom and hot water tank >BP: Interior alterations and to change the use of approximately 564 square feet on the main floor, from retail limited food, to a Retail Cannabis Store, at this existing mixed use building on this site for limited period of time, expiring December 10, 2022, unless extended in writing by the Director of Planning. | Dogwood Plumbing & Heating Ltd
EP-2023-10777 | 2023-12-13 | 887 W BROADWAY, Vancouver, BC | Electrical Permit | Commercial | Addition | Completed | Installation / Repair - Commercial - add one switch, install a 3P, 208v, 15A circuit for gas dierct fired heater FAN. >BP: Interior and exterior alterations for a new tenant for existing restaurant class 1 on the ground floor of this existing 3 story mixed use building. Scope of work includes new kitchen equipment and kitchen exhaust system. Class 1 cooking operation. Total occupant load is 54 with 49 patrons and 5 staff members. Note: This application is reviewed under VBBL 2019 and issued during health Pandemic of 2020. Revision 1: 1.0. Revision to reflect the site condition. 2.0. Existing canopy to remain as is on site and existing kitchen equipment. 3.0. Back exit enclosure modified. 4.0. Mop sink is relocated. 5.0. Beer cooler and bar sink removed. 6.0. Kitchen sink modified. 7.0. Occupant load is reduced to 34. | Powerlink Electric Ltd
PP-2023-04205 | 2023-12-04 | 887 W BROADWAY, Vancouver, BC | Plumbing Permit | Commercial | Addition | Completed | Commercial - add plumbing fixtures for kitchen >DB: Interior and exterior alterations for a new tenant for existing restaurant class 1 on the ground floor of this existing 3 story mixed use building. Scope of work includes new kitchen equipment and kitchen exhaust system. Class 1 cooking operation. Total occupant load is 54 with 49 patrons and 5 staff members. | WECAN PLUMBING INCORPORTED
EP-2023-11159 | 2023-12-15 | 906 W BROADWAY, Vancouver, BC V5Z 1K7 | Electrical Permit | Commercial | New | Completed | Interim - Commercial - INTERIM PERMIT TO COMMENCE UNDERGROUND WORK. Scope: slab, underground, raceways, grounding and branch circuits. Attached to main permit application EP-2023-11146. | Houle Electric Limited
EP-2023-11146 | 2024-01-12 | 906 W BROADWAY, Vancouver, BC V5Z 1K7 | Electrical Permit | Commercial | New | Issued | Installation / Repair - Commercial - Broadway VGH-Oak Subway Station: Installation of Conduits, Tray, Low voltage distribution incl. panels, starters, disconnects, metering equipment, Fire alarm system installation, Lighting and lighting controls, Misc. field devices, eg: receptacles, switches, Cable pulls & termination, Grounding. | Houle Electric Limited
EP-2022-05233 | 2022-06-21 | 906 W BROADWAY, Vancouver, BC V5Z 1K7 | Electrical Permit | Commercial | New | Expired | Temporary Power - Commercial - To provide temporary power. Renewal of EP-2021-04531 Valid: June 16, 2022 - June 15, 2023 **Amendment Jul 28, 2021** Change size of material Service Conductor from (2) 4c-4/0 to (2) 4c-250 | Western Pacific Enterprises Ltd
EP-2023-04339 | 2023-05-17 | 906 W BROADWAY, Vancouver, BC V5Z 1K7 | Electrical Permit | Commercial | New | Issued | Temporary Power - Commercial - To provide temporary power. RENEWAL OF EP-2022-05233 VALID: Jun 16, 2023 to Jun 15, 2024 | Western Pacific Enterprises Ltd
PP-2023-03715 | 2024-02-05 | 5703 KERR STREET, Vancouver, BC | Plumbing Permit | Residential | New | Issued | Residential - Sanitary pump & storm pump for the laneway house. NOTE: Engineering Assurance letter will be submitted to the Plumbing Inspector on the site. Letter shall conform to the requirements of Vancouver Bulletin 2000-008-EL/PL. | KGC Property Management
EP-2023-04113 | 2023-05-10 | 112 KEEFER STREET, Vancouver, BC V6A 1X4 | Electrical Permit | Commercial | Addition | Completed | Installation / Repair - Commercial - Install 3 Readers and 5 Intrusion Points (Access Control Panel and Intrusion Panel as well) NO MAGLOCKS. Site Contact - Eric Vuong // evuong@pti.xyz // 6049709982 | Paladin Technologies Inc
EP-2023-03589 | 2023-05-08 | 112 KEEFER STREET, Vancouver, BC V6A 1X4 | Electrical Permit | Commercial | Renovation | Completed | Installation / Repair - Commercial - Minor data & power outlets & service existing light fixtures for renovated office. Clean up old wiring, make safe, cap & cover. We were requested to clean up the existing light fixtures and replace lamps as required By: -Ryan Snikvalds, COEE REFM ¦ Interior Planning and Design COV No fixtures have been removed or replaced, just minor service. | 4th Utility Inc
NULL | NULL | 3260 MAIN STREET, Vancouver, BC V5V 3M5 | Gas Permit | Commercial | Renovation | Draft | Commercial | Hillcrest Plumbing & Heating (1991) Ltd
EP-2023-04143 | 2023-05-12 | 3279 MAIN STREET, Vancouver, BC | Electrical Permit | Commercial | Renovation | Completed | Installation / Repair - Commercial - Supply and replace LED 2x4 panel lighting fixtures. | INTROPROELECTRIC INC
EP-2022-09006 | 2022-10-24 | 3449 MAIN STREET, Vancouver, BC | Electrical Permit | Commercial | Addition | Completed | Installation / Repair - Commercial - Install 2 duplex receptacles for kitchen monitors. | Thicke, Korey DBA Thicke Electric
EP-2022-06827 | 2022-08-17 | 3475 MAIN STREET, Vancouver, BC | Electrical Permit | Commercial | Renovation | Completed | Installation / Repair - Commercial - EXTRA LOW VOLTAGE install cameras and speakers telephone and data | D&B Shergill Electrical Ltd.
EP-2022-04833 | 2022-07-25 | 3475 MAIN STREET, Vancouver, BC | Electrical Permit | Commercial | Renovation | Completed | Installation / Repair - Commercial - added lights, added eight plugs, | D&B Shergill Electrical Ltd.
PP-2023-03084 | 2023-09-06 | 1068 KINGSWAY, Vancouver, BC | Plumbing Permit | Commercial | Tenant Improvement | Completed | Commercial - 3 sinks, 1 water tank, 1 floor drain , 1 GI >BP: Interior alterations only and a change of use from the existing Health Care Office use (Group D) to a new Retail Food Store (meat processing/selling store) (Group E) to provide tenant improvements in this existing one storey commercial building. New Tenant: Market Alley Meat Limited. Scope of works: Demolish existing interior walls and add new equipment (Walk-in cooler and freezer), and sinks. New plumbing pipes with grease trap. | FANGXIN PLUMBING
EP-2023-07926 | 2023-08-31 | 1068 KINGSWAY, Vancouver, BC | Electrical Permit | Commercial | Renovation | Completed | Installation / Repair - Commercial - Feeder (sub-service) change from 100a single phase to 3 phase 200a, install new 200a panel. Install receptacles, branch circuits for cooler and freezer, and other equipment. >BP: 1068 Kingsway Interior alterations only and a change of use from the existing Health Care Office use (Group D) to a new Retail Food Store (meat processing/selling store) (Group E) to provide tenant improvements in this existing one storey commercial building. New Tenant: Market Alley Meat Limited. Scope of works: Demolish existing interior walls and add new equipment (Walk-in cooler and freezer), and sinks. New plumbing pipes with grease trap. | Green Mountain Multitech Ltd
EP-2022-02202 | 2022-03-21 | 1070 KINGSWAY, Vancouver, BC | Electrical Permit | Commercial | Tenant Improvement | Completed | Installation / Repair - Commercial - Interlocking for Kitchen exhaust hood >BP: Interior alterations to add new kitchen equipment for this existing Retail Ltd Food Store for a new tenant in this existing commercial building. one class 1 cooking operation. No exterior alterations proposed. Note: This application is reviewed under VBBL2019. | Roger Loo
GP-2022-00358 | 2022-02-03 | 5532 MAIN STREET, Vancouver, BC | Gas Permit | Residential | Tenant Improvement | Completed | Residential - Re Re Furnace | Moore & Russell Heating Ltd
GP-2023-00975 | 2023-03-18 | 1757 MCSPADDEN AVENUE, Vancouver, BC | Gas Permit | Residential | Renovation | Completed | Residential - Furnace Re and Re | Airlink Heating and Plumbing Ltd
PP-2022-04433 | 2022-12-16 | 1086 KINGSWAY, Vancouver, BC | Plumbing Permit | Commercial | Addition | Completed | Commercial - New plumbing fixtures in existing restaurant -Just adding a grease trap and 2 sinks as per health inspector request **No Building alterations or Building work otherwise a BP will be required Amend: Dec 20, 2022 Add 3 floor drains Amend: Dec 23rd, 2022 Remove 1 floor drain Originally amended for 3 Now there will be 2 | BD Plumbing
NULL | NULL | 1092 KINGSWAY, Vancouver, BC | Plumbing Permit | Commercial | New | Draft | Commercial - Will be adding 4 new sink fixtures into each treatment room (4 total). | NULL
PP-2023-02790 | 2023-08-10 | 1092 KINGSWAY, Vancouver, BC | Plumbing Permit | Commercial | Renovation | Completed | Commercial - four new hand sinks >BP: To provide interior alterations and a change of use from Beauty and Wellness Centre to Similar to Beauty and Wellness Centre at 1092 Kingsway in this existing commercial building for a limited period of time expiring January 5, 2025 unless extended in writing by the Director of Planning. Scope of work includes adding new partition walls to provide separate rooms. | Creston Plumbing & Heating Ltd
EP-2023-07602 | 2023-08-23 | 1092 KINGSWAY, Vancouver, BC | Electrical Permit | Commercial | Renovation | Completed | Installation / Repair - Commercial - Install new receptacles and new dimmer switches for the new rooms. BP: Related to DP-2023-00472 To provide interior alterations and a change of use from Beauty and Wellness Centre to Similar to Beauty and Wellness Centre at 1092 Kingsway in this existing commercial building for a limited period of time expiring January 5, 2025 unless extended in writing by the Director of Planning. Scope of work includes adding new partition walls to provide separate rooms. | Psalm Electrical And Construction LTD.
EP-2022-08033 | 2022-10-28 | 1576 KINGSWAY, Vancouver, BC | Electrical Permit | Commercial | Addition | Completed | Installation / Repair - Commercial - install new sign power 120V 15A 1ph ,control by time RE SI-2022-00491 | We Do Electrical Ltd
EP-2023-10061 | 2023-11-24 | 1629 KINGSWAY, Vancouver, BC V5N 2S2 | Electrical Permit | Commercial | Tenant Improvement | Issued | Installation / Repair - Commercial - -Service upgrade to retail unit from 3PH 100A to 3 PH 400A | Hopemate Electrical Solutions Inc
EP-2023-10263 | 2023-11-27 | 1671 KINGSWAY, Vancouver, BC V5N 2S2 | Electrical Permit | Commercial | Renovation | Completed | Installation / Repair - Commercial - Added partition walls. Relocate two switches. Add 120V 15A receptacles in new partition walls. CF-2023-010516 >BP: Ground Floor CF-2023-010516 Interior alterations to provide tenant improvement of the existing general office (group D) on the ground floor of this existing single-storey mixed-use commercial building. Scope of work includes: New interior non-loadbearing walls, and fire-stopping as required and electrical work. TENANT: Tran-Vu Tax Services Ltd Building Sprinklered – Building inspector to determine on site if a separate sprinkler permit is required. Energy checklist is currently no longer required with your Building Permit (BP) application. Some supporting documents are still required at BP stage, specifically Envelope and HVAC, if applicable. Service Water Heating and Lighting supporting documents, if applicable, must be submitted with your related trades permits (e.g. electrical and plumbing). | Oscar Electric Ltd
PP-2022-00503 | 2022-02-22 | 1685 KINGSWAY, Vancouver, BC V5N 2S2 | Plumbing Permit | Commercial | Tenant Improvement | Completed | Commercial - Adding plumbing fixtures Interior alterations to provide improvements for this existing retail store in this existing commercial building on this site. Scope of work to include: remove interior walls/doors and build new interior partition wall to suite new layout, new millwork displays, shelving and racks, plumbing/grease trap, lighting | West Pender Mechanical Ltd
EP-2022-00682 | 2022-03-21 | 1685 KINGSWAY, Vancouver, BC V5N 2S2 | Electrical Permit | Commercial | Renovation | Completed | Installation / Repair - Commercial - REPLACE LIGHTING FIXTURES , INSTALL NEW RECEPTACLE INSTALL A SUBPANEL FOR RECEPTACLE >BP: Interior alterations to provide improvements for this existing retail store in this existing commercial building on this site. Scope of work to include: remove interior walls/doors and build new interior partition wall to suite new layout, new millwork displays, shelving and racks, plumbing/grease trap, lighting E2 - Lighting - Upgrade to incorporate Scheduled Shutoff (per 9.4.1.1.(i) of ASHRAE 90.1-2016) The services of a Structural Engineer may be required, based upon site inspection by the District Building Inspector. Ok for field review per N. Jalalkamali | ENT Electric Ltd.
SP-2022-00971 | 2022-06-16 | 445 MAIN STREET, Vancouver, BC V6A 2T7 | Sprinkler Permit | Commercial | Tenant Improvement | Completed | Commercial - Relocate 17 heads throughout unit >BP: 445 Main St & 455 Main St To alter the interior of this existing 2-storey commercial building to reinstate the demising wall between 445 Main St (retail shell space) and 455 Main St (retail shell space) on the ground floor. Scope of work includes: demolition of partition walls and construct new demising wall. | Ace Fire Prevention Ltd
SP-2021-01440 | 2022-05-19 | 445 MAIN STREET, Vancouver, BC V6A 2T7 | Sprinkler Permit | Commercial | Tenant Improvement | Completed | Commercial - 18 relocates pendant to upright >445 Main St & 455 Main St To alter the interior of this existing 2-storey commercial building to reinstate the demising wall between 445 Main St (retail shell space) and 455 Main St (retail shell space) on the ground floor. Scope of work includes: demolition of partition walls and construct new demising wall. NOTE: These units are approved as a retail store SHELL SPACE ONLY. Separate permit(s) are required prior to any future tenant improvements and/or occupancies. | Ace Fire Prevention Ltd
EP-2023-05391 | 2023-06-29 | 487 MAIN STREET, Vancouver, BC V6A 2T7 | Electrical Permit | Commercial | Addition | Completed | Installation / Repair - Commercial - Install circuit for sign SI-2022-00538 | Red Ryno Energy Ltd
SP-2023-00652 | NULL | 8449 MAIN STREET, Vancouver, BC | Sprinkler Permit | Commercial | Tenant Improvement | Cancelled | Commercial - UNIT #108 - sprinkler alterations to accommodate tenant improvement >DB: #108 - 8449 Main Street Alterations to unit #108 of this existing commercial building and to add a subsidiary office use in the existing showroom Scope of work includes: 1) Interior alterations to add 10 Staff rooms and 1 meeting room. 2) Alterations to add one accessible washroom. 3)Update all exit signage to 2019 VBBL requirement. As per B Cowan | General Sprinkler Systems Ltd
EP-2023-01625 | 2023-04-04 | 8449 MAIN STREET, Vancouver, BC | Electrical Permit | Commercial | Addition | Completed | Installation / Repair - Commercial - Electrical and Data installation for a new 10 Staff rooms and 1 meeting room. Install new Heat-Pump , HP-1, was included on the power plan and load calculation in both our March 7th BP Amendment Submission, and our March 28th Re-BP Amendment Submission. The load calculation is located on page E000, and its location on page E100. It’s location and load were based on mechanical coordination drawings received March 6th, 2023. The existing electrical panel has a 200 Amp 3 Phase power availability, so this new Heat Pump has just a small consumption in comparison to the available power. >BP: #108 - 8449 Main Street Alterations to unit #108 of this existing commercial building and to add a subsidiary office use in the existing showroom Scope of work includes: 1) Interior alterations to add 10 Staff rooms and 1 meeting room. 2) Alterations to add one accessible washroom. 3)Update all exit signage to 2019 VBBL requirement. As per B Cowan Architectural Schedule B provided by Eizaburo Kibayashi Electrical Schedule B provided by Ziyu Fan,P.Eng Mechanical/ Plumbing Schedule B provided by Xiangyang Tan | ALLPOWER SOLUTIONS INC
SP-2023-00262 | 2023-06-15 | 8449 MAIN STREET, Vancouver, BC | Sprinkler Permit | Commercial | Tenant Improvement | Completed | Commercial - For sprinkler system alterations to the 2019 VBBL and NFPA 13, 2013 for the tenant improvements to provide alterations to unit #108 of this existing commercial building and to add a subsidiary office use in the existing showroom. Engineer of Record: Farzad Hemmati 604-649-4574 farzadh@bmactc.com | General Sprinkler Systems Ltd
PP-2023-00533 | 2023-04-12 | 8449 MAIN STREET, Vancouver, BC | Plumbing Permit | Commercial | Renovation | Completed | Commercial - All new fixtures >BP: Alterations to unit #108 of this existing commercial building and to add a subsidiary office use in the existing showroom Scope of work includes: 1) Interior alterations to add 10 Staff rooms and 1 meeting room. 2) Alterations to add one accessible washroom. 3)Update all exit signage to 2019 VBBL requirement. As per B Cowan June 22/2023-AMEND - cancel One Urinal and add one toilet main floor, one kitchen sink second floor | New Cityview Plumbing, Heating & Renovations Inc
SP-2023-02161 | 2023-11-29 | 622 BUTE STREET, Vancouver, BC | Sprinkler Permit | Commercial | Tenant Improvement | Completed | Commercial - Removal of existing x1 exposed sprinkler head >BP: Interior alterations to demise this existing Health Care Office (1192 Melville St) into two units on the ground floor of this existing commercial building on this site. | Fire Pro Fire Protection Ltd.
EP-2023-07878 | 2023-08-31 | 1192 MELVILLE STREET, Vancouver, BC | Electrical Permit | Commercial | Renovation | Completed | Installation / Repair - Commercial - Wiring alteration, relocation some switch and receptacles. Relocation some lights - There are two existing lights to be relocated only. >BP: Interior alterations to demise this existing Health Care Office (1192 Melville St) into two units on the ground floor of this existing commercial building on this site. Note to applicant: The services of a structural engineer may be required, based upon site inspection by the District Building Inspector. A Sprinkler permit may be required, as determined by the District Building Inspector. Energy checklist is currently no longer required with your Building Permit (BP) application. Some supporting documents are still required at BP stage, specifically Envelope and HVAC, if applicable. Service Water Heating and Lighting supporting documents, if applicable, must be submitted with your related Trades permits (e.g. electrical and plumbing | Greenvolt Electric Ltd
EP-2022-05138 | 2022-06-20 | 2267 KINGSWAY, Vancouver, BC | Electrical Permit | Commercial | Tenant Improvement | Completed | Installation / Repair - Commercial - Low voltage wiring for retail TI: alarm, CCTV and data >BP: Interior alterations to provide improvements for a new Cannabis Store tenant at this existing Cannabis Store unit 2267 Kingsway on the ground floor of this commercial building on this site. OK for field review per W.Wong May 6, 2022 | Quality Guaranteed Services Inc
SP-2022-01108 | 2022-07-26 | 2267 KINGSWAY, Vancouver, BC | Sprinkler Permit | Commercial | Tenant Improvement | Completed | Commercial - T-bar celling to open celling in front area, pendent sprinkler change to upright Interior alterations to provide improvements for a new Cannabis Store tenant at this existing Cannabis Store unit 2267 Kingsway on the ground floor of this commercial building on this site. *****This application does not include any of the following: 1. Not more than 20 sprinklers (add, relocate, or remove), 2. hydraulic calculations, 3. change in occupancy and /or hazard classification, 4. warehouse storage arrangements, 5. mobile compact storage arrangements, 6. alternative solutions, 7. changes to the sprinkler system supply piping (e.g. valves, mains, cross-mains, branch-lines, etc.), or 8. flexible sprinkler pipe. | Spectrum Fire Protection Ltd
EP-2022-04383 | 2022-06-09 | 2267 KINGSWAY, Vancouver, BC | Electrical Permit | Commercial | Renovation | Completed | Installation / Repair - Commercial - Commercial retail - plugs, lighting, cabinet lighting >BP: Interior alterations to provide improvements for a new Cannabis Store tenant at this existing Cannabis Store unit 2267 Kingsway on the ground floor of this commercial building on this site. OK for field review per W.Wong May 6, 2022 | Bluephase Electrical Ltd
PP-2022-02414 | 2022-07-13 | 518 MAIN STREET, Vancouver, BC | Plumbing Permit | Commercial | Renovation | Completed | Commercial - restraunt renovation >Change of Major Occupancy and Interior and Exterior Alterations - From Retail (E) to Restaurant (A2) - Small Suite for the new tenant in this suite within the existing one-story unsprinklered building. Scope of work includes: - Class 1 Cooking Operation - new exhaust hood, cooking equipment and rooftop unit. - New universal toile room - Interior fit-out. *** Permit is reviewed under VBBL 2019 *** Building Review Notes: - Maximum occupant load can not exceed 60 persons due to washroom capacity restriction. - Upgrade Levels: F1, S1, N1, A1, E2 Mechanical Review Notes: 1. Class 1 cooking operations (Grease-Laden Vapours). 2. Commercial kitchen exhaust system to NFPA 96 (Type 1 hood). | Paton Plumbing Worx Inc
EP-2022-06833 | 2022-08-16 | 518 MAIN STREET, Vancouver, BC | Electrical Permit | Commercial | Renovation | Completed | Installation / Repair - Commercial - Complete electrical/data installation to accommodate a new restaurant/cocktail bar. Scope of work includes new installation of all electrical work in the building other than the existing service. >BP: Change of Major Occupancy and Interior and Exterior Alterations - From Retail (E) to Restaurant (A2) - Small Suite for the new tenant in this suite within the existing one-story unsprinklered building. Scope of work includes: - Class 1 Cooking Operation - new exhaust hood, cooking equipment and rooftop unit. - New universal toile room - Interior fit-out. *** Permit is reviewed under VBBL 2019 *** Building Review Notes: - Maximum occupant load can not exceed 60 persons due to washroom capacity restriction. - Upgrade Levels: F1, S1, N1, A1, E2 Mechanical Review Notes: 1. Class 1 cooking operations (Grease-Laden Vapours). 2. Commercial kitchen exhaust system to NFPA 96 (Type 1 hood). | CSK Electric Inc
PP-2022-04154 | 2022-11-18 | 7110 KERR STREET, Vancouver, BC | Plumbing Permit | Commercial | Renovation | Completed | Commercial - One drinking fountain to be added in building. | Four Lakes Mechanical LTD
EP-2023-05398 | 2023-06-20 | 7116 KERR STREET, Vancouver, BC | Electrical Permit | Commercial | Tenant Improvement | Completed | Installation / Repair - Commercial - Replace light fixtures, install sensor switches and install receptacles. >BP: Interior alterations to provide improvements for this existing health care tenant in this existing commercial building on the site. Scope of work is to construct a new room, update interior finishes and electrical work. | Marcel Electric Inc
SP-2023-01356 | 2023-07-25 | 7116 KERR STREET, Vancouver, BC | Sprinkler Permit | Commercial | Tenant Improvement | Completed | Commercial - Add (3) new sprinklers to new wall layout >BP: Interior alterations to provide improvements for this existing health care tenant in this existing commercial building on the site. Scope of work is to construct a new room, update interior finishes and electrical work. *****This application does not include any of the following: 1. Not more than 20 sprinklers (add, relocate, or remove), 2. hydraulic calculations, 3. change in occupancy and /or hazard classification, 4. warehouse storage arrangements, 5. mobile compact storage arrangements, 6. alternative solutions, 7. changes to the sprinkler system supply piping (e.g. valves, mains, cross-mains, branch-lines, etc.), or 8. flexible sprinkler pipe. | Community Fire Prevention Ltd
EP-2022-10389 | 2022-12-08 | 7132 KERR STREET, Vancouver, BC | Electrical Permit | Commercial | NULL | Expired | Annual / Operating - Annual operating permit Valid Dec 07/2022 until Dec 06/2023 Expired Permit EP-2021-09078 | Finn Electric Ltd DBA Litespan Electric
EP-2023-11187 | 2023-12-15 | 7132 KERR STREET, Vancouver, BC | Electrical Permit | Commercial | NULL | Issued | Annual / Operating - Annual operating permit Valid Dec 07/2023 until Dec 06/2024 Renewal of EP-2022-10389 | Finn Electric Ltd DBA Litespan Electric
EP-2022-05755 | 2022-07-11 | 7150 KERR STREET, Vancouver, BC | Electrical Permit | Commercial | Addition | Completed | Installation / Repair - Commercial - re-lamp, re-ballast on T8 fixture. Replace old fluorescent fixture into LED down light | Atlantic Electric Ltd
EP-2023-07498 | 2023-08-16 | 394 KINGSWAY, Vancouver, BC | Electrical Permit | Commercial | Addition | Completed | Installation / Repair - Commercial - -Rearrange Main Panel to make room for new "EV Charger" Breaker -Remove existing "EV Charger" circuit from service -Replace existing 240V 20A Outlet with blank plate -Supply and install 40A Breaker in the Main Panel -Supply and install 8 AWG 3C Teck from Main Panel, through T-Bar ceiling and to lower floor -Supply and install 3/4" EMT conduit and cabling along lower floor beams to a junction box below EV Charger location -Supply and install 8 AWG 3C Teck from the junction box to a NEMA 14-50R Outlet at the Customer Supplied EV Charger Location -Test connections and commission installation -Tidy site and dispose of garbage correctly and safely | TDR Electric Inc
EP-2023-10812 | 2023-12-01 | 2934 KINGSWAY, Vancouver, BC | Electrical Permit | Commercial | Addition | Issued | Temporary Power - Commercial - To provide temporary power. | Amco & Harp Electric Ltd
MP-2023-01407 | 2023-08-01 | 2939 KINGSWAY, Vancouver, BC | Mechanical Permit | NULL | NULL | Cancelled | NULL | Quick Cool Heating and Air Conditioning Ltd
PP-2022-02005 | 2022-06-13 | 919 LAMEY'S MILL ROAD, Vancouver, BC | Plumbing Permit | Commercial | Renovation - Dwelling Unit(s) only | Completed | Commercial - Installation of 1 toilet and 1 sink, fixtures only | G2 Mechanical Ltd
EP-2023-05539 | 2023-06-29 | 921 LAMEY'S MILL ROAD, Vancouver, BC | Electrical Permit | Residential | Renovation | Completed | Installation / Repair - Residential - Install new dishwasher circuit. | Bravo Electric Ltd
EP-2023-04207 | 2023-05-19 | 6602 MAIN STREET, Vancouver, BC | Electrical Permit | Commercial | Addition | Completed | Installation / Repair - Commercial - Extra low voltage security system >BP: Exterior and interior alterations to change the use from Health Care Office to Retail Store (Jeweler) in this unit at this existing commercial building. Work includes changes in wall layouts, windows, millwork, lighting, floor/wall finishes and addition of interior security doors Sch B (Struct): Carlos Chiu, P.Eng #19417, 604-737-9830, Chiu Hippmann engineering Inc. Rev#1: Updating contractor and point of contact on record. No project value added. new GC: Mark Mrsic, 604-720-3183, Marmont Construction, IMBL 00173527 Main point of contact for site coordination Karan Thakur. Phone – 778-987-3446 Email – kthakur.vcc@gmail.com E2 - Lighting - Exterior Lighting Control (per 9.4.1.4 of ASHRAE 90.1-2016) | Alarmtron BC Ltd
PP-2023-00233 | 2023-01-23 | 6602 MAIN STREET, Vancouver, BC | Plumbing Permit | Commercial | Renovation | Completed | Commercial - Adding a single basin kitchen sink and a hand wash sink. >BP: Exterior and interior alterations to change the use from Health Care Office to Retail Store (Jeweler) in this unit at this existing commercial building. Work includes changes in wall layouts, windows, millwork, lighting, floor/wall finishes and addition of interior security doors Sch B (Struct): Carlos Chiu, P.Eng #19417, 604-737-9830, Chiu Hippmann engineering Inc. | MetroWest Plumbing & Heating Ltd
EP-2023-00520 | 2023-01-24 | 6602 MAIN STREET, Vancouver, BC | Electrical Permit | Commercial | Tenant Improvement | Completed | Installation / Repair - Commercial - Wire and install LED pot lights , wire and install new power circuit , wire and install new stove outlet ,wire and install new emergency exit signs and remote heads >BP: Exterior and interior alterations to change the use from Health Care Office to Retail Store (Jeweler) in this unit at this existing commercial building. Work includes changes in wall layouts, windows, millwork, lighting, floor/wall finishes and addition of interior security doors Sch B (Struct): Carlos Chiu, P.Eng #19417, 604-737-9830, Chiu Hippmann engineering Inc. E2 - Lighting - Exterior Lighting Control (per 9.4.1.4 of ASHRAE 90.1-2016) | York Electrical Ltd
PP-2022-01587 | 2022-05-19 | 6604 MAIN STREET, Vancouver, BC | Plumbing Permit | Commercial | Addition | Completed | Commercial - Adding a sink and pedicure chair No building work proposed | JAI Plumbing & Heating Ltd
EP-2022-02554 | 2022-03-30 | 6604 MAIN STREET, Vancouver, BC | Electrical Permit | Commercial | Addition | Completed | Installation / Repair - Commercial - Install EM light and exit light. Add one circuit for receptacle | Mandip Mroke
EP-2022-00979 | 2022-04-11 | 3743 MAIN STREET, Vancouver, BC | Electrical Permit | Commercial | Tenant Improvement | Completed | Installation / Repair - Commercial - Installation of two track light systems. Removal of old lighting. Installation of three pot lights. Installation of new emergency lighting and exit signs. Receptacles and switches to be updated. >BP: Interior alterations for a new retail tenant on the ground floor at this existing mixed use building on this site. Scope of work includes: adding new interior partition walls, track lighting, emergency lighting, and new painting and floor finishes. Notes: 1. Energy upgrade triggers: E2 - Lighting - Upgrade to incorporate Automatic Full OFF (per 9.4.1.1.(h) of ASHRAE 90.1-2016) | Livewire Energy Services Ltd.
EP-2023-10257 | 2023-11-13 | 3030 KINGSWAY, Vancouver, BC V5R 5J7 | Electrical Permit | Commercial | New | Issued | Temporary Power - Commercial - To provide temporary power. | GLBC ELECTRICAL CONTRACTORS LTD
NULL | NULL | 3030 KINGSWAY, Vancouver, BC V5R 5J7 | Electrical Permit | Commercial | New | Withdrawn | Temporary Power - Commercial - To provide temporary power. | MILKYWAY INDUSTRY LTD
PP-2022-01654 | 2022-05-16 | 2251 KINGSWAY, Vancouver, BC V5N 2T6 | Plumbing Permit | Commercial | Tenant Improvement | Completed | Commercial - Install plumbing for coffee shop and florist >BP: Interior alterations to provide improvements and change of major occupancy from Social Services Centre (A2) to Retail Store (E) in this existing mixed use building on this site. Scope of work: Construct interior walls, install sinks and equipment, finishing throughout. Revision #1 to change the layout to the rooms that are on the east side of the tenant space, as indicated on architectural drawing A-2, and on the Plumbing Drawings P-01, P-02, M-01, M-02. OK for field review as per Rosa Astorino - Jan 5, 2022 Mechanical and Plumbing Schedule B submitted by Xiangyang Tan, P. Eng, 778-706-5858 Energy upgrade: E2 - HVAC - Clean and Balance all Air Systems (per 6.7.2.3.2 of ASHRAE 90.1-2016) | Platinum Mechanical Systems Ltd
EP-2023-09690 | 2023-12-04 | 3938 MAIN STREET, Vancouver, BC | Electrical Permit | Commercial | New | Completed | Installation / Repair - Commercial - Installation of cable/provide power for a single phase outdoor Heat Pump Condenser Unit. MP-2023-02089 | Daniel Topping
MP-2023-02089 | 2023-11-27 | 3938 MAIN STREET, Vancouver, BC | Mechanical Permit | NULL | NULL | Issued | NULL | Pro Ace Heating & Air Conditioning Services Ltd
EP-2023-11273 | 2023-12-20 | 3938 MAIN STREET, Vancouver, BC | Electrical Permit | Commercial | Tenant Improvement | Completed | Installation / Repair - Commercial - Installation of security system | 1408168 Ontario Inc
PP-2023-03445 | 2023-09-28 | 4071 MAIN STREET, Vancouver, BC | Plumbing Permit | Commercial | Tenant Improvement | Issued | Commercial - backflow device for a steam oven Note: No building work alteration proposed | Pioneer Plumbing & Heating Inc
EP-2023-01622 | 2023-02-27 | 2408 MAIN STREET, Vancouver, BC | Electrical Permit | Commercial | Renovation | Completed | Installation / Repair - Commercial - pulled new wires from the disconnect to the meter base and changed the disconnect to new new one -The wires were melted and hydro called the owner and said the meter was over heating so we changed the wires and hydro needs a permit to re seal the meter | David Stein
EP-2023-01623 | 2023-02-27 | 2410 MAIN STREET, Vancouver, BC | Electrical Permit | Commercial | Renovation | Completed | Installation / Repair - Commercial - install a new meter base in the electrical room and separate 2408 and 2410 on to separate meters - Just changing the disconnect as it was broken | David Stein
NULL | NULL | 2418 MAIN STREET, Vancouver, BC | Electrical Permit | Commercial | NULL | Draft | Movie Set / Filming - To allow for Movie Set/Filming Applicant shall provide completed Contractor Declaration form, and dates of filming and associated location(s) to csinspection.clerks@vancouver.ca prior to the commencement of filming. Visit vancouver.ca/inspections for more details. | NULL
PP-2023-03867 | 2023-11-02 | 4458 MAIN STREET, Vancouver, BC | Plumbing Permit | Commercial | Tenant Improvement | Issued | Commercial - DWV ,water pipe rough in &finishing >BP: #4458 Main St Interior alterations to provide tenant improvements to existing retail unit. Scope of work includes construction of interior partition walls, plumbing and lighting upgrades, and ceiling replacement. | JMC Plumbing & Heating Ltd
EP-2023-11263 | 2023-12-19 | 4458 MAIN STREET, Vancouver, BC | Electrical Permit | Commercial | Tenant Improvement | Issued | Installation / Repair - Commercial - TI: Installation of pot lights, led panel lights, receptacles. >BP: #4458 Main St Interior alterations to provide tenant improvements to existing retail unit. Scope of work includes construction of interior partition walls, plumbing and lighting upgrades, and ceiling replacement. Ok for field review per S. Jordan 8 Sep 2023 Note to applicant: The services of a structural engineer may be required, based upon site inspection by the District Building Inspector. Sched B (Mechanical): Alex Z.Q. Li, P.Eng - 778.323.1368 Notes: 1. Energy upgrade trigger: E2 - Lighting - Upgrade to incorporate Automatic Partial OFF (per 9.4.1.1.(g) of ASHRAE 90.1-2016) 2. DBI to determine if any additional permit are required | Myarc Electrical Inc
EP-2023-11194 | 2023-12-15 | 4458 MAIN STREET, Vancouver, BC | Electrical Permit | Commercial | New | Issued | Installation / Repair - Commercial - Tel/tv/data, security alarm and camera rough in Interior alterations to provide tenant improvements to existing retail unit. Scope of work includes construction of interior partition walls, plumbing and lighting upgrades, and ceiling replacement. | SIGHTLINE TECHNOLOGY LTD.
MP-2023-00443 | 2023-03-22 | 5336 MAIN STREET, Vancouver, BC | Mechanical Permit | NULL | NULL | Completed | NULL | Ashton Service Group/Ashton Mechanical Ltd.
GP-2022-03227 | 2022-10-19 | 1327 LABURNUM STREET, Vancouver, BC | Gas Permit | Residential | Renovation - Dwelling Unit(s) only | Completed | Residential - RE&RE AirEase 45,000btu furnace | Kits Plumbing and Heating Ltd
EP-2023-04553 | 2023-05-30 | 4538 MAIN STREET, Vancouver, BC | Electrical Permit | Commercial | Renovation | Completed | Installation / Repair - Commercial - Relocate some existing light and switch. No additional light all are existing (40W each X 12 unit, Led Flat Panel: 24FP4735C). >BP: Interior alterations to provide tenant improvements to this existing Health Care Office (Optometry) in this existing commercial building. Okay for DTI processing by J. Zhang March 2, 2023. | Zinovia Construction Ltd.
PP-2023-01886 | 2023-05-29 | 4538 MAIN STREET, Vancouver, BC | Plumbing Permit | Commercial | Addition | Completed | Commercial - This is a shop getting 2 sink replacement. >BP: Interior alterations to provide tenant improvements to this existing Health Care Office (Optometry) in this existing commercial building. | AKAL Plumbing & Heating Ltd
PP-2023-03342 | 2023-09-19 | 4316 MAIN STREET, Vancouver, BC | Plumbing Permit | Commercial | Tenant Improvement | Completed | Commercial - Install two backflows. On icemaker and dishwasher | Marpole Plumbing & Heating Inc
PP-2022-02427 | 2022-07-13 | 4346 MAIN STREET, Vancouver, BC | Plumbing Permit | Commercial | Addition | Completed | Commercial - Install RPBA on ice machine supply Install RPBA on dishwasher supply Install Vacuum breakers on Kitchen hose bibs. | J 8 PLUMBING & HEATING INC
GP-2022-02361 | 2022-08-11 | 4346 MAIN STREET, Vancouver, BC | Gas Permit | Commercial | Renovation | Completed | Commercial - Replacement of old griddle to a new one | Unimaster Appliances & Food Equipment Services Inc
EP-2023-10776 | 2023-12-11 | 4331 MAIN STREET, Vancouver, BC V5V 3R1 | Electrical Permit | Residential | Renovation | Completed | Installation / Repair - Residential - METER ONLY BC Hydro took the unit #103 meter couple months ago. the new owner request BC Hydro to install the meter back. so I need apply the safety check permit for unit 103 electrical service. The electrical service not affected. Just unit 103 reconnect the service (BC Hydro put the meter back) >Permit Amendment Dec 15, 2023 -"Amend the permit for the unit 103 service reconnection (meter work only) that is regarding the BC hydro ask the owner applies permit" | Buddy Electric Ltd
PP-2022-02555 | 2022-07-21 | 6657 MAIN STREET, Vancouver, BC V5X 3H3 | Plumbing Permit | Commercial | Renovation | Completed | Commercial - rough in and finishing | Advantage Home Service Ltd
EP-2022-07392 | 2022-09-02 | 6657 MAIN STREET, Vancouver, BC V5X 3H3 | Electrical Permit | Commercial | Tenant Improvement | Completed | Installation / Repair - Commercial - Walk in cooler, walk in freezer wiring using existing circuits and install two new lights in washroom and back room >BP: To alter the interior of this existing Retail Store to provide improvements for a new tenant. Scope of work includes installation of two sinks. AMEND: OCT 12/2022 Install 3 - 120 volt 20 amp new plugs with existing extra circuits. | Five K Electric Ltd
NULL | NULL | 6684 MAIN STREET, Vancouver, BC | Plumbing Permit | Commercial | Renovation - Dwelling Unit(s) only | Withdrawn | Commercial - adding one water closet, basin, and drinking fountain | NULL
PP-2023-02809 | 2023-08-09 | 6684 MAIN STREET, Vancouver, BC | Plumbing Permit | Commercial | Renovation | Completed | Commercial - plumbing >BP: Interior alterations and a change of use from Retail to small suite School - Business (low occupant load D) to provide improvements for a new tenant at 6684 Main St on the ground floor of this mixed-use building on this site. | REYBIN PLUMBING INC
EP-2023-07119 | 2023-08-08 | 6684 MAIN STREET, Vancouver, BC | Electrical Permit | Commercial | Renovation | Completed | Installation / Repair - Commercial - Relocate & add receptacles for computer desks. Low Voltage wiring for Data & TVs. Power connection for exterior sign. Add 3 pot lights / receptacles in reception area. Add EM remote heads in washrooms. BP: Interior alterations and a change of use from Retail to small suite School - Business (low occupant load D) to provide improvements for a new tenant at 6684 Main St on the ground floor of this mixed-use building on this site. New Tenant: Code Ninjas Vancouver Not touching ceiling & electrical panel. | Bright On Electric Ltd
PP-2023-02721 | NULL | 6684 MAIN STREET, Vancouver, BC | Plumbing Permit | Residential | Renovation | Withdrawn | Residential - plumbing | NULL
EP-2023-09684 | 2023-11-21 | 6684 MAIN STREET, Vancouver, BC | Electrical Permit | Commercial | Addition | Issued | Installation / Repair - Commercial - 25A AC Unit Installation *An approved mechanical permit is required for the installation of air conditioning or heat pump unit at the time of installation before a final electrical inspection will be performed | Bright On Electric Ltd
NULL | NULL | 75 W 5TH AVENUE, Vancouver, BC V5Y 1H4 | Electrical Permit | Commercial | Renovation | Draft | Installation / Repair - Commercial - instail lights,swithe ,pluge, and exit light ,emergince ligh, | Xian Zhao
PP-2022-04017 | 2022-11-21 | 75 W 5TH AVENUE, Vancouver, BC V5Y 1H4 | Plumbing Permit | Commercial | Addition | Issued | Commercial - Install (4) water closets, (4) lavatories. >DB: Exterior and Interior alterations to provide improvements for a new packing plant with ancillary office single tenant space in this existing commercial building on this site. Scope of work: 3 new windows on south elevation, remove interior partition walls/doors, remove stairs and construct new stairs to accommodate new layout, remove portion of the floor and install a new slab to match level of lower floor, rebuild a portion of the wall/floor assembly, new shelving and racking throughout, construct new offices and washrooms on second floor | Westin Plumbing & Heating Ltd
EP-2023-00270 | 2023-01-16 | 75 W 7TH AVENUE, Vancouver, BC V5Y 1L4 | Electrical Permit | Commercial | Renovation | Completed | Installation / Repair - Commercial - Installing receptacles and new exit signs. re locating existing tracks | FOS Electric Systems Ltd
EP-2023-01647 | 2023-02-27 | 75 W 7TH AVENUE, Vancouver, BC V5Y 1L4 | Electrical Permit | Commercial | Addition | Completed | Installation / Repair - Commercial - Security System Installation | Telus Custom Security Systems Inc
EP-2023-06222 | 2023-12-05 | 1373 MAPLE STREET, Vancouver, BC V6J 3S1 | Electrical Permit | Residential | Addition | Issued | Installation / Repair - Residential - Electrical installation of Heat Pump branch circuit | Daniel Topping
EP-2023-07344 | 2023-08-14 | 280 KEEFER STREET, Vancouver, BC | Electrical Permit | Commercial | Renovation | Issued | Installation / Repair - Commercial - We will be replacing the existing defective fire alarm panel with a new Edwards quickstart panel. Material and verification will be provided by Chubb Fire and Security. Note: The issuance of this permit is based on Bulletin 2018-004-BU/EL. This fire alarm system upgrade is limited only to the replacement of existing panel without altering the existing wiring or outlet boxes. | Top Solutions Systems Integration Ltd
EP-2023-10926 | 2023-12-15 | 280 KEEFER STREET, Vancouver, BC | Electrical Permit | Commercial | Renovation | Issued | Installation / Repair - Commercial - EXISTING SERVICE- METER ONLY Re-install Hydro meters for 2 floors Service stays the same, they removed the tenant metering. Service did not change. now they want tenant metering back again. | Ross Morrison Electrical Ltd
PP-2022-03302 | 2022-10-20 | 417 KEEFER STREET, Vancouver, BC | Plumbing Permit | Residential | Renovation | Completed | Residential - Will be installing new laundry box in basement and a new dishwasher in kitchen. -Dishwasher is getting installed in cabinet beside sink on main floor >NOTE: Any structural work may require a building permit | ASPRA PLUMBING & HEATING LTD.
EP-2022-06436 | 2022-08-02 | 417 KEEFER STREET, Vancouver, BC | Electrical Permit | Commercial | Addition | Completed | Installation / Repair - Commercial - Add dishwasher circuit | Western Innovative System Ltd
PP-2022-03937 | 2022-11-01 | 451 KEEFER STREET, Vancouver, BC | Plumbing Permit | Residential | Addition | Completed | Residential - Adding a new dishwasher beside kitchen sink | ASPRA PLUMBING & HEATING LTD.
EP-2022-08384 | 2022-10-06 | 451 KEEFER STREET, Vancouver, BC | Electrical Permit | Commercial | Addition | Completed | Installation / Repair - Commercial - Add dedicated circuit for hardwired dishwasher | Western Innovative System Ltd
NULL | NULL | 3475 KINGSWAY, Vancouver, BC | Plumbing Permit | Commercial | Addition | Withdrawn | Commercial - Adding 3 sinks 1) handwashing 2) Mop sink 3) 3 compartment sink | NULL
EP-2022-09479 | 2022-11-08 | 3487 KINGSWAY, Vancouver, BC | Electrical Permit | Commercial | Addition | Completed | Installation / Repair - Commercial - replace fuse box to breaker panel, install 2-exit/emergency, need BC hydro to install meter for this unit. ( meter base and disconnect switch all existing in building electrical room) AMEND: NOV 21/2022 Service reconnect 120/240V 30A single phase. | Silver Star Electric Ltd
NULL | NULL | 3487 KINGSWAY, Vancouver, BC | Electrical Permit | Commercial | Addition | Draft | Installation / Repair - Commercial - replace fuse box to breaker panel, install 2-exit/emergency, need BC hydro to install meter for this unit. ( meter base and disconnect switch all existing in building electrical room) | Silver Star Electric Ltd
GP-2024-00153 | 2024-01-18 | 1911 KITCHENER STREET, Vancouver, BC | Gas Permit | Residential | Renovation | Completed | Residential - RE&RE hot water tank | Milani Plumbing Heating & Air Conditioning Ltd
EP-2023-07474 | 2023-08-16 | 612 KINGSWAY, Vancouver, BC | Electrical Permit | Commercial | Renovation | Completed | Installation / Repair - Commercial - Emergency replacement of service conductors between weather head & main disconnect. | Elysium Electric Ltd
EP-2022-08443 | 2022-10-07 | 623 KINGSWAY, Vancouver, BC V5T 3K5 | Electrical Permit | Commercial | Renovation | Completed | Installation / Repair - Commercial - Move outlets and light switches. Add 4 outlets. -we are going to change location of 1 light fixture - We will install 1 central switch for lal lights also. >BP: Interior alterations to provide improvements to this existing Beauty and Wellness on the ground floor of this exiting mixed use building on this site. Scope of work includes the removal and addition of interior walls, revised lighting layout and new millwork. Tenant Name: Liveo Beauty Related to DP-2020-00794 OK for field review per Kirat Kang - July 18, 2022. Notes: - Energy Upgrade: E2 - Lighting - Upgrade to Local Control (per 9.4.1.1.(a) of ASHRAE 90.1-2016) - This building is not sprinklered. - DBI to determine on site if a Schedule B, Structural, is required. - No translucent or opaque film, artwork, posters, shelving, display cases or similar elements are to be installed on or directly outside or inside of the approved glazing frontages and windows so that the interior of the premises is visible at all times from the sidewalk. - Maximum occupant load: 10 persons. A permanent sign with lettering not less than 50mm high with a 12mm stroke must be placed at the front entrance indicating the max occupant load. Energy checklist is currently no longer required with your Building Permit application. Some supporting documents are still required at BP stage, specifically Envelope and HVAC, if applicable. Service Water Heating and Lighting supporting documents, if applicable, must be submitted with your related trades permits (e.g. electrical and plumbing). All energy upgrades will be checked during inspections stage. It is the applicant's responsibility to identify and note all required upgrades including energy upgrades on their BP drawings at BP stage. | Open Electrical Solutions Inc
PP-2022-02603 | 2022-09-08 | 623 KINGSWAY, Vancouver, BC V5T 3K5 | Plumbing Permit | Commercial | Tenant Improvement | Completed | Commercial - Proposed unit is doing a complete reno at existing salon. Reno includes, addition of 4 pedicure stations, washer/dryer combo, mop sink and hwt. -4 of the sinks are pedicure sinks >Interior alterations to provide improvements to this existing Beauty and Wellness on the ground floor of this exiting mixed use building on this site. Scope of work includes the removal and addition of partitions, new millwork, electrical and plumbing work. OK for field review per Kirat Kang - July 18, 2022. Related to DP-2020-00794 Note: Energy trigger chosen: E2 - Lighting - Upgrade to Local Control (per 9.4.1.1.(a) of ASHRAE 90.1-2016) | Flawless Plumbing Heating & Gas Ltd
NULL | NULL | 623 KINGSWAY, Vancouver, BC V5T 3K5 | Plumbing Permit | Commercial | Renovation - Dwelling Unit(s) only | Draft | Commercial - new above grade drainage and venting to 4 hand sinks and 4 foot sinks in a nail salon getting upgraded. New pex water piping to each fixture. | West Coast Watershield Inc
PP-2024-00137 | 2024-01-23 | 4387 MAIN STREET, Vancouver, BC | Plumbing Permit | Commercial | Renovation | Issued | Commercial - Installation of 3 hand sinks >BP: Interior alterations to change the use from Office to Beauty and Wellness Center with ancillary retail in this unit 4387 Main Street. Scope of work includes reconfiguring the interior walls and new lighting throughout. | J & L Ferda Electrical and Plumbing
EP-2024-00483 | NULL | 4387 MAIN STREET, Vancouver, BC | Electrical Permit | Commercial | Tenant Improvement | Applicant Revisions | Installation / Repair - Commercial - Inspect + update existing space to comply with code. Client requires Electrical Inspections for Business License. Will need to replace Exit Signs with New Running Man style. Lighting + Power remains as is. >BP: Interior alterations to change the use from Office to Beauty and Wellness Center with ancillary retail in this unit 4387 Main Street. Scope of work includes reconfiguring the interior walls and new lighting throughout. New Tenant: Plain Jane Skin Bar Ltd | J & L Ferda Electrical and Plumbing
SP-2022-00273 | 2022-08-31 | 2787 LAUREL STREET, Vancouver, BC | Sprinkler Permit | Commercial | Tenant Improvement | Completed | Commercial - Relocation of 7 sprinkler heads to align with the new ceiling layout. Removal of one existing sprinkler head as the associated room it was serving is demo'd >Interior and exterior alterations to provide tenant improvements for retail food tenant (Starbucks Coffee) on the first storey of this existing ambulatory care building. Scope of work includes all new interior layout including new washrooms and service and lighting and revised entrances. They will be adding a new mobile order pick up window. Schedule B Architectural & Schedule A - David N. Palmer - 604-687-2511 Schedule B Electrical - Hyungryul (David) Joo - 604-298-4858 Schedule B Mechanical/Plumbing - Stephen Kooiman - 604-298-4858 E2 - Lighting - Upgrade to incorporate Scheduled Shutoff (per 9.4.1.1.(i) of ASHRAE 90.1-2016) SP-2022-00273 POD approves exterior changes A patio permit will be required for patio seating OK for field review as per Kirat Kang March 9/22 *****This application does not include any of the following: 1. Not more than 20 sprinklers (add, relocate, or remove), 2. hydraulic calculations, 3. change in occupancy and /or hazard classification, 4. warehouse storage arrangements, 5. mobile compact storage arrangements, 6. alternative solutions, 7. changes to the sprinkler system supply piping (e.g. valves, mains, cross-mains, branch-lines, etc.), or 8. flexible sprinkler pipe. | MG Fire Protection Ltd
PP-2022-03177 | 2022-10-03 | 2787 LAUREL STREET, Vancouver, BC | Plumbing Permit | Commercial | Renovation | Completed | Commercial - full renovation >DB: Interior and exterior alterations to provide tenant improvements for retail food tenant (Starbucks Coffee) on the first storey of this existing ambulatory care building. Scope of work includes all new interior layout including new washrooms and service and lighting and revised entrances. They will be adding a new mobile order pick up window. | CGM Mechanical Ltd
EP-2022-07277 | 2022-08-30 | 2787 LAUREL STREET, Vancouver, BC | Electrical Permit | Commercial | Renovation | Completed | Installation / Repair - Commercial - Renovation of existing Starbucks. Relocate & add new branch circuits, relocate and add new lighting - lighting controls (occupancy sensors to add & relocate). Relocate fire alarm pull stations c/w verification. Upgrade exit & emergency lighting. Line voltage power for air curtains. Communications & security cabling & terminations by others. Distribution & service to remain >BP: Interior and exterior alterations to provide tenant improvements for retail food tenant (Starbucks Coffee) on the first storey of this existing ambulatory care building. Scope of work includes all new interior layout including new washrooms and service and lighting and revised entrances. They will be adding a new mobile order pick up window. Schedule B Architectural & Schedule A - David N. Palmer - 604-687-2511 Schedule B Electrical - Hyungryul (David) Joo - 604-298-4858 Schedule B Mechanical/Plumbing - Stephen Kooiman - 604-298-4858 E2 - Lighting - Upgrade to incorporate Scheduled Shutoff (per 9.4.1.1.(i) of ASHRAE 90.1-2016) SP-2022-00273 POD approves exterior changes A patio permit will be required for patio seating | Charles Richard Pawluk o/a United Electrical Systems Ltd
EP-2022-08993 | 2022-10-25 | 2787 LAUREL STREET, Vancouver, BC | Electrical Permit | Commercial | Tenant Improvement | Completed | Installation / Repair - Commercial - Data/phone/POS/WiFi cabling >BP: Interior and exterior alterations to provide tenant improvements for retail food tenant (Starbucks Coffee) on the first storey of this existing ambulatory care building. Scope of work includes all new interior layout including new washrooms and service and lighting and revised entrances. They will be adding a new mobile order pick up window. Schedule B Architectural & Schedule A - David N. Palmer - 604-687-2511 Schedule B Electrical - Hyungryul (David) Joo - 604-298-4858 Schedule B Mechanical/Plumbing - Stephen Kooiman - 604-298-4858 E2 - Lighting - Upgrade to incorporate Scheduled Shutoff (per 9.4.1.1.(i) of ASHRAE 90.1-2016) SP-2022-00273 POD approves exterior changes A patio permit will be required for patio seating OK for field review as per Kirat Kang March 9/22 | Hook It Up Solutions Ltd
EP-2022-02357 | 2022-03-25 | 475 KEEFER STREET, Vancouver, BC | Electrical Permit | Commercial | Addition | Completed | Installation / Repair - Commercial - #475 Install dedicated circuit for dishwasher | Western Innovative System Ltd
PP-2022-01500 | 2022-05-06 | 475 KEEFER STREET, Vancouver, BC | Plumbing Permit | Commercial | Renovation - Dwelling Unit(s) only | Completed | Commercial - Dishwasher install > new installation ( no existing dishwasher) - new cabinets and new flooring - no drywall removal | Avion Mechanical Ltd
PP-2022-00550 | 2022-02-16 | 483 KEEFER STREET, Vancouver, BC | Plumbing Permit | Commercial | Renovation - Dwelling Unit(s) only | Completed | Commercial - Installation of water lines and drainage for new washing machine. | R & B Plumbing & Heating Ltd
EP-2022-00454 | 2022-01-24 | 483 KEEFER STREET, Vancouver, BC | Electrical Permit | Residential | Renovation | Completed | Installation / Repair - Residential - Install washer dryer hook up, load calculation not required, less than 15A. | C H Electric Ltd
GP-2023-03463 | 2023-11-09 | 1739 KITCHENER STREET, Vancouver, BC V5L 2W4 | Gas Permit | Residential | Tenant Improvement | Completed | Residential - Replacement of leaking combi boiler with new combi boiler | Boaz Szabo
EP-2022-04841 | 2022-06-09 | 2798 W BROADWAY, Vancouver, BC | Electrical Permit | Commercial | Renovation | Completed | Installation / Repair - Commercial - Replace 2X2 fixtures & T8 lamps as required | MEI Energy Solutions Ltd
EP-2023-03899 | 2023-05-05 | 3444 MCINTYRE DRIVE, Vancouver, BC | Electrical Permit | Commercial | Renovation | Completed | Installation / Repair - Commercial - 1. Kitchen Renovation: new counter plug circuits; new appliance circuits; new recessed lighting 2. Dining room lighting 3. Bathroom GFCI receptacles height adjustment 4. Laundry room recessed lighting 5. Master bedroom closet recessed lighting 6. Bonding for piping in mechanical room 7. New arc fault circuit for dining/hall receptacles | Delport Electric 2000 Ltd
EP-2022-03510 | 2022-05-10 | 2522 KINGSWAY, Vancouver, BC | Electrical Permit | Commercial | Renovation | Completed | Installation / Repair - Commercial - Replace broken down fire alarm panel and install missing pull stations and bells on existing wiring. We just need to replace the old fire alarm panel with new one. Install 2 pull stations. No new wiring required. Note: This permit has been issued based on Bulletin 2018-004-BU/EL. | Jun Jiang
EP-2023-00867 | 2023-02-02 | 2665 KINGSWAY, Vancouver, BC V5R 5H4 | Electrical Permit | Commercial | Addition | Completed | Installation / Repair - Commercial - Installation of LED cabinet sign at front of store and connect to existing power (SI-2022-00612) Amend: Feb 8, 2023 Photos of sign interior attached | Global Environmental Lighting Services Ltd
EP-2022-05511 | 2022-06-30 | 3345 KINGSWAY, Vancouver, BC | Electrical Permit | Commercial | Tenant Improvement | Completed | Installation / Repair - Commercial - Connect the new LED signage to front sign circuit. Referencing sign permit# S-2022-00109 | ATEC INSTALLATIONS LTD
PP-2022-00818 | 2022-03-09 | 3353 KINGSWAY, Vancouver, BC | Plumbing Permit | Commercial | Renovation | Completed | Commercial - Installation of one sink and one hot water tank Interior alterations to provide improvements to this existing retail space for a new retail tenant in this existing mixed-use building on this site. | G2 Mechanical Ltd
EP-2022-01383 | 2022-02-23 | 3353 KINGSWAY, Vancouver, BC | Electrical Permit | Commercial | Tenant Improvement | Completed | Installation / Repair - Commercial - Iinstall new electrical panel, run branch circuit, run Data lines, install LED light fixtures and sensor switches. >BP: Interior alterations to provide improvements to this existing retail space for a new retail tenant in this existing mixed-use building on this site. Ok for field review per Jamie Zhang, Nov.24/21 Letter of assurance provided by: - O.J. SOKULSKI, 604-925-3222, Schedule A & Schedule B (Electrical) - John Makepeace, 604-538-0767, Schedule B (Mechanical & Plumbing) | Marcel Electric Inc
PP-2022-00219 | 2022-01-25 | 3396 KINGSWAY, Vancouver, BC | Plumbing Permit | Commercial | Tenant Improvement | Completed | Commercial - delete backflow | Impetus Plumbing & Heating Ltd
EP-2022-05740 | 2022-07-08 | 1028 MAINLAND STREET, Vancouver, BC | Electrical Permit | Commercial | Tenant Improvement | Completed | Installation / Repair - Commercial - Install revenue meter for landlord to keep track electricity use by tenant. Amend: Aug 24, 2022 change it to 1028 Mainland Street | Hopemate Electrical Solutions Inc
NULL | NULL | 1028 MAINLAND STREET, Vancouver, BC | Electrical Permit | Commercial | Renovation | Draft | Installation / Repair - Commercial - addition of plugs, lights, and sauna units | STAT ELECTRICS LIMITED
EP-2023-01717 | 2023-03-02 | 1028 MAINLAND STREET, Vancouver, BC | Electrical Permit | Commercial | Renovation | Completed | Installation / Repair - Commercial - Wiring for lights, plugs, emergency lights, sauna, heaters. >BP: Interior alterations and a change of use from similar to Health Enhancement Centre to Health Care Office to provide improvements for a new tenant at 1028 Mainland St on the ground floor of this commercial building on this site. E2 - Lighting - Upgrade to Local Control (per 9.4.1.1.(a) of ASHRAE 90.1-2016) | STAT ELECTRICS LIMITED
EP-2023-02978 | 2023-04-06 | 1028 MAINLAND STREET, Vancouver, BC | Electrical Permit | Commercial | New | Completed | Installation / Repair - Commercial - Complete security alarm, internet and cctv. >BP: Interior alterations and a change of use from similar to Health Enhancement Centre to Health Care Office to provide improvements for a new tenant at 1028 Mainland St on the ground floor of this commercial building on this site. E2 - Lighting - Upgrade to Local Control (per 9.4.1.1.(a) of ASHRAE 90.1-2016) | Pioneer Security and Communications Ltd
PP-2023-00995 | 2023-03-28 | 1028 MAINLAND STREET, Vancouver, BC | Plumbing Permit | Commercial | Renovation | Completed | Commercial - Plumbing Rough in and install at 1028 Mainland St. >BP: Interior alterations and a change of use from similar to Health Enhancement Centre to Health Care Office to provide improvements for a new tenant at 1028 Mainland St on the ground floor of this commercial building on this site. | Broadway Refrigeration & Air Conditioning Co Ltd
SP-2023-00563 | NULL | 1028 MAINLAND STREET, Vancouver, BC | Sprinkler Permit | Commercial | Tenant Improvement | Withdrawn | Commercial - tenant improvement >BP: 1028 Mainland St Interior alterations and a change of use from similar to Health Enhancement Centre to Health Care Office to provide improvements for a new tenant at 1028 Mainland St on the ground floor of this commercial building on this site. *****This application does not include any of the following: 1. Not more than 20 sprinklers (add, relocate, or remove), 2. hydraulic calculations, 3. change in occupancy and /or hazard classification, 4. warehouse storage arrangements, 5. mobile compact storage arrangements, 6. alternative solutions, 7. changes to the sprinkler system supply piping (e.g. valves, mains, cross-mains, branch-lines, etc.), or 8. flexible sprinkler pipe | General Sprinkler Systems Ltd
SP-2023-00915 | 2023-05-25 | 1028 MAINLAND STREET, Vancouver, BC | Sprinkler Permit | Commercial | Renovation | Completed | Commercial - Addition and relocation of existing sprinkkers >BP: 1028 Mainland St Interior alterations and a change of use from similar to Health Enhancement Centre to Health Care Office to provide improvements for a new tenant at 1028 Mainland St on the ground floor of this commercial building on this site. *****This application does not include any of the following: 1. Not more than 20 sprinklers (add, relocate, or remove), 2. hydraulic calculations, 3. change in occupancy and /or hazard classification, 4. warehouse storage arrangements, 5. mobile compact storage arrangements, 6. alternative solutions, 7. changes to the sprinkler system supply piping (e.g. valves, mains, cross-mains, branch-lines, etc.), or 8. flexible sprinkler pipe. | Gold Key Fire Protection Ltd
EP-2023-09032 | 2023-10-06 | 1028 MAINLAND STREET, Vancouver, BC | Electrical Permit | Commercial | Renovation | Completed | Installation / Repair - Commercial - Relocate a fire alarm device. >BP: Interior alterations and a change of use from similar to Health Enhancement Centre to Health Care Office to provide improvements for a new tenant at 1028 Mainland St on the ground floor of this commercial building on this site. E2 - Lighting - Upgrade to Local Control (per 9.4.1.1.(a) of ASHRAE 90.1-2016) OK for Field Review per W. Wong October 12, 2022 | Mainpower Electrical Ltd
SP-2021-01812 | 2022-05-10 | 1038 MAINLAND STREET, Vancouver, BC | Sprinkler Permit | Commercial | Tenant Improvement | Completed | Commercial - For sprinkler system alterations to the 2019 VBBL and NFPA 13, 2013 for the tenant improvements to provide exterior and interior alterations and change in occupancy from fitness center (A2) to Restaurant Class -1 (A2) in this existing 2-storey commercial building. This application does not include any of the following: • Warehouse storage arrangements, or mobile compact storage arrangements. • Changes to the sprinkler system supply piping (e.g. valves, mains, cross-mains, etc.). • Flexible sprinkler pipe. • Information Technology Equipment Rooms (e.g. IT Rooms, LAN Rooms, etc.). • New alternative solutions and/or modifications to existing alternative solutions. Notes: 1. Sprinkler Engineer of Record Elston Johnston, P.Eng. of Ironstone Engineering Inc. T: (604) 272-0105. E: elston@telus.net 2. One set of approved drawings and permit to be available for viewing at the jobsite. | Phaser Fire Protection Ltd
EP-2022-00260 | 2022-02-09 | 1038 MAINLAND STREET, Vancouver, BC | Electrical Permit | Commercial | Renovation | Completed | Installation / Repair - Commercial - Relocating pull station from left door to right door. >BP: Exterior and interior alterations and change in occupancy from fitness center (A2) to Restaurant Class -1 (A2) in this existing 2-storey commercial building. Note: 1. Class -4 cooking operation 2. Installation of new cooking appliances and vent less hood 3. Reviewed during the 2019 pandemic crisis Occupant Load = 34 persons ******THIS PERMIT HAS BEEN ISSUED UNDER THE REQUIREMENTS OF VBBL 2019******** | AG Electric and Alarm Monitoring Co Ltd
PP-2022-00663 | 2022-03-03 | 1038 MAINLAND STREET, Vancouver, BC | Plumbing Permit | Commercial | Tenant Improvement | Completed | Commercial - New restaurant Exterior and interior alterations and change in occupancy from fitness center (A2) to Restaurant Class -1 (A2) in this existing 2-storey commercial building. | Perfect Fit Plumbing & Heating Ltd
EP-2022-00858 | 2022-03-17 | 1038 MAINLAND STREET, Vancouver, BC | Electrical Permit | Commercial | Renovation | Completed | Installation / Repair - Commercial - Electrical Work for branch circuits, appliances, general use receptacles and ELV cable system. -Install Power Circuits & Receptacles for Kitchen Appliances use, Install Receptacles for general use, Install lighting Circuits, lightings & Control Switches, Install Emergency Lighting & Exit Sign for Restaurant use, Install ELV Cables for Data & Communication use. >BP: Exterior and interior alterations and change in occupancy from fitness center (A2) to Restaurant Class -1 (A2) in this existing 2-storey commercial building. Note: 1. Class -4 cooking operation 2. Installation of new cooking appliances and vent less hood 3. Reviewed during the 2019 pandemic crisis Occupant Load = 34 persons ******THIS PERMIT HAS BEEN ISSUED UNDER THE REQUIREMENTS OF VBBL 2019******** | KKY Electrical & Contracting Ltd
EP-2022-07527 | 2022-09-08 | 3588 VANNESS AVENUE, Vancouver, BC V5R 6E9 | Electrical Permit | Commercial | Tenant Improvement | Completed | Installation / Repair - Commercial - Replace Fire Alarm System Amplifiers no longer working due to water damage. Verify replaced components fully operational in conformance with CAN/ULC-S561. Note: This permit has been issued based on Bulletin 2018-004-BU/EL. | Sasco Contractors Ltd
GP-2023-02227 | 2023-07-26 | 3728 KNIGHT STREET, Vancouver, BC | Gas Permit | Residential | Addition | Completed | Residential - re and re gas range | Christopher Sterling
GP-2023-02097 | 2023-07-13 | 3740 KNIGHT STREET, Vancouver, BC | Gas Permit | Residential | Addition | Completed | Residential - re and re range | Christopher Sterling
PP-2022-02973 | 2022-09-07 | 4003 KNIGHT STREET, Vancouver, BC V5N 3L9 | Plumbing Permit | Commercial | Renovation | Completed | Commercial - Renovation of an existing restaurant kitchen. Including 2 hand wash sinks, dishwasher, mop sink, two-compartment sink, reduced pressure backflow preventer, 75 gpm grease trap and replace water supply to the existing water heater. >BP: Interior alterations to this existing Restaurant-Class 1 in this existing one-storey commercial building to provide tenant improvements for a new restaurant (Group A2). Scope includes new seating layout, new kitchen equipment and reusing the existing rooftop exhaust fan. | Jeffrey Lavigne
EP-2022-07736 | 2022-09-16 | 2650 MAIN STREET, Vancouver, BC | Electrical Permit | Commercial | Renovation | Completed | Installation / Repair - Commercial - Re configured receptacles, lighting and switching, change light fixtures, added lighting RE: CF-2022-003426 | TKG Electic Ltd
PP-2022-02318 | 2022-07-22 | 2650 MAIN STREET, Vancouver, BC | Plumbing Permit | Commercial | Renovation | Completed | Commercial - re and re sinks plus update drainage and waterlines if needed >>>Amend: January 26, 2023 -to add a prep sink and grease trap Re & Re | BPH Mechanical Systems Ltd.
GP-2023-00319 | 2023-01-31 | 2650 MAIN STREET, Vancouver, BC | Gas Permit | Commercial | Tenant Improvement | Completed | Commercial - Add 4 commercial kitchen gas appliances to existing connections -CF-2022-003426 >BP: Change of Major Occupancy for Small Suite from Retail (Group E) to Restaurant (Group A2) for 2652 Main St and expanding the existing Restaurant at 2650 Main St into 2652 Main St for the new tenant in this ground floor unit of this 3-storey commercial (Restaurant/Retail/Office) building. Scope: Interior alterations to renovate the existing Restaurant - Class 1 with new seating layout, new bar and cooking equipment for Class 1 Cooking Operation. Building Review Notes: - CF-2022-003426 - Proposed occupant load is 86 persons (69 Dining + 17 staff). Maximum cannot exceed 100 persons plus 25 staff due to washroom capacity. - Existing grease duct enclosure at rear of the building was approved under BU414204. Mechanical Review Notes: 1. Class 1 cooking operations (Grease-Laden Vapours). 2. Commercial kitchen exhaust system to NFPA 96 (Type 1 hood). * Reviewed under the VBBL 2019 * | Kits Plumbing and Heating Ltd
EP-2022-03631 | 2022-05-11 | 188 AQUARIUS MEWS, Vancouver, BC | Electrical Permit | Residential | Renovation - Dwelling Unit(s) only | Completed | Installation / Repair - Residential - We are installing a new small 208V/25A A/C unit on the balcony of an apartment unit | IHM Mechanical Ltd
PP-2023-03223 | 2023-09-12 | 8439 JELLICOE STREET, Vancouver, BC V5S 2J4 | Plumbing Permit | Commercial | Renovation - Dwelling Unit(s) only | Completed | Commercial - Add water lines to relocate tankless water heater | Milani Plumbing Heating & Air Conditioning Ltd
EP-2023-08128 | 2023-09-22 | 2207 W 15TH AVENUE, Vancouver, BC V6K 2Y6 | Electrical Permit | Residential | Renovation | Completed | Installation / Repair - Residential - ¦ 2FD: HP ¦ Wiring for outdoor AC/Heat pump for both sides of the duplex -2 separate existing 200A services in place *An approved mechanical permit is required for the installation of air conditioning or heat pump unit at the time of installation before an electrical inspection will be performed >>>Amend: Sept. 27th -applicant also applied for: EP-2023-08455 in error and paid $850 cost of installation -as per response on EP-2023-08455, the TOTAL cost of ONE electrical permit should be based on $1600 -this EP-2023-08128 amended from $800 to $1600 -additional fees due are $68 -unable to transfer the fees from EP-2023-08455 due to amount being higher. Will cancel EP-2023-08455 and request refund -BOTH addresses: 2205 and 2207 W 15th are on this permit now ---Please pay the difference on this application. thank you | Levan Electrical Services Inc
EP-2022-03496 | 2022-05-04 | 2145 W 41ST AVENUE, Vancouver, BC | Electrical Permit | Commercial | Tenant Improvement | Completed | Installation / Repair - Commercial - major renovations cafe and pancake shop plugs, kitchen circuits etc ** Amend 11/02/2022** attached ashree form >BP: Major Renovation Dividing the retail shell space at 2145 W 41 Street to 2 units, change the use and Major Occupancy Classification of one unit from retail (E) to restaurant (A2) and keeping the 2nd unit as shell retail space (E) in this one storey building on this site. Separate TI permit is required for tenant improvement of the retail shell unit. *** Amend 10/31/2022** Fire alarm verification Note: 1- Occupant load of the restaurant (interior and staff) is 50 Persons 2- Class-1 cooking operation 3- This permit is reviewed under the requirements of VBBL 2014 4- Building permit is issued during 2021 pandemic crises Revision-1 April 26, 2022 Mechanical and plumbing registered professional of the record was replaced. | Apaar Electrical Ltd
EP-2022-01348 | 2022-03-28 | 2175 W 41ST AVENUE, Vancouver, BC | Electrical Permit | Commercial | Tenant Improvement | Completed | Installation / Repair - Commercial - two ventless hood 12 dedicated receptacles two donair machines. add 8 LED panels two donair machines add track light one fryer electrical room update from 200amp 2P3w to 200 amp one small oven 3P4W. >BP: To provide exterior & interior alterations and change of use & major occupancy from Office (Group D) to Retail limited food (Group E) in this existing one-storey commercial building. Scope of work: - full kitchen fit out, new seating layout; and ventilation including rooftop unit. Total occupant load = 9 persons (6 seats + 3 staff) Max. 16 seats. ******THIS PERMIT HAS BEEN REVIEWED & ISSUED UNDER THE REQUIREMENTS OF VBBL 2019 ******** Building Review Branch Notes: 1. OK for DB per D. Langevin, November 18, 2021. 2. Sch-A, Arch. B, Struct. B, Elec. B, Mech. B & Plumb. B. are submitted. 3. Part 11 design upgrade levels Per Minor Renovation: 'F1’, ‘S2’, ‘N1’, ‘A2’ & ‘E2’. 4. Washroom capacity is max. 25 persons. Mechanical Review Notes: 1. Class 1 cooking operations (Grease-Laden Vapours). 2. Commercial kitchen exhaust system to NFPA 96 (Type 1 hood). | Scorpio Electric Ltd
PP-2022-00556 | 2022-02-17 | 2175 W 41ST AVENUE, Vancouver, BC | Plumbing Permit | Commercial | New | Completed | Commercial - Main floor To provide exterior & interior alterations and change of use & major occupancy from Office (Group D) to Retail limited food (Group E) in this existing one-storey commercial building. Scope of work: - full kitchen fit out, new seating layout; and ventilation including rooftop unit. Total occupant load = 9 persons (6 seats + 3 staff) Max. 16 seats. | Evergreen Plumbing & Heating Ltd
EP-2022-01271 | 2022-02-17 | 2175 W 41ST AVENUE, Vancouver, BC | Electrical Permit | Commercial | Renovation - Dwelling Unit(s) only | Expired | Temporary Power - Commercial - To provide temporary power. | Scorpio Electric Ltd
GP-2022-01875 | 2022-06-21 | 2175 W 41ST AVENUE, Vancouver, BC | Gas Permit | Commercial | New | Completed | Commercial - Gas piping for deep fryer Combi oven Griddle To provide exterior & interior alterations and change of use & major occupancy from Office (Group D) to Retail limited food (Group E) in this existing one-storey commercial building. Scope of work: - full kitchen fit out, new seating layout; and ventilation including rooftop unit. | B S & Sons Gas, Heating And Plumbing Ltd
EP-2023-08703 | 2023-09-27 | 2061 W 42ND AVENUE, Vancouver, BC V6M 2B4 | Electrical Permit | Commercial | NULL | Issued | Annual / Operating - Maintenance of existing operating electrical equipment in compliance with the Electrical By-law No. 5563. Minor electrical installations, repairs, and maintenance. | Berts Electric (2001) Ltd
EP-2022-09023 | 2022-10-24 | 2658 W 3RD AVENUE, Vancouver, BC | Electrical Permit | Residential | Renovation - Dwelling Unit(s) only | Completed | Installation / Repair - Residential - 200 amp overhead service upgrade with new grounding plate. | Arcwest Electric Ltd
PP-2022-01982 | 2022-06-22 | 2433 W 41ST AVENUE, Vancouver, BC | Plumbing Permit | Commercial | Tenant Improvement | Completed | Commercial - cap off plumbing fixtures existing fixtures 2 shws 3 Sinks 1FDN Interior alterations to provide tenant improvements to a new retail store in this existing commercial building. scope of work: remove interior walls, keep boiler room and universal washroom | Alex Cheng dba Cheung Shing Plumbing Co.
EP-2022-04812 | 2022-06-20 | 2433 W 41ST AVENUE, Vancouver, BC | Electrical Permit | Commercial | Renovation | Completed | Installation / Repair - Commercial - Install lights, receptacles and LED strip lights. Interior alterations to provide tenant improvements to a new retail store in this existing commercial building. scope of work: remove interior walls, keep boiler room and universal washroom | Cand Electric Limited
EP-2023-00609 | 2023-01-25 | 2445 W 41ST AVENUE, Vancouver, BC | Electrical Permit | Commercial | Renovation | Completed | Installation / Repair - Commercial - PROVIDE AN AUTOMATIC SHUT OFF FOR THE LIGHTING >BP: To alter the interior of unit #202 on the 2nd floor of this existing commercial building to provide improvement for the existing General Office tenant. Ok for field review per A. Patterson - June 27, 2022 Notes: - This building is not sprinklered. - DBI to determine on site if Schedule B, structural, is required. - Energy Upgrade: E2 - Lighting - Upgrade to incorporate Automatic Full OFF (per 9.4.1.1.(h) of ASHRAE 90.1-2016). | Malcolm Ali dba Fira Systems
EP-2022-07477 | 2022-09-08 | 2445 W 41ST AVENUE, Vancouver, BC | Electrical Permit | Commercial | Tenant Improvement | Completed | Installation / Repair - Commercial - UNIT #201 - Upgrade to incorporate Automatic Full Off Timer for Lighting >BP: #201 To alter the interior of unit #201 on the 2nd floor of this existing commercial building to provide improvement for the existing School - Arts or Self-Improvement tenant. | Malcolm Ali dba Fira Systems
EP-2022-02808 | 2022-04-08 | 3296 CAMBIE STREET, Vancouver, BC | Electrical Permit | Commercial | Addition | Completed | Installation / Repair - Commercial - install one exit sing and two emergency light | Zinovia Construction Ltd.
EP-2022-00233 | 2022-01-18 | 1636 W 2ND AVENUE, Vancouver, BC V6J 1H4 | Electrical Permit | Commercial | Tenant Improvement | Completed | Installation / Repair - Commercial - Wire and install new lighting, lighting controls and receptacles.. Amend: Apr 6, 2022 Relocating fire alarm manual pull-station and bell due to walls being furred-out. Additional cost to the job is about $600.00 due to fire alarm verification. | Raymond D Raven
SP-2022-02054 | NULL | 1525 W 3RD AVENUE, Vancouver, BC | Sprinkler Permit | Commercial | Renovation | Withdrawn | Commercial - Adding 6 sprinkler heads to existing system on main floor, dropping 2 heads to protect phone booths. >BP: Interior alterations and a change of use to similar to (Workshop and Clothing Manufacturing) to provide improvements for a new tenant and to combine units 1525 W 3rd Ave and 1531 W 3rd Ave on the ground floor of this commercial building on this site. | 0777792 BC Ltd
EP-2022-10444 | 2023-01-26 | 1525 W 3RD AVENUE, Vancouver, BC | Electrical Permit | Commercial | Renovation | Completed | Installation / Repair - Commercial - RUN WIRES AND INSTALL DEVICES FOR ADDITIONAL INTRUSION AND ACCESS CONTROL. PLENUM WIRES WILL BE USED IN COMBINATION OF FFREE AIR AND CONDUIT, CONDUIT BY OTHERS. >BP: Interior alterations and a change of use to similar to (Workshop and Clothing Manufacturing) to provide improvements for a new tenant and to combine units 1525 W 3rd Ave and 1531 W 3rd Ave on the ground floor of this commercial building on this site. OK for DB per D.Jung OK for Field Review per W.Wong Letter of assurance provided by: Schedule A & B (Architectural): David N Palmer, 604-687-2511 Schedule B (Electrical): Dave Hans, P. Eng., 604-999-2069 Schedule B (Mechanical): Daryl Keturakis, P.Eng, 604-591-2766 Addressing Note: 1525 W 3rd Av 1531 W 3rd Av has been canceled and is to be removed from the building. 1525 W 3rd Av is to be posted on the building and clearly visible from the street prior to final inspection. | Convergint Technologies Ltd
EP-2023-00651 | 2023-01-30 | 1525 W 3RD AVENUE, Vancouver, BC | Electrical Permit | Commercial | Tenant Improvement | Completed | Installation / Repair - Commercial - - Demolition of the old Electrical System - Supply and install the following Emergency Lighting - Supply and install Low Voltage Lighting Control - Installation of the Client Supplied lighting Fixtures - Supply and install Lighting Fixtures - Supply and install the Receptacle devices and connection - Supply and install 3 New Distribution panels feed off existing system >DB: Interior alterations and a change of use to similar to (Workshop and Clothing Manufacturing) to provide improvements for a new tenant and to combine units 1525 W 3rd Ave and 1531 W 3rd Ave on the ground floor of this commercial building on this site. OK for DB per D.Jung OK for Field Review per W.Wong Letter of assurance provided by: Schedule A & B (Architectural): David N Palmer, 604-687-2511 Schedule B (Electrical): Dave Hans, P. Eng., 604-999-2069 Schedule B (Mechanical): Daryl Keturakis, P.Eng, 604-591-2766 Addressing Note: 1525 W 3rd Av 1531 W 3rd Av has been canceled and is to be removed from the building. 1525 W 3rd Av is to be posted on the building and clearly visible from the street prior to final inspection. | Power Pros Electrical Ltd
GP-2023-00591 | 2023-02-17 | 1525 W 3RD AVENUE, Vancouver, BC | Gas Permit | Commercial | Tenant Improvement | Completed | Commercial - Re-rout existing gas line >BP: Interior alterations and a change of use to similar to (Workshop and Clothing Manufacturing) to provide improvements for a new tenant and to combine units 1525 W 3rd Ave and 1531 W 3rd Ave on the ground floor of this commercial building on this site. | KERN BSG MANAGEMENT LTD
SP-2023-00719 | 2023-04-24 | 1525 W 3RD AVENUE, Vancouver, BC | Sprinkler Permit | Commercial | Tenant Improvement | Completed | Commercial - Add and Relocated Sprinkler Heads >DB: Interior alterations and a change of use to similar to (Workshop and Clothing Manufacturing) to provide improvements for a new tenant and to combine units 1525 W 3rd Ave and 1531 W 3rd Ave on the ground floor of this commercial building on this site. *****This application does not include any of the following: 1. Not more than 20 sprinklers (add, relocate, or remove), 2. hydraulic calculations, 3. change in occupancy and /or hazard classification, 4. warehouse storage arrangements, 5. mobile compact storage arrangements, 6. alternative solutions, 7. changes to the sprinkler system supply piping (e.g. valves, mains, cross-mains, branch-lines, etc.), or 8. flexible sprinkler pipe. | Viking Fire Protection Inc
EP-2022-05334 | 2022-06-23 | 1614 W 3RD AVENUE, Vancouver, BC | Electrical Permit | Commercial | New | Completed | Installation / Repair - Commercial - Wired in cooler refrigeration Interior alterations and a change the use of approximately 2800.0 square feet from Manufacturing (Miscellaneous Products Manufacturing Class B) and Storage uses to a Manufacturing (Brewery) use with ancillary lounge, retail and tasting room. No significant interior changes other than adding brewery equipment, tables and chairs for this two storey, non-sprinklered existing building. | Fraser Valley Refrigeration Ltd
EP-2022-05152 | 2022-06-17 | 1614 W 3RD AVENUE, Vancouver, BC | Electrical Permit | Commercial | Tenant Improvement | Completed | Installation / Repair - Commercial - 200A 3 phase disconnect and connection for brewery machine, off tenants 400A panel. >BP: Interior alterations and a change the use of approximately 2800.0 square feet from Manufacturing (Miscellaneous Products Manufacturing Class B) and Storage uses to a Manufacturing (Brewery) use with ancillary lounge, retail and tasting room. No significant interior changes other than adding brewery equipment, tables and chairs for this two storey, non-sprinklered existing building. Occupant load is for 50 people. A max. occupant load sign shall be posted near the entrance for 50 people. VBBL 2019. Amend: June 23, 2022 amend permit to include a increase in scope. Branch circuits, move dishwasher, new plugs outlets and inspect the old wiring and make safe. No lighting or work for refrigeration. Please increase permit fee by $3500. | F & S Electrical Ltd
PP-2023-03742 | 2023-10-24 | 1614 W 3RD AVENUE, Vancouver, BC | Plumbing Permit | Commercial | Addition | Completed | Commercial - Replaced the existing DUC backflow preventer at the boiler | Tri-City Plumbing & Heating Ltd
PP-2022-01744 | 2022-05-27 | 1614 W 3RD AVENUE, Vancouver, BC | Plumbing Permit | Commercial | Tenant Improvement | Completed | Commercial - Install new hand sinks , glass washer, dishwasher, grease and waste interceptor. ** Amend 06/23/2022** Add 1 rpba and water pipe 35 GPM GI: 2-comp, MS, DW >BP: Interior alterations and a change the use of approximately 2800.0 square feet from Manufacturing (Miscellaneous Products Manufacturing Class B) and Storage uses to a Manufacturing (Brewery) use with ancillary lounge, retail and tasting room. No significant interior changes other than adding brewery equipment, tables and chairs for this two storey, non-sprinklered existing building. Occupant load is for 50 people. A max. occupant load sign shall be posted near the entrance for 50 people. VBBL 2019. | Crystal Creek Property Services Limited
EP-2022-03652 | 2022-05-05 | 1958 W 4TH AVENUE, Vancouver, BC | Electrical Permit | Commercial | Renovation | Completed | Installation / Repair - Commercial - add Plugs/Switches/Lights/Emergency Lights, and Kitchen equipment. Interior alterations to provide improvements for this new Retail (Limited Food) tenant in this unit (1958) in this existing mixed use building. Scope of Work: Deconstruct existing kitchen area. Construct new kitchen and service area with new kitchen equipment. AMEND: JUN 22/2022 change air conditioner wiring from outside machine to inside machine. it costs 800 hundred. DOCUMENT UPLOADED | EASYAN TECHOLOGIES LTD
PP-2022-01427 | 2022-04-28 | 1958 W 4TH AVENUE, Vancouver, BC | Plumbing Permit | Commercial | Tenant Improvement | Completed | Commercial - Add two hand sink, one prep sink, 50 gpm grease interceptor, hot water tank. Interior alterations to provide improvements for this new Retail (Limited Food) tenant in this unit (1958) in this existing mixed use building. Scope of Work: Deconstruct existing kitchen area. Construct new kitchen and service area with new kitchen equipment. | LIWANG PLUMBING & HEATING LTD
PP-2022-03069 | 2022-09-02 | 2061 W 4TH AVENUE, Vancouver, BC V6J 1N3 | Plumbing Permit | Commercial | Renovation | Completed | Commercial - 2 rental apartments above retail space being renovated. >BP: Interior alterations to residential units on the second floor of 2061 in this existing mixed-use building on this site. Scope of work includes kitchen reno, bathroom reno, minor new exterior windows/door changes, new lighting and finishes throughout. Schedule B - Architectural - Ted Murray - 604-836-8350 Note: Deck cover to be removed at the back of the building | Kearney Plumbing & Heating
EP-2022-07622 | 2022-09-20 | 2061 W 4TH AVENUE, Vancouver, BC V6J 1N3 | Electrical Permit | Residential | Renovation | Completed | Installation / Repair - Residential - Completely rewiring the two residential apartments. New wire; new panels. There are two apartments (a and b) >BP: 2061 W 4th Interior alterations to residential units on the second floor of 2061 in this existing mixed-use building on this site. Scope of work includes kitchen reno, bathroom reno, minor new exterior windows/door changes, new lighting and finishes throughout. Schedule B - Architectural - Ted Murray - 604-836-8350 Note: Deck cover to be removed at the back of the building Energy upgrade - L2 - Appliances - Upgrade to an Energuide/Energy Star appliance (washer; dryer) Energy checklist is currently no longer required with your Building Permit (BP) application. Some supporting documents are still required at BP stage, specifically Envelope and HVAC, if applicable. Service Water Heating and Lighting supporting documents, if applicable, must be submitted with your related trades permits (e.g. electrical and plumbing). All energy upgrades will be checked during inspections stage. It is the applicant’s responsibility to identify and note all required upgrades including energy upgrades on their BP drawings at BP stage. | Ward Electric Ltd
PP-2023-00643 | 2023-02-23 | 2061 W 4TH AVENUE, Vancouver, BC V6J 1N3 | Plumbing Permit | Commercial | Renovation | Completed | Commercial - Renovations-Removing all existing and pipe in for a public washroom and lunchroom only. Also re pipe the drainage piping in the ceiling that is for the 2 suites upstairs. >BP: 2061 W 4th Avenue - First Storey Level Interior alterations and a change of use from Restaurant - Class 1 to Retail Store "Shell" including new accessible washroom on the First Storey Level at this existing mixed-use commercial and residential building. Scope of work: remove partition walls, doors, washrooms, kitchen equipment, fixtures and finishes. New work to include: new accessible water closet, new lunch room, electrical, plumbing and gas work. | Kearney Plumbing & Heating
PP-2023-00644 | 2023-02-23 | 2061 W 4TH AVENUE, Vancouver, BC V6J 1N3 | Plumbing Permit | Commercial | Renovation | Completed | Commercial - Supply and install new watermain. Supply and install 2 hot water tanks for 2 apartments on 3rd floor. Re pipe cast iron in ceiling for upper floors. Re pipe cast iron for basement washroom lav. and venting tie ins. Supply and install trap primer for hwt floor drain. >DB: 2061 W 4th Avenue To reduce the area of the existing basement to meet building code exiting requirements. New "void space" being created and removal of one of the stairs. Existing single exit door in the basement. | Kearney Plumbing & Heating
GP-2023-00143 | NULL | 346 W 16TH AVENUE, Vancouver, BC | Gas Permit | Residential | New | Withdrawn | Residential - new house work | BC 2000 Plumbing & Heating Ltd
EP-2023-08776 | 2023-09-29 | 3526 W 41ST AVENUE, Vancouver, BC | Electrical Permit | Commercial | Tenant Improvement | Completed | Installation / Repair - Commercial - Install 1 fire alarm manual station and 1 bell in the occupied space. Install 3 exit signs. >BP: 3526 W 41st Avenue Interior alterations to units #3526 to fill in the original demising wall between (#3526 & 3522) and create 2 units from this existing commercial unit. Ok for Field Review as per Manuel Meier. No translucent or opaque film, artwork, posters, shelving, display cases or similar elements are to be installed on or directly outside or inside of the approved glazing frontages and windows so that the interior of the premises is visible at all times from the sidewalk. Energy checklist is currently no longer required with your Building Permit application. Some supporting documents are still required at BP stage, specifically Envelope and HVAC, if applicable. Service Water Heating and Lighting supporting documents, if applicable, must be submitted with your related trades permits (e.g. electrical and plumbing). It is the applicant's responsibility to identify and note all required upgrades on their BP drawings at BP stage. Separate permit(s) will be required for future tenant improvements. | Ino-Tek Electric Ltd.
PP-2022-01932 | 2022-06-07 | 1316 W 4TH AVENUE, Vancouver, BC | Plumbing Permit | Commercial | Renovation | Completed | Commercial - Installation of backflow assembly on main water supply | Vancouver Backflow Testing Ltd
PP-2022-01935 | 2022-06-07 | 1375 W 6TH AVENUE, Vancouver, BC | Plumbing Permit | Commercial | Renovation | Completed | Commercial - Installation of backflow assembly on water filter connection. This application is brought as a result of a COV Cross Connection Control Inspection. | Vancouver Backflow Testing Ltd
PP-2022-01938 | 2022-06-07 | 1395 W 6TH AVENUE, Vancouver, BC | Plumbing Permit | Commercial | Renovation | Completed | Commercial - Installation of 2 backflow assemblies. This application is made as a result of a COV Cross Connection Inspection. | Vancouver Backflow Testing Ltd
NULL | NULL | 3360 W 3RD AVENUE, Vancouver, BC V6R 1L4 | Electrical Permit | Residential | Renovation | Withdrawn | Installation / Repair - Residential - stove disconnect basement | Christopher Livingston
PP-2022-02078 | 2022-06-16 | 2137 W 4TH AVENUE, Vancouver, BC | Plumbing Permit | Commercial | Renovation | Completed | Commercial - reconfigure existing washroom to accomidate ADA requirements add sinks in treatment rooms, one kitchenett in staff lounge with new hot water tank. -the sinks will be in the treatment rooms strickly for hand washing > Interior alterations and a change of use from Retail Store to Health Care Office at 2137 W 4th Ave on the ground floor of this commercial building on this site. OK for Field Review per W.Wong | Mainland Plumbing & Heating
EP-2023-01923 | 2023-03-17 | 2144 W 4TH AVENUE, Vancouver, BC V6K 1N6 | Electrical Permit | Commercial | Renovation | Completed | Installation / Repair - Commercial - Branch wiring: Add convivence receptacles; Install lighting & lighting controls; Install new Exit Signs Install speakers; Install telephone/data port >BP: Interior alterations to this existing retail building on this site. Scope of work includes: 1) Interior demolition to remove the lower portion of the existing interior back wall and replace with new. 2) New built in millwork display and display fixtures. 3) New paint throughout unit. 4) New lighting fixtures. Ok for Field Review as per Manuel Meier. | Leading Edge Electric Inc
SP-2022-01558 | 2022-09-26 | 2146 W 4TH AVENUE, Vancouver, BC V6K 1N6 | Sprinkler Permit | Commercial | Tenant Improvement | Completed | Commercial - Addition and relocation of sprinklers for tenant improvement *****This application does not include any of the following: 1. Not more than 20 sprinklers (add, relocate, or remove), 2. hydraulic calculations, 3. change in occupancy and /or hazard classification, 4. warehouse storage arrangements, 5. mobile compact storage arrangements, 6. alternative solutions, 7. changes to the sprinkler system supply piping (e.g. valves, mains, cross-mains, branch-lines, etc.), or 8. flexible sprinkler pipe. Interior alterations to provide improvements for a new retail tenant at retail unit 2146 W 4th Ave on the ground floor of this commercial building on this site. Scope of work includes: re&re interior walls to accommodate new layout, new accessible washroom, lighting/electrical, finishes/millwork Tenant: Knix | Frontier Fire Protection Ltd
EP-2022-08143 | 2022-09-27 | 2146 W 4TH AVENUE, Vancouver, BC V6K 1N6 | Electrical Permit | Commercial | Renovation | Completed | Installation / Repair - Commercial - We are doing renovation on this retail store. Interior alterations to provide improvements for a new retail tenant at retail unit 2146 W 4th Ave on the ground floor of this commercial building on this site. Scope of work includes: re&re interior walls to accommodate new layout, new accessible washroom, lighting/electrical, finishes/millwork Tenant: Knix | Douglas Millington o/a Moose Electric
EP-2023-11225 | 2024-01-04 | 2151 W 4TH AVENUE, Vancouver, BC | Electrical Permit | Commercial | Renovation | Issued | Installation / Repair - Commercial - Upgrade the service from 125 A single phase to 150 A 3phase 4 Wire for the shop; 125 Amps to 150 Amps, 3 phase, 208 volts/120 volts. | ShaoJun Li / Glee Electric Contractor Ltd
PP-2022-04551 | 2023-01-06 | 2153 W 4TH AVENUE, Vancouver, BC | Plumbing Permit | Commercial | Addition | Completed | Commercial - Installation of 2 backflow devices | Pioneer Plumbing & Heating Inc
EP-2023-00103 | NULL | 2168 W 4TH AVENUE, Vancouver, BC | Electrical Permit | Commercial | Addition | Cancelled | Installation / Repair - Commercial - Installation of ULC Fire Monitoring equipment for the fire panel on site | Price's Alarm Systems Ltd.
PP-2022-02868 | 2022-08-23 | 2186 W 4TH AVENUE, Vancouver, BC | Plumbing Permit | Commercial | Tenant Improvement | Completed | Commercial - 2 hand sinks, 1 Laundry sink, 2 double compartment sinks, 1 dishwasher, 1 combi oven, 2-1/2: Rpba, 1 Tea Urn, 1 coffee Brewer, 2 50GPM Grease interceptor, 2 25GPM grease Interceptor >Interior alterations to provide tenant improvements to a retail food unit at 2186 W th Ave in this existing 3-storey mixed-use building; existing & proposed major occupancies remain the same as Group E Retail Food Facility (no change). *This permit has been reviewed under the provisions of VBBL 2019* Mechanical Review Notes: 1. Class 2 Cooking operation (Steam and Heat Removal). 2. Post a sign on the hood, "Cooking causing grease-laden vapours is not allowed Exhaust system is designed for steam and heat removal only". | Monolith Mechanical Services Inc
EP-2022-06323 | 2022-07-27 | 2186 W 4TH AVENUE, Vancouver, BC | Electrical Permit | Commercial | Renovation | Completed | Installation / Repair - Commercial - Upgraded services from 100amp single phase to 100 amp three phase AMEND: AUG 10/2022 The correct address is :2186 w 4th Ave .not 2816 w 4th Ave | Gold Medal Electric Ltd
EP-2022-03902 | 2022-05-11 | 192 W 16TH AVENUE, Vancouver, BC V5Y 1Y7 | Electrical Permit | Residential | New | Expired | Temporary Power - Residential - To provide temporary power. Amend: May 16, 2022 Temporary pole had to be relocated .Previous one installed was more than 3 m from property line | Arise Electrical Ltd
EP-2022-06719 | 2022-08-12 | 198 W 16TH AVENUE, Vancouver, BC | Electrical Permit | Commercial | New | Issued | Installation / Repair - Commercial - 4PLEX - New wiring (4 units )and service installation To develop a two-storey multiple dwelling (Building 1) containing a total of four dwelling units on the North portion of the site and, and to develop a two-storey one family dwelling (Building 2, under separate permit) on the South portion of the site. | Arise Electrical Ltd
SP-2022-01148 | 2022-10-03 | 198 W 16TH AVENUE, Vancouver, BC | Sprinkler Permit | Commercial | New | Issued | Commercial - New sprinkler system for a two-storey multiple dwelling (Building 1) containing a total of four dwelling units. Building to be sprinklered to NFPA 13D. | Max Fire Pro Ltd
MP-2023-00837 | 2023-05-12 | 198 W 16TH AVENUE, Vancouver, BC | Mechanical Permit | NULL | NULL | Issued | NULL | Blueline Plumbing & Heating Ltd
PP-2023-04395 | NULL | 198 W 16TH AVENUE, Vancouver, BC | Plumbing Permit | Residential | New | Application Incomplete | Residential - **TO CONTINUE WORK STARTED BY PREVIOUS New units Contractor change. All roughin work has been completed. We will installing all the fixtures. | One Stop Mechanical Ltd
PP-2023-04396 | NULL | 198 W 16TH AVENUE, Vancouver, BC | Plumbing Permit | Residential | New | Application Incomplete | Residential - ***TO CONTINUE WORK STARTED BY PREVIOUS*** New unit | One Stop Mechanical Ltd
EP-2023-04660 | 2023-05-29 | 221 W 16TH AVENUE, Vancouver, BC V5Y 1Y8 | Electrical Permit | Commercial | Renovation | Completed | Installation / Repair - Commercial - Rough-in and finishing tv, data, phone, security Alarm, speaker and camera. >BP: ******************** PART 5 ***************** To alter and convert this existing character Two-Family Dwelling to a three storey (per VBBL) Multiple Conversion Dwelling containing Three Dwelling Units (and, to construct an Infill One-Family Dwelling for a total of four dwelling units at the rear of the site, providing a two car attached garage and two surface parking spaces having vehicular access from the lane, under separate permit) | Simplypro Enterprise Ltd
GP-2023-01303 | 2023-04-21 | 221 W 16TH AVENUE, Vancouver, BC V5Y 1Y8 | Gas Permit | Residential | New | Issued | Residential - MCD - TRIPLEX - New gas fireplace with vent & hook up Both buildings to be sprinklered to NFPA 13R >BP: To alter and convert this existing character Two-Family Dwelling to a three storey (per VBBL) Multiple Conversion Dwelling containing Three Dwelling Units (and, to construct an Infill One-Family Dwelling for a total of four dwelling units at the rear of the site, providing a two car attached garage and two surface parking spaces having vehicular access from the lane, under separate permit) | Fastgo System 2011 Inc DBA Fireplaces Unlimited
EP-2023-03765 | 2023-05-08 | 221 W 16TH AVENUE, Vancouver, BC V5Y 1Y8 | Electrical Permit | Residential | Addition | Issued | Installation / Repair - Residential - This is new wiring for 3 unit >BP: ******************** PART 5 ***************** To alter and convert this existing character Two-Family Dwelling to a three storey (per VBBL) Multiple Conversion Dwelling containing Three Dwelling Units (and, to construct an Infill One-Family Dwelling for a total of four dwelling units at the rear of the site, providing a two car attached garage and two surface parking spaces having vehicular access from the lane, under separate permit) Revision #1 (July 4th, 2022, Adessa. M) Related to DP-2022-00038 Changes to Building #1: - Addition of new gable with French doors and balcony on Unit B’s upper floor. - Conversion of the shed dormer in the master bedroom into a dormer. Revision #2 - C. Fong - May 1, 2023 - Change of applicant from Alexandre Ravkov to Metric Architecture. - Interior and exterior alterations to provide new windows, interior layout changes, a skylight and gas fireplace per DPMA DP-2022-00896. - Increase value of work by $14,048.0. Building Review Branch Notes: - Building Permit for DP-2018-00922 - Main permit for two buildings on this lot. - Project value for building #1 is $800k and for building #2 is $300k. - Stratification is proposed. Full upgrade is required. - Both buildings to be sprinklered to NFPA 13R - Both buildings are under part 5 of VBBL. - Schedule B, architectural, structural, geotechnical, schedule A and schedule D submitted. * Reviewed as per VBBL 2019 and during 2020 Pandemic crisis. | Sunrays Electrical Ltd
GP-2023-01182 | 2023-04-25 | 221 W 16TH AVENUE, Vancouver, BC V5Y 1Y8 | Gas Permit | Residential | Addition | Issued | Residential - INSTALL 2 GAS FIREPLACES AND VENTING **Amend: April 25, 2023: Remove 1 Fireplace from Unit 215** **Amend: May 16, 2023: Corrected Address to: **Building 1 (main house)** 221 W 16th Av - 1 FD (1st floor) *Primary 219 W 16th Av - 1 FD (basement) 217 W 16th Av - 1 FD (2nd floor) >BP: To alter and convert this existing character Two-Family Dwelling to a three storey (per VBBL) Multiple Conversion Dwelling containing Three Dwelling Units | Delco Fireplaces Ltd
PP-2022-02845 | 2022-08-16 | 221 W 16TH AVENUE, Vancouver, BC V5Y 1Y8 | Plumbing Permit | Commercial | New | Issued | Commercial - plumbing >BP: ***** PART 5****************** PART5 *** To alter and convert this existing character Two-Family Dwelling to a three storey (per VBBL) Multiple Conversion Dwelling containing Three Dwelling Units (and, to construct an Infill One-Family Dwelling for a total of four dwelling units at the rear of the site, providing a two car attached garage and two surface parking spaces having vehicular access from the lane, under separate permit) Building Review Branch Notes: - Building Permit for DP-2018-00922 - Main permit for two buildings on this lot. - Project value for building #1 is $800k and for building #2 is $300k. - Stratification is proposed. Full upgrade is required. - Both buildings to be sprinklered to NFPA 13R - Both buildings are under part 5 of VBBL. - Schedule B, architectural, structural, geotechnical, schedule A and schedule D submitted. * Reviewed as per VBBL 2019 and during 2020 Pandemic crisis. Revision #1 (July 4th, 2022, Adessa. M) Related to DP-2022-00038 Changes to Building #1: - Addition of new gable with French doors and balcony on Unit B’s upper floor - Conversion of the shed dormer in the master bedroom into a dormer | Sukhvinder Singh
GP-2023-00743 | 2023-03-03 | 221 W 16TH AVENUE, Vancouver, BC V5Y 1Y8 | Gas Permit | Residential | New | Issued | Residential - Three complete boilers and piping only for three stoves, three fireplaces, three dryers and three bbq. >BP: To alter and convert this existing character Two-Family Dwelling to a three storey (per VBBL) Multiple Conversion Dwelling containing Three Dwelling Units (and, to construct an Infill One-Family Dwelling for a total of four dwelling units at the rear of the site, providing a two car attached garage and two surface parking spaces having vehicular access from the lane, under separate permit) | Ultra Mechanical Ltd
SP-2022-01681 | 2022-12-21 | 221 W 16TH AVENUE, Vancouver, BC V5Y 1Y8 | Sprinkler Permit | Residential | New | Issued | Residential - For sprinkler system alterations to the 2019 VBBL and NFPA 13R, 2013 for the tenant improvements to provide alterations and convert this existing character Two-Family Dwelling to a three storey (per VBBL) Multiple Conversion Dwelling containing Three Dwelling Units (and, to construct an Infill One-Family Dwelling for a total of four dwelling units at the rear of the site, providing a two car attached garage and two surface parking spaces having vehicular access from the lane, under separate permit). Engineer of Record: Farzad Hemmati 604-544-7564 farzadh@bmactc.com | Haven Fire Protection Ltd
EP-2022-08590 | 2023-05-09 | 221 W 16TH AVENUE, Vancouver, BC V5Y 1Y8 | Electrical Permit | Residential | New | Expired | Temporary Power - Residential - To provide temporary power. Renewal of EP-2021-05055 Valid: Jul 6, 2022 TO Jul 5, 2023 | Sunrays Electrical Ltd
PP-2022-00708 | 2022-03-15 | 221 W 16TH AVENUE, Vancouver, BC V5Y 1Y8 | Plumbing Permit | Residential | New | Issued | Residential - Sump | East West Excavating Ltd
PP-2022-03827 | NULL | 900 W 59TH AVENUE, Vancouver, BC | Plumbing Permit | Commercial | Renovation | Draft | Commercial - Installation of prv valve cew1589480. | Water Design-COV - Paolo Bandiera
GP-2022-01729 | 2022-06-08 | 3626 W 16TH AVENUE, Vancouver, BC V6R 3C4 | Gas Permit | Residential | Renovation | Completed | Residential - Replacement furnace to a DUCANE 96% 2STG VS ECM FURNACE 96G2UH070BV12-ALD We will replace the existing furnace and install in the identical location ** Amend 07/04/2022** Add 50,000 BTU BBQ x 1 For address 3682 W 16th | Spire Refrigeration Ltd
PP-2023-02616 | 2023-07-24 | 3809 W 31ST AVENUE, Vancouver, BC | Plumbing Permit | Residential | Renovation | Completed | Residential - 2 bathroom reno >BP: Interior alterations to this existing Single Detached House with a Secondary Suite Scope of work includes: 1) Remove stairs between existing secondary suite and main dwelling. 2) Add additional powder room to the existing legal secondary suite. 3) Reconfigure and replace existing secondary suite kitchen. 4) Renovate existing secondary suite bathroom. 5) Make good fire separation between suite and existing furnace room. 6) Close off all existing air ducts to secondary suite and provide electrical baseboard heating to secondary suite. 7) Combine two closets in the secondary suite master bedroom. 8) Add an additional layer of gypsum to the ceiling of secondary suite. 9) Install smoke and carbon monoxide alarms. 10) Re & Re plumbing as required. 11) Re & Re electrical work as required. | Drips & Drains Plumbing and Heating Ltd
EP-2022-01628 | 2022-03-01 | 76 W 14TH AVENUE, Vancouver, BC V5Y 1W6 | Electrical Permit | Residential | New | Completed | Installation / Repair - Residential - Prewire TV, network, telephone jacks. Prewire security alarm, doorbell, and security cameras. >BP: To develop a two-family dwelling with a lock-off unit and an accessory garage in rear providing 2 parking spaces having vehicular access from W 14th Ave. 1. Covenant registered at the Land Title Office under CA9087835 2. A/C proposed 3. Bar sink located in basement 4. Schedule B: (Jeff Allester) P.Eng (604.228.0518) Structural 5. Schedule B: (Matt Kokan) P.Eng (604.439.0922) Geotechnical 6. HPO: Residential Builder- Paramax Homes Ltd Note: This is a 2 storey building pursuant to the Zoning and Development By-Law Address Information: NORTH UNIT 76 W 14th Av - One Family Dwelling (north portion of 1st & 2nd floor)(primary) 78 W 14th Av - Lock Off (north portion of basement) SOUTH UNIT 3008 Manitoba St - One Family Dwelling (south portion of basement, 1st, & 2nd floor) Address numbers assigned as per approved plans for Fire and Emergency response. The address numbers are to be posted to the building to be visible from the street and in accordance with the Building By-law prior to final inspection. **THIS PERMIT HAS BEEN ISSUED UNDER THE REQUIREMENTS OF VBBL #12511 (2019)** | Karnpal Johal
SP-2022-00098 | 2022-01-26 | 76 W 14TH AVENUE, Vancouver, BC V5Y 1W6 | Sprinkler Permit | Residential | New | Completed | Residential - new fire sprinkler system install >BP: To develop a two-family dwelling with a lock-off unit and an accessory garage in rear providing 2 parking spaces having vehicular access from W 14th Ave. 1. Covenant registered at the Land Title Office under CA9087835 2. A/C proposed 3. Bar sink located in basement 4. Schedule B: (Jeff Allester) P.Eng (604.228.0518) Structural 5. Schedule B: (Matt Kokan) P.Eng (604.439.0922) Geotechnical 6. HPO: Residential Builder- Paramax Homes Ltd Note: This is a 2 storey building pursuant to the Zoning and Development By-Law Address Information: NORTH UNIT 76 W 14th Av - One Family Dwelling (north portion of 1st & 2nd floor)(primary) 78 W 14th Av - Lock Off (north portion of basement) SOUTH UNIT 3008 Manitoba St - One Family Dwelling (south portion of basement, 1st, & 2nd floor) Address numbers assigned as per approved plans for Fire and Emergency response. The address numbers are to be posted to the building to be visible from the street and in accordance with the Building By-law prior to final inspection. **THIS PERMIT HAS BEEN ISSUED UNDER THE REQUIREMENTS OF VBBL #12511 (2019)** | CENTRE LINE FIRE SPRINKLERS LTD
GP-2022-00528 | 2022-02-18 | 76 W 14TH AVENUE, Vancouver, BC V5Y 1W6 | Gas Permit | Residential | New | Completed | Residential - Installation of 1 gas fireplace - venting and hook up only ** Amend 02/25/2022** Add one fire place To develop a two-family dwelling with a lock-off unit and an accessory garage in rear providing 2 parking spaces having vehicular access from W 14th Ave. 1. Covenant registered at the Land Title Office under CA9087835 2. A/C proposed 3. Bar sink located in basement 4. Schedule B: (Jeff Allester) P.Eng (604.228.0518) Structural 5. Schedule B: (Matt Kokan) P.Eng (604.439.0922) Geotechnical 6. HPO: Residential Builder- Paramax Homes Ltd | Urban Fireplaces Ltd
GP-2022-00550 | 2022-02-22 | 76 W 14TH AVENUE, Vancouver, BC V5Y 1W6 | Gas Permit | Residential | New | Completed | Residential - 76 w14 ave to install 1 boiler 1 fireplace 2 range fireplace piping only 74 w14 ave to install 1 boiler 1 fireplace 2 range fireplace piping only | Symbolistic Heating Ltd
GP-2022-00582 | 2022-02-23 | 76 W 14TH AVENUE, Vancouver, BC V5Y 1W6 | Gas Permit | Residential | New | Cancelled | Residential - Installation of 1 gas fireplace - venting and hook up only | Urban Fireplaces Ltd
EP-2022-00954 | 2022-02-10 | 76 W 14TH AVENUE, Vancouver, BC V5Y 1W6 | Electrical Permit | Residential | New | Completed | Installation / Repair - Residential - 200 amp service douplex meter 125 amp for each unit -New house duplex with one lock out unit. 200 amp service with duplex meter base. All house wiring and finishing. Car charger wiring with detached garage. One lock out unit has gas stove and electric dryer. Second unit does not have lock out unit only electric dryer. 2 air ac. BP: To construct a two-family dwelling with a lock-off unit and an accessory garage in rear providing 2 parking spaces having vehicular access from W 14th Ave. 1. Covenant registered at the Land Title Office under CA9087835 2. A/C proposed 3. Bar sink located in basement 4. Schedule B: (Jeff Allester) P.Eng (604.228.0518) Structural 5. Schedule B: (Matt Kokan) P.Eng (604.439.0922) Geotechnical 6. HPO: Residential Builder- Paramax Homes Ltd Note: This is a 2 storey building pursuant to the Zoning and Development By-Law | High Watt Electric Ltd
PP-2022-04386 | 2022-12-09 | 2183 W 4TH AVENUE, Vancouver, BC V6K 1N7 | Plumbing Permit | Commercial | Renovation - Dwelling Unit(s) only | Completed | Commercial - renovation on retail space. install 2 toilets and 2 washroom sinks for public washrooms. >BP: Interior alterations to change the use from Restaurant Class -1 to a retail store in this unit at the ground floor of this existing mixed-use building. The scope includes to restore the rear exit for the unit of #1-2187 W 4th Ave (Health Care Office) and the common accessible washroom shared by #1-2187 W 4th Ave & 2183 W 4th Ave. | Kearney Plumbing & Heating
EP-2023-00213 | 2023-01-12 | 2183 W 4TH AVENUE, Vancouver, BC V6K 1N7 | Electrical Permit | Commercial | Renovation | Completed | Installation / Repair - Commercial - Base building remodel -It is a full rewrite of the electrical system with only a tweet of the existing fire alarm. (Aka verification will be necessary before the final) >BP: Interior alterations to change the use from Restaurant Class -1 to a retail store in this unit at the ground floor of this existing mixed-use building. The scope includes to restore the rear exit for the unit of #1-2187 W 4th Ave (Health Care Office) and the common accessible washroom shared by #1-2187 W 4th Ave & 2183 W 4th Ave. OK for field review per Mike Carstairs Letters of assurance submitted: Sch B (Arch): Ted Murray, AIBC, 604.836.8350 Energy upgrade triggers: E2 - Lighting - Upgrade to incorporate Automatic Partial OFF (per 9.4.1.1.(g) of ASHRAE 90.1-2016 Amend: Jan 19th, 2023 Updating the Compliance document | Ward Electric Ltd
EP-2023-11120 | 2023-12-13 | 2183 W 4TH AVENUE, Vancouver, BC V6K 1N7 | Electrical Permit | Commercial | Renovation | Issued | Installation / Repair - Commercial - Relocating existing panel and other electrical to accommodate a new bathroom door location. BP: Exterior and interior alterations to: - change the use from Restaurant Class -1 to a retail store in this unit (2183 W 4th Av) at the ground floor of this existing mixed-use building; - to change the lobby entrance of 2187 W 4th and to create a new entry door and lobby (to be addressed as 2189 W 4th Ave), thereby altering the access to the basement dwelling units, rear main floor unit, and 2nd floor dwelling unit; - to restore the rear exit for the unit of #101-2189 W 4th Ave (Health Care Office) and the common accessible washroom shared by #101-2189 W 4th Ave & 2183 W 4th Ave; Revision #1 Replace Interior walls with Beams, Columns & Footings Delete existing brick fireplace | Ward Electric Ltd
PP-2023-00245 | 2023-01-25 | 2141 BURRARD STREET, Vancouver, BC | Plumbing Permit | Commercial | Renovation | Completed | Commercial - Remove the kitchen sink and install laundry with a dog wash station and table. *Premise isolation will be required. >BP: Interior alterations to change the use from Retail to Animal Clinic in this unit 2141 Burrard Street on the 2nd floor of this existing commercial building. Feb 10/23-AMEND To add above grade 1 - two backflow preventors for dog wash station. | BRAYTON PLUMBING LTD
EP-2023-01241 | 2023-02-14 | 2141 BURRARD STREET, Vancouver, BC | Electrical Permit | Commercial | Renovation | Completed | Installation / Repair - Commercial - install circuit for washer dryer. install circuit for dog wash station. install general office plugs >BP: Interior alterations to change the use from Retail to Animal Clinic in this unit 2141 Burrard Street on the 2nd floor of this existing commercial building. E2 - HVAC - 3) Clean and Balance all Air Systems (per 6.7.2.3.2 of ASHRAE 90.1-2016) | Tim Baker
GP-2022-03851 | 2022-12-05 | 65 W 18TH AVENUE, Vancouver, BC V5Y 2A3 | Gas Permit | Residential | New | Completed | Residential - gas fitting >BP: Interior and exterior alterations to convert the existing multiple-conversion dwelling containing three dwelling units into four dwelling units in this three-storey residential building on this site. Scope of work includes: - Converting the first storey into a dwelling unit and remove the stairs to the second storey - Adding floor space at rear of the second storey - Remove the existing garage at the rear | R J Gas Ltd
MP-2022-00598 | 2022-11-22 | 65 W 18TH AVENUE, Vancouver, BC V5Y 2A3 | Mechanical Permit | NULL | NULL | Completed | NULL | Shimon Cohen
EP-2022-10566 | 2022-12-21 | 65 W 18TH AVENUE, Vancouver, BC V5Y 2A3 | Electrical Permit | Residential | Renovation | Completed | Installation / Repair - Residential - 67 W 18th Ave one dwelling unit ( basement ) new kitchen counter plugs dishwasher,fridge,washer ,LED lighting and plugs 65 W 18th Ave one dwelling unit ( first floor ) new kitchen counter plugs dishwasher,fridge,washer ,LED lighting and plugs 63 W 18th Ave two dwelling units (2nd floor, unit # 201 studio unit # 202 one bedroom ) new kitchen counter plugs LED lighting and plugs. Interior and exterior alterations to convert the existing multiple-conversion dwelling containing three dwelling units into four dwelling units in this three-storey residential building on this site. Scope of work includes: - Converting the first storey into a dwelling unit and remove the stairs to the second storey - Adding floor space at rear of the second storey - Remove the existing garage at the rear | YORAM ZER DBA YZElectric
EP-2022-10035 | 2022-11-30 | 65 W 18TH AVENUE, Vancouver, BC V5Y 2A3 | Electrical Permit | Residential | New | Completed | Installation / Repair - Residential - Low voltage pre-wire and finish >BP: Interior and exterior alterations to convert the existing multiple-conversion dwelling containing three dwelling units into four dwelling units in this three-storey residential building on this site. Scope of work includes: - Converting the first storey into a dwelling unit and remove the stairs to the second storey - Adding floor space at rear of the second storey - Remove the existing garage at the rear Revision No.1 June 30, 2022 W.Ng a- To install new footings & foundation walls to principal building; no change to building foot print. b- To alter the basement two-bedroom unit to create a basement three-bedroom unit; c- To make minor alterations: reduction in basement window areas & location d- To delete one window at basement level e- To reduce the main floor north window area - facing rear yard f- To make minor main floor alterations to accommodate washer/dryer facilities Note: "This permit has been reviewed under the 2014 Vancouver Building By-law (#10908)." | Corey S Doherty
NULL | NULL | 65 W 18TH AVENUE, Vancouver, BC V5Y 2A3 | Plumbing Permit | Residential | Renovation | Draft | Residential - Install a baseboard hot water heating and a hot water storage tank to be heated by Rinnai 120 on demand boiler | Shimon Cohen
NULL | NULL | 65 W 18TH AVENUE, Vancouver, BC V5Y 2A3 | Mechanical Permit | NULL | NULL | Draft | NULL | NULL
SP-2022-01304 | NULL | 65 W 18TH AVENUE, Vancouver, BC V5Y 2A3 | Sprinkler Permit | Residential | Renovation | Withdrawn | Residential - Install sprinklers as per design from Pacific Rim Group | Shimon Cohen
SP-2022-01319 | 2023-02-09 | 65 W 18TH AVENUE, Vancouver, BC V5Y 2A3 | Sprinkler Permit | Commercial | New | Completed | Commercial - For all sprinkler work to allow the main floor to be fully sprinklered to the 2014 VBBL and NFPA 13R, 2013; plus, all sprinkler work to allow for the installation of the exit exposure protection on the main floor and second floor to the 2014 VBBL and NFPA 13, 2013 for interior and exterior alterations to convert the existing multiple-conversion dwelling containing three dwelling units into four dwelling units in this three-storey residential building on this site. BP Scope of work includes: - Converting the first storey into a dwelling unit and remove the stairs to the second storey - Adding floor space at rear of the second storey - Remove the existing garage at the rear, and - BP Revision No.1 This application does not include any of the following: • Flexible sprinkler pipe. • Information Technology Equipment Rooms (e.g. IT Rooms, LAN Rooms, etc.). • Alternative Solutions Notes: 1. Fire suppression system engineer of record Ryan Pavey of Cardinal Engineering T: (604) 605-0606 E: pavey@cardinalfire.ca 2. One set of approved drawings and permit to be available for viewing at the jobsite. 3. *** All sprinkler work to allow the main floor to be fully sprinklered to NFPA 13R plus all sprinkler work to allow for the installation of the exit exposure protection on the main floor and second floor to the VBBL and NFPA 13. *** 4. *** Separate permit and documents required for the installation of the floor area sprinkler on the second and third floors. *** | Max Fire Pro Ltd
EP-2022-00995 | 2022-02-15 | 65 W 18TH AVENUE, Vancouver, BC V5Y 2A3 | Electrical Permit | Residential | Renovation | Expired | Temporary Power - Residential - To provide temporary power. | Angelo Bettiol O/A Angelica Electric
EP-2022-10037 | NULL | 67 W 18TH AVENUE, Vancouver, BC | Electrical Permit | Residential | New | Withdrawn | Installation / Repair - Residential - low voltage pre-wire and finish >BP: Interior and exterior alterations to convert the existing multiple-conversion dwelling containing three dwelling units into four dwelling units in this three-storey residential building on this site. Scope of work includes: - Converting the first storey into a dwelling unit and remove the stairs to the second storey - Adding floor space at rear of the second storey - Remove the existing garage at the rear | Corey S Doherty
GP-2023-00939 | 2023-03-16 | 2295 W 41ST AVENUE, Vancouver, BC | Gas Permit | Commercial | Renovation | Completed | Commercial - furnace re&re | Ferenc Nagy
PP-2023-00055 | 2023-01-09 | 2233 BURRARD STREET, Vancouver, BC V6J 3H9 | Plumbing Permit | Residential | New | Completed | Residential - Install a backflow device on the cooling tower at Carnegie 2233 Burrard street Vancouver, BC 3/4 inch Re & Re 4inch backflow device in the main mechanical room -reference: OP-2022-00115 | Total Energy Systems Ltd
EP-2023-06457 | 2023-07-18 | 69 W 3RD AVENUE, Vancouver, BC | Electrical Permit | Commercial | Renovation | Completed | Installation / Repair - Commercial - Hot Water booster installation - install 125A fused disconnect from duct bus in electrical room to location of electric 125A hot water booster for commercial dishwasher; x2 dedicated 20A outlets for gas on demand hot water heaters. | Brennan M Wauters
PP-2023-02875 | 2023-08-15 | 69 W 3RD AVENUE, Vancouver, BC | Plumbing Permit | Commercial | Tenant Improvement | Completed | Commercial - New 2” Water main run from city curb stop to the service suite. New PRV station and On Demand station to be installed as well | Kyle N Rouseau
PP-2023-04207 | 2023-12-18 | 5591 WEST BOULEVARD, Vancouver, BC V6M 3W6 | Plumbing Permit | Commercial | Tenant Improvement | Issued | Commercial - areas of the pharmacy being converted into compounding rooms >BP: Interior alterations to provide improvements to this Small Scale Pharmacy in conjunction Health Care Clinic on the ground floor of this existing commercial building on this site. Scope of works: Remove one existing exam room and build a prefabricated clean room | M & T AIR CONDITIONING LTD
EP-2023-10565 | 2023-12-04 | 5591 WEST BOULEVARD, Vancouver, BC V6M 3W6 | Electrical Permit | Commercial | Renovation | Issued | Installation / Repair - Commercial - Rough-in & Install 208V 1 Phase - 15 Amp Power for CU-1/FC-1 Rough-in & Install 208V 1 Phase - 15 Amp Power for EF-1 Supply & Install 6 - 2x2 LED Flat Panel Lights >BP: Interior alterations to provide improvements to this Small Scale Pharmacy in conjunction Health Care Clinic on the ground floor of this existing commercial building on this site. Scope of works: Remove one existing exam room and build a prefabricated clean room OK for Field Review per W.Wong on Sep. 18, 2023 Planning support having louvre as indicated on drawing as per Shadi on Oct 26, 2023. Energy checklist is currently no longer required with your Building Permit application. Some supporting documents are still required at BP stage, specifically Envelope and HVAC, if applicable. Service Water Heating and Lighting supporting documents, if applicable, must be submitted with your related trade's permits (e.g. electrical and plumbing) Note: - This building is sprinklered. A separate sprinkler permit is required for all related work. - Schedule B - Mech./Plumb., Satwinder Pal Singh, P. Eng., 604 564 6800 (TAG Engineering Inc.) | Santec Electric Inc
EP-2022-02069 | 2022-03-15 | 1602 W 1ST AVENUE, Vancouver, BC V6J 1G1 | Electrical Permit | Commercial | Tenant Improvement | Completed | Installation / Repair - Commercial - Retrofit lightings with LED and change the exits sign to green running man in the underground parking | SNG Electric Ltd
EP-2023-11205 | NULL | 1630 W 1ST AVENUE, Vancouver, BC V6J 1G1 | Electrical Permit | Commercial | Addition | Applicant Revisions | Installation / Repair - Commercial - Wire to 8 EV Charging stations and Cell Signal Booster in Parkade | Harbourview Electric Ltd
GP-2023-00820 | 2023-03-07 | 1834 W 1ST AVENUE, Vancouver, BC | Gas Permit | Residential | Renovation | Completed | Residential - Re&Re Hot water Gas tank | Milani Plumbing Heating & Air Conditioning Ltd
EP-2022-10137 | 2022-12-02 | 126 W 3RD AVENUE, Vancouver, BC | Electrical Permit | Commercial | Renovation | Completed | Installation / Repair - Commercial - added lighting /lighting control. re-locate panel. added receptacles. added RTU's -The unit has 2 existing 100amp services. 1 is 3phase 100amp 120/208v the other is single phase 100amp120/208v . The latter is being relocated only. The former stays as is. >BP: Interior alteration to existing manufacturing space on first floor of this existing 2 story commercial building and this will be shell space and separate TI permit is required. Scope of work includes demolish few existing offices, demolish existing kitchen and washrooms, Build new washrooms and coffee counter and upgrade lighting and HVAC. Note: 1.0. Total of 4 washrooms are provided. At the time of TI permit, washroom count is to be reviewed based on the occupant load. 2.0. Application is processed under VBBL 2019. | TKG Electic Ltd
PP-2022-04165 | 2022-11-21 | 126 W 3RD AVENUE, Vancouver, BC | Plumbing Permit | Commercial | Renovation | Completed | Commercial - installing 4 bathrooms >BP: Interior alteration to existing manufacturing space on first floor of this existing 2 story commercial building and this will be shell space and separate TI permit is required. Scope of work includes demolish few existing offices, demolish existing kitchen and washrooms, Build new washrooms and coffee counter and upgrade lighting and HVAC. | Tidal Mechanical Ltd
EP-2022-08849 | 2022-10-18 | 126 W 3RD AVENUE, Vancouver, BC | Electrical Permit | Commercial | NULL | Expired | Annual / Operating - Annual Operating Permit Valid: Oct 18th,2022 - Oct 17th, 2023 | Wespac Electrical Contractor Ltd
EP-2023-09115 | 2023-10-10 | 126 W 3RD AVENUE, Vancouver, BC | Electrical Permit | Commercial | NULL | Issued | Annual / Operating - Annual Operating Permit Renewal of EP-2022-08849 Valid: Oct 18th,2023 - Oct 17th, 2024 | Wespac Electrical Contractor Ltd
EP-2023-09229 | 2023-10-26 | 292 W 3RD AVENUE, Vancouver, BC | Electrical Permit | Commercial | Addition | Completed | Installation / Repair - Commercial - Wall pack light installation -only installing 4 LED wall pack lights in the parking area | Wirechief Electric Ltd
PP-2022-01506 | 2022-05-04 | 292 W 3RD AVENUE, Vancouver, BC | Plumbing Permit | Commercial | Renovation | Completed | Commercial - addition of a mop sink, and reconfiguring a basin to conform with handicap requirements >Interior alterations to provide improvements and a change of use to Wholesale Class B as per operational letter dated March 3, 2022, by "Once a Tree Furniture". Scope of work include the removal of walls to implement new walls, finishes, electrical and plumbing. | Harry Dash Plumbing Ltd
EP-2022-03506 | 2022-05-06 | 292 W 3RD AVENUE, Vancouver, BC | Electrical Permit | Commercial | Tenant Improvement | Completed | Installation / Repair - Commercial - Removal of old fluorescent lights. New LED lighting throughout. New plug circuits for desk area, new exit & emergency lighting. >BP: Interior alterations to provide improvements and a change of use to Wholesale Class B as per operational letter dated March 3, 2022, by "Once a Tree Furniture". Scope of work include the removal of walls to implement new walls, finishes, electrical and plumbing. Schedule B - Architectural - Jason Skladan - 604-928-5301 E2 - Lighting - Upgrade to Local Control (per 9.4.1.1.(a) of ASHRAE 90.1-2016) | F & S Electrical Ltd
EP-2022-04248 | 2022-05-24 | 292 W 3RD AVENUE, Vancouver, BC | Electrical Permit | Commercial | Renovation | Completed | Installation / Repair - Commercial - Data wiring >BP: Interior alterations to provide improvements and a change of use to Wholesale Class B as per operational letter dated March 3, 2022, by "Once a Tree Furniture". Scope of work include the removal of walls to implement new walls, finishes, electrical and plumbing. Schedule B - Architectural - Jason Skladan - 604-928-5301 E2 - Lighting - Upgrade to Local Control (per 9.4.1.1.(a) of ASHRAE 90.1-2016) Energy checklist is currently no longer required with your Building Permit (BP) application. Some supporting documents are still required at BP stage, specifically Envelope and HVAC, if applicable. Service Water Heating and Lighting supporting documents, if applicable, must be submitted with your related trades permits (e.g. electrical and plumbing). All energy upgrades will be checked during inspections stage. It is the applicant's responsibility to identify and note all required upgrades including energy upgrades on their BP drawings at BP stage. Ok for field Review as per Kirat Kang - March 11, 2022 | LVT Installations
EP-2022-05796 | 2022-07-22 | 2252 W 4TH AVENUE, Vancouver, BC | Electrical Permit | Commercial | New | Issued | Installation / Repair - Commercial - Install & wire into existing power exterior sign SAJE on storefront. Replace exterior Spotlights RE: SI-2022-00276 | Northstar Signs 2016 Ltd
EP-2022-01199 | 2022-02-22 | 3651 W 4TH AVENUE, Vancouver, BC V6R 1P2 | Electrical Permit | Commercial | Tenant Improvement | Completed | Installation / Repair - Commercial - Light fixtures installation, receptacles. >>> Amend: March 3rd - Attachment "L" uploaded in the Application document tab | Big Power Electric Ltd
EP-2022-00298 | 2022-01-18 | 571 W 57TH AVENUE, Vancouver, BC | Electrical Permit | Commercial | Addition | Completed | Installation / Repair - Commercial - Rough-in & install power for exhaust fans. | Santec Electric Inc
PP-2022-01934 | 2022-06-07 | 1370 W 4TH AVENUE, Vancouver, BC | Plumbing Permit | Commercial | Renovation | Completed | Commercial - Installation of backflow assembly on water filter supply line. This application is made as a result of a COV Cross Connection Control Inspection. | Vancouver Backflow Testing Ltd
PP-2022-01936 | 2022-06-07 | 1390 W 4TH AVENUE, Vancouver, BC | Plumbing Permit | Commercial | Renovation | Completed | Commercial - Install 2 backflow assemblies. This application is made as a result of a COV Cross Connection Control inspection. | Vancouver Backflow Testing Ltd
EP-2023-00351 | 2023-01-19 | 80 WALTER HARDWICK AVENUE, Vancouver, BC V5Y 0C8 | Electrical Permit | Commercial | Addition | Completed | Installation / Repair - Commercial - Installation of CT4000 charger to P1 parking fed from panel HMPA | S1 ELECTRIC LTD
GP-2022-03962 | 2022-12-13 | 22 W 19TH AVENUE, Vancouver, BC V5Y 2B2 | Gas Permit | Residential | New | Completed | Residential - Wolf 36 Inch Contemporary Gas Cook Top >BP: Building Permit for DP-2019-00193 interior and exterior changes to this existing multiple family dwelling with a detached garage and change of use to a single family dwelling. scope of work : conversion of multiple family dwelling from 3 units to a single family dwelling, New concrete foundation and new wood frame above grade basement walls, structural upgrading, new roofing, replace all exterior wood fascia, soffits, braces and trims, new exterior rain screen, cladding and trims, new window frames and door on front facade, new windows and frames on side facades, interior alterations throughout all floors, new accessory garage, full site landscape, Addition of AC unit | Han Appliances & Refrigeration Ltd
PP-2022-01709 | 2022-05-19 | 22 W 19TH AVENUE, Vancouver, BC V5Y 2B2 | Plumbing Permit | Residential | New | Completed | Residential - Irrigation Back flow >BP: Building Permit for DP-2019-00193 interior and exterior changes to this existing multiple family dwelling with a detached garage and change of use to a single family dwelling. scope of work : conversion of multiple family dwelling from 3 units to a single family dwelling, New concrete foundation and new wood frame above grade basement walls, structural upgrading, new roofing, replace all exterior wood fascia, soffits, braces and trims, new exterior rain screen, cladding and trims, new window frames and door on front facade, new windows and frames on side facades, interior alterations throughout all floors, new accessory garage, full site landscape, Addition of AC unit BUILDING DESIGNED UNDER PART 5 Structural schedule B submitted by: SCOTT ASH-ANDERSON, P.ENG 604-228-0518 Geotechnical schedule B submitted by: KARIM KARIMZADEGAN 604-990-0546 Schedule D-1 submitted by: BRENDA SHAW. P.ENG 604-929-9693 Architectural schedule B submitted by: JAMES BURTON ARCHITECT AIBC 604-687-1594 Schedule A submitted by: JAMES BURTON ARCHITECT AIBC, 604-687-1594 Renovation Energy Upgrade Proposal submitted by: CAPTIAL HOME ENERGY INC. 604-562-0387 Qualified Professional Declaration for Salvage and Abatement submitted by: PETER R.VAN BAKEL, CRM, CRSP of BCQP CONSULTANTS INC BUILDING TO BE SPRINKLER NFPA 13-D Scope of work to include energy and building upgrades in accordance with Article 11.2.1.4 of the 2014 Vancouver Building By-law and as required by the District Building Inspector. This includes air sealing, attic insulation upgrade, and as required by the Energy Upgrade Proposal. ALL NEW WORK TO MEET VBBL 2014. | Kore Irrigation Ltd
EP-2022-03341 | 2022-04-28 | 1812 W 4TH AVENUE, Vancouver, BC | Electrical Permit | Commercial | Renovation | Completed | Installation / Repair - Commercial - Upgrade existing 1-phase service to 3-phase 200Amp service to the building. Install two meters, one 3-phase 125Amp for retail store (1812 West 4th Ave) and one 1-phase 60Amp for upstairs one bedroom unit (1808 West 4th Ave) >BP: Interior alterations to provide improvements for this new tenant in this existing retail cannabis store in this existing commercial building on this site. Related to DP-2021-00950 (Issued on October 29 2021) B.O.V appeal Z35650 allowed on October 5 2021. Scope of work: Construct and relocate millwork, finishing and lighting throughout. OK for field review as per Rosa Astorino - February 1, 2022 | Serving U Electric Ltd
EP-2022-04966 | 2022-07-06 | 1812 W 4TH AVENUE, Vancouver, BC | Electrical Permit | Commercial | Renovation | Completed | Installation / Repair - Commercial - take over permit of existing contractor quitting job Taking over EP-2021-08455 Letter from owner on file | Bluephase Electrical Ltd
EP-2023-00281 | 2023-01-16 | 1847 W 4TH AVENUE, Vancouver, BC V6J 1M4 | Electrical Permit | Commercial | Tenant Improvement | Completed | Installation / Repair - Commercial - Installing new LED linear lights, new receptacles to new layout and running data lines for POS >BP: Interior alterations to provide tenant improvements to this existing fitness center for a new tenant on the ground floor of this exiting mixed use building. Letters of assurance submitted: Sch A/B (Arch): Peter Chu, AIBC, 604.298.7063 Sch B (Plumb): Charles W. Powell, P.Eng., 604.595.4869 Notes: 1. This building is sprinklered 2. Energy upgrade triggers: E2 - Lighting - Upgrade to incorporate Scheduled Shutoff (per 9.4.1.1.(i) of ASHRAE 90.1-2016) | FOS Electric Systems Ltd
PP-2023-00134 | 2023-01-17 | 1847 W 4TH AVENUE, Vancouver, BC V6J 1M4 | Plumbing Permit | Commercial | Tenant Improvement | Completed | Commercial - 3 showers 5 toilets 3 lavatories 1 drinking fountain >BP: Interior alterations to provide tenant improvements to this existing fitness center for a new tenant on the ground floor of this exiting mixed use building. >>>>Amend: March 21 to add one Inside backflow preventer | Hermco Mechanical Ltd
SP-2022-02105 | 2022-12-20 | 1847 W 4TH AVENUE, Vancouver, BC V6J 1M4 | Sprinkler Permit | Commercial | Tenant Improvement | Completed | Commercial - adjusting fire sprinklers to suit new layout >BP: Interior alterations to provide tenant improvements to this existing fitness center for a new tenant on the ground floor of this exiting mixed use building. >>*****This application does not include any of the following: 1. Not more than 20 sprinklers (add, relocate, or remove), 2. hydraulic calculations, 3. change in occupancy and /or hazard classification, 4. warehouse storage arrangements, 5. mobile compact storage arrangements, 6. alternative solutions, 7. changes to the sprinkler system supply piping (e.g. valves, mains, cross-mains, branch-lines, etc.), or 8. flexible sprinkler pipe. | Titan Fire Protection Ltd
EP-2023-09098 | 2023-10-24 | 2178 W 41ST AVENUE, Vancouver, BC | Electrical Permit | Commercial | Renovation | Completed | Installation / Repair - Commercial - Delete baseboard heater and safety check -CF-2023-010815 | CSM Electric Ltd
PP-2023-04246 | 2023-12-06 | 1780 W 3RD AVENUE, Vancouver, BC | Plumbing Permit | Commercial | Renovation | Issued | Commercial - Installing new sink, dishwasher and coffee machine for coffee bar NO BUILDING ALTERATIONS PROPOSED AS PER CONTRACTOR | Cameron Bruce Brown
GP-2022-00547 | 2022-02-18 | 1970 W 3RD AVENUE, Vancouver, BC | Gas Permit | Residential | Renovation | Completed | Residential - LG 30" Gas Range | Han Appliances & Refrigeration Ltd
EP-2023-08159 | 2023-09-08 | 1830 W 5TH AVENUE, Vancouver, BC V6J 1P3 | Electrical Permit | Commercial | NULL | Issued | Annual / Operating - Annual / Operating - Annual / Operating - To provide general repairs and maintenance when needed. Renewal of EP-2022-07562 Valid: 09/03/2023 to 09/02/2024 | Norben Electric (2016) Ltd
EP-2022-07562 | 2022-09-09 | 1830 W 5TH AVENUE, Vancouver, BC V6J 1P3 | Electrical Permit | Commercial | NULL | Expired | Annual / Operating - Annual / Operating - Annual / Operating - To provide general repairs and maintenance when needed. Renewal of EP-2021-06122 Valid: 09/03/2022 until 09/02/2023 | Norben Electric (2016) Ltd
SP-2022-00332 | 2022-05-30 | 1929 W 4TH AVENUE, Vancouver, BC | Sprinkler Permit | Commercial | New | Completed | Commercial - Sprinkler alterations to demise existing Retail (E) at 1929 W 4th Av on the 2nd storey into two Retail (E) units and provide tenant improvements; 1929 W 4th Av - 2nd storey (approx. 1,267 sq. ft.) Maximum Occupant Load = 25 persons 1931 W 4th Av - 2nd storey (approx. 2,500 sq. ft.) Maximum Occupant Load = 48 persons | Gisborne Industrial Construction Ltd
PP-2022-02200 | 2022-06-22 | 1929 W 4TH AVENUE, Vancouver, BC | Plumbing Permit | Commercial | Renovation | Completed | Commercial - Relocating the washroom to a new place which in about 5 feet away. >Major renovation for interior alterations to demise existing Retail (E) at 1929 W 4th Av on the 2nd storey into two Retail (E) units and provide tenant improvements; 1929 W 4th Av - 2nd storey (approx. 1,267 sq. ft.) Maximum Occupant Load = 25 persons 1931 W 4th Av - 2nd storey (approx. 2,500 sq. ft.) Maximum Occupant Load = 48 persons in this existing 3 storey commercial building on this site. Scope of work includes: alterations to remove walls, plumbing fixtures, HWT and door; upgrade existing wall and infill portion of the wall for a 2hr FRR demising wall; new walls, plumbing fixtures, light and door for new universal washroom; new millwork and furniture (display racks, wall display units, counters) replace building exit signs with pictogram signs; no changes to interior partitions, lighting and ceilings. OK For Field Review per K. Vogt, April 13, 2021. Notes: ~ District Building Inspector to determine if a Seismic Restraint letter is required for shelving/display units with a height over 6ft. ~ Non-Structural N3 upgrade shown on drawing A1.1. ~ Energy Upgrade: E4 - Lighting - Upgrade all Lighting Controls (per 9.4.1.1 of ASHRAE 90.1-2016) ~ Building Sprinklered – Separate sprinkler permit is required for installation of sprinklers. ~ Schedule B Architectural submitted by Nicholas Waissbluth, Architect, AIBC., of Waissbluth Architecture Office Inc., Tel: 604 612-5095. | Lionsbay Plumbing & Heating Inc.
EP-2022-05460 | 2022-06-27 | 1929 W 4TH AVENUE, Vancouver, BC | Electrical Permit | Commercial | New | Completed | Installation / Repair - Commercial - Bathroom re/re | Torr Electric
GP-2022-02112 | 2022-07-18 | 420 W 15TH AVENUE, Vancouver, BC | Gas Permit | Residential | Addition | Completed | Residential - RE & RE HOT WATER TANK | B C Furnace Service Ltd
NULL | NULL | 3433 W 1ST AVENUE, Vancouver, BC | Electrical Permit | Residential | Tenant Improvement | Withdrawn | Installation / Repair - Residential - sdca | ROBERT LLOYD REDFORD
EP-2022-00534 | 2022-01-26 | 3433 W 1ST AVENUE, Vancouver, BC | Electrical Permit | Residential | Tenant Improvement | Completed | Installation / Repair - Residential - 200 Amp Service Upgrade | ROBERT LLOYD REDFORD
PP-2022-02746 | 2022-08-08 | 153 W 18TH AVENUE, Vancouver, BC | Plumbing Permit | Residential | New | Completed | Residential - Install a DCVA for Lawn irrigation. Exterior and interior alterations to alter the main and second floors, and to add a new third storey addition to this existing one family dwelling with secondary suite on this inside with lane site. | University Sprinkler Systems Incorporated
GP-2023-01939 | 2023-06-27 | 198 W 18TH AVENUE, Vancouver, BC | Gas Permit | Residential | Tenant Improvement | Completed | Residential - Replacement of aging Navien on demand condensing boiler of LKQ | A-1 Drainage Plumbing & Heating Limited
EP-2022-06606 | 2022-08-08 | 5636 CAMBIE STREET, Vancouver, BC | Electrical Permit | Commercial | Tenant Improvement | Completed | Installation / Repair - Commercial - re-lamp, re-ballast on T8 fixture. Replace fluorescent potlight into LED downlight. | Atlantic Electric Ltd
EP-2022-10208 | 2022-12-06 | 5790 EAST BOULEVARD, Vancouver, BC V6M 4M4 | Electrical Permit | Residential | Tenant Improvement | Completed | Installation / Repair - Residential - Replacement of fluorescent lamps and ballasts to LED T8 lamps and ballasts . No changes to the fixtures configuration . New ballasts work evenly with LED and fluorescent T8 lamps . | MEK ENTERPRISES LTD
EP-2023-08297 | 2023-09-14 | 1955 TRAFALGAR STREET, Vancouver, BC V6K 3S4 | Electrical Permit | Commercial | Renovation | Issued | Installation / Repair - Commercial - Replacing faulty fire alarm panel, no wiring. Replacing with new panel, new control unit is compatible with all the existing devices incorporated in the existing FAS. We are not altering the existing wiring or outlet boxes, this is considered a straight forward replacement of the electrical equipment. Note: The issuance of this permit is based on Bulletin 2018-004-BU/EL. | AG Electric and Alarm Monitoring Co Ltd
NULL | NULL | 3050 GRANVILLE STREET, Vancouver, BC V6H 3J8 | Electrical Permit | Commercial | Renovation | Draft | Installation / Repair - Commercial - replace track lights and add 3 ceiling lights | Halo Industry Group Ltd
EP-2023-09314 | 2023-10-16 | 3050 GRANVILLE STREET, Vancouver, BC V6H 3J8 | Electrical Permit | Commercial | Renovation | Completed | Installation / Repair - Commercial - Replace track lights, add 3 ceiling lights, remove one existing ceiling light. | Halo Industry Group Ltd
EP-2022-08820 | 2022-10-18 | 2091 W 42ND AVENUE, Vancouver, BC | Electrical Permit | Commercial | Addition | Completed | Installation / Repair - Commercial - Installation of LED wrap around fixtures into driver entry hallway, removal of existing wall packs. | Berts Electric (2001) Ltd
EP-2022-07057 | 2022-08-24 | 2034 W 41ST AVENUE, Vancouver, BC | Electrical Permit | Commercial | Tenant Improvement | Completed | Installation / Repair - Commercial - Decommissioning electrical services for demolition Provide temporary lighting & power connections suitable for construction work Install lighting package including recessed & undercabinet lighting as specified Code & building bylaw required upgrades to EM & Fire systems Fire alarm verification Install baseboard heaters as indicated on the ID drawings Install (2) WAPs Data services to terminate at Back of House, provide patch panel and wall mount rack Provide data & electrical outlets for marketing TV monitor (TV by others) Connect split A/C system for HVAC Provide 15A 120V power for major appliances to operate in showroom display mode No power provided for the model display Provide power outlets at each seating area, Back of House countertop, housekeeping, data routers & security alarm system Power for signage Security alarm system by others Waste removal included >BP: Ground Floor Interior alterations to change the use from retail to General Office ? Real Estate in this unit on the ground floor of this existing commercial building on this site. | TDR Electric Inc
EP-2022-09851 | 2022-11-22 | 1864 W 57TH AVENUE, Vancouver, BC | Electrical Permit | Commercial | Tenant Improvement | Issued | Installation / Repair - Commercial - RID: 158151 RE & RE of Restaurant Exhaust Fan. Retrofit - Like for like exact appliance replacement. Service remained the same, breaker & electrical feed confirmed to be originally sized properly. Equipment will be replaced in the same location as existing the unit. No change in equipment capacity or fuel. | Haakon Industries (Canada) Ltd.
EP-2022-10786 | 2023-01-17 | 1105 ROBSON STREET, Vancouver, BC | Electrical Permit | Commercial | Renovation | Completed | Installation / Repair - Commercial - 1)add and change 23 pot lights 2)add and change 16 outlets 3)add and change 5 switches 4)emergency lighting 5)smoke detector *Amendment: "we put timers for lightings in the office"/ Attachment L provided >BP: Interior alterations to provide tenant improvements to and to change the use from Retail to general office (money exchange) at unit 1105 Robson Street in this existing commercial building. Minor renovation to the commercial space includes: Overlaying existing tile flooring, installing millwork, moving existing wall, painting and running electrical for new lighting, outlets and security cameras OK for field review as per Nehzat J. on Oct 28, 2022. Tenant: Vanex Money Exchange Notes: - This building is sprinklered. DBI to confirm if a sprinkler permit is required. - Energy upgrade triggers: E2 . Lighting - Upgrade To Local Control (Per 9.4.1.1.(A) Of ASHRAE 90.1-2016). *Amendment: "we put timers for lightings in the office"/ Attachment L provided | Pacific Total Electric Ltd
PP-2023-01924 | 2023-05-31 | 6441 VICTORIA DRIVE, Vancouver, BC | Plumbing Permit | Commercial | Tenant Improvement | Completed | Commercial - Plumbing for a new restaurant 50 GPM 3-comp, sgl sink, mop >DB: Exterior and Interior alterations and Change of Use and Major Occupancy from Health Care Office (Group D) to Retail Store (limited food service, Group E) in this existing 2-storey commercial building on the site. Scope of work includes new roof-top units and a new commercial kitchen. | West Pender Mechanical Ltd
EP-2023-05168 | 2023-06-09 | 6441 VICTORIA DRIVE, Vancouver, BC | Electrical Permit | Commercial | Renovation | Completed | Installation / Repair - Commercial - Wiring and installing for receptacles and lighting fixtures. >BP: CHANGE OF MAJOR OCCUPANCY. Exterior and Interior alterations and Change of Use and Major Occupancy from Health Care Office (Group D) to Retail Store (limited food service, Group E) in this existing 2-storey commercial building on the site. Scope of work includes new roof-top units and a new commercial kitchen. | JUN ZENG
NULL | NULL | 6443 VICTORIA DRIVE, Vancouver, BC | Electrical Permit | Commercial | Renovation | Draft | Installation / Repair - Commercial - Replacing light fixtures and receptacles | Gill Electric Co Ltd
EP-2023-09240 | 2023-12-05 | 6443 VICTORIA DRIVE, Vancouver, BC | Electrical Permit | Commercial | Renovation | Completed | Installation / Repair - Commercial - Replacing light fixtures and Receptacles only no building work. | Gill Electric Co Ltd
EP-2023-09320 | 2023-10-16 | 6453 VICTORIA DRIVE, Vancouver, BC | Electrical Permit | Commercial | Addition | Issued | Installation / Repair - Commercial - Electrical work according to plan, relocation electrical panel, installation of branch circuits, emergency lights and exit signs. >BP: To change the use from Laundromat to Retail (limited food service) and to provide improvements for the tenant. Scope of work includes installation of a new kitchen hood for class 1 cooking. Tenant: Donair Shop Schedule A - H. Ilbeigi Timouri (778) 558 9629 Schedule B Struc - Hamid Ilbeigi Timouri (778) 558 9629 Schedule B Mech - Xiangyang Tan 778-706-5858 Schedule B Building Envelope - Jason Hui 778 319 3403 Schedule D - Jason Hui 778 319 3403 | Pacific Total Electric Ltd
EP-2022-06257 | 2022-07-25 | 6466 VICTORIA DRIVE, Vancouver, BC | Electrical Permit | Commercial | New | Completed | Installation / Repair - Commercial - installation of alarm system. COMPLETE SECURITY ALARM SYSTEM Interior alterations and change of use to Beauty Salon for a new tenant at 6466 Victoria Drive in the existing commercial building on this site. Scope of work to include: universal washroom upgrades, re&re walls to suit new layout, electrical and plumbing Tenant: Milano Nail Spa Ltd. | Telus Custom Security Systems Inc
EP-2022-04777 | 2022-06-07 | 6466 VICTORIA DRIVE, Vancouver, BC | Electrical Permit | Commercial | Addition | Completed | Installation / Repair - Commercial - installing exhaust fan and pot lights in washroom >BP: Interior alterations and change of use to Beauty Salon for a new tenant at 6466 Victoria Drive in the existing commercial building on this site. Scope of work to include: universal washroom upgrades, re&re walls to suit new layout, electrical and plumbing Tenant: Milano Nail Spa Ltd. Schedule B Plumbing - Alex Z.Q.Li P.Eng - 778-323-1368 E2 - HVAC - Clean and Balance all Air Systems (per 6.7.2.3.2 of ASHRAE 90.1-2016) OK for field review D. Langevin Feb 15, 2022 Amend: June 16, 2022 Installation of pot lights and panel lights Removing old receptacles and adding new receptacles Total cost of project will be 5500$ | BC Vancouver Electrical
PP-2022-01723 | 2022-05-31 | 6466 VICTORIA DRIVE, Vancouver, BC | Plumbing Permit | Commercial | Tenant Improvement | Completed | Commercial - Install 6 fixtures for spa chair (pedicare chair with pump); install new one hand sink; install new sink for the staff for hand washing, install new hot water tank, install new laundry box, install 1 toilet and 1 sink in the bathroom and 1 floor drain in the bathroom >BP: Interior alterations and change of use to Beauty Salon for a new tenant at 6466 Victoria Drive in the existing commercial building on this site. Scope of work to include: universal washroom upgrades, re&re walls to suit new layout, electrical and plumbing Tenant: Milano Nail Spa Ltd. Schedule B Plumbing - Alex Z.Q.Li P.Eng - 778-323-1368 E2 - HVAC - Clean and Balance all Air Systems (per 6.7.2.3.2 of ASHRAE 90.1-2016) OK for field review D. Langevin Feb 15, 2022 | Chao Plumbing & Heating Ltd
GP-2022-01540 | 2022-05-20 | 6482 VICTORIA DRIVE, Vancouver, BC | Gas Permit | Commercial | New | Completed | Commercial - Review existing gas piping and design. Perform load calculations and required modifications for new gas equipment.Supply and install appliance connectors as per code >Interior and exterior alteration to provide tenant improvement for the new restaurant tenant on this site. Exterior work for a new roof top kitchen exhaust system. | One Degree HVAC Service Group Ltd.
PP-2022-01058 | 2022-03-30 | 6482 VICTORIA DRIVE, Vancouver, BC | Plumbing Permit | Commercial | Renovation | Completed | Commercial - Wash hand sink installation Exterior and interior alterations to provide tenant improvements for a new Restaurant Class 1 tenant at this existing Restaurant Class 1 unit 6482 Victoria Drive on the ground floor of this commercial building on this site. Work to include a heat pump at the rear of the building. Exterior work for a new roof top kitchen exhaust system. Class-1 Cooking operation | 546185 BC LTD dba Mr. Rooter Plumbing
EP-2022-06364 | 2022-07-28 | 2837 CAMBIE STREET, Vancouver, BC V5Z 3Y8 | Electrical Permit | Commercial | Tenant Improvement | Completed | Installation / Repair - Commercial - Supply and install new lighting, outlets, fire alarm modifications and lighting controls as per permit drawings >BP: Including the operational letter submitted by Michael Granek, owner/operator of School of Rock to provide interior alterations and a change of use of approximately 3,410sf from an existing Neighborhood Pub to School Arts or Self Improvement. Scope of Work: - Remove existing plumbing fixtures, furniture and equipment, walls & doors, and millwork. - New walls, doors & interior windows, plumbing fixtures, sprinkler & electrical work. OK for Field Review as per Ed Loney, May 13th, 2022 Energy Upgrade: E2 - HVAC - Clean and Balance all Air Systems (per 6.7.2.3.2 of ASHRAE 90.1-2016) Schedule A & Schedule B Architectural signed by Xu (Patrick) Yang, 604-616-7892 office@pwaarchitecture.com Schedule B Mechanical & Plumbing signed by Xiangyang Tan, P.Eng, 778-706-5858 tan@xtengineering.com Schedule B Electrical signed by Ziyu Fan, 604-370-3361 Note: Energy checklist is currently no longer required with your Building Permit (BP) application. Some supporting documents are still required at BP stage, specifically Envelope and HVAC, if applicable. Service Water Heating and Lighting supporting documents, if applicable, must be submitted with your related trades permits (e.g. electrical and plumbing). All energy upgrades will be checked during inspections stage. It is the applicant’s responsibility to identify and note all required upgrades including energy upgrades on their BP drawings at BP stage. | Wynn's Electrical Contractors Ltd
PP-2022-02520 | 2022-07-19 | 2837 CAMBIE STREET, Vancouver, BC V5Z 3Y8 | Plumbing Permit | Commercial | Renovation | Completed | Commercial - cap off bar sink replace kitchen sink | Fusion Mechanical Plumbing Contractor Ltd
EP-2022-06569 | 2022-08-05 | 2837 CAMBIE STREET, Vancouver, BC V5Z 3Y8 | Electrical Permit | Commercial | Tenant Improvement | Completed | Installation / Repair - Commercial - low voltage computer wiring Scope of Work: - Remove existing plumbing fixtures, furniture and equipment, walls & doors, and millwork. - New walls, doors & interior windows, plumbing fixtures, sprinkler & electrical work. | Versatel Service Ltd
SP-2022-01025 | 2022-08-18 | 2837 CAMBIE STREET, Vancouver, BC V5Z 3Y8 | Sprinkler Permit | Commercial | Tenant Improvement | Completed | Commercial - Sprinkler alterations and a change of use of approximately 3,410sf from an existing Neighborhood Pub to School Arts or Self Improvement. School of Rock | Viking Fire Protection Inc
PP-2022-03539 | 2022-10-05 | 2837 CAMBIE STREET, Vancouver, BC V5Z 3Y8 | Plumbing Permit | Commercial | Tenant Improvement | Completed | Commercial - Removal and Replacement of existing sink >DB: Including the operational letter submitted by Michael Granek, owner/operator of School of Rock to provide interior alterations and a change of use of approximately 3,410sf from an existing Neighborhood Pub to School Arts or Self Improvement. Scope of Work: - Remove existing plumbing fixtures, furniture and equipment, walls & doors, and millwork. - New walls, doors & interior windows, plumbing fixtures, sprinkler & electrical work. | Humphries Construction Group Ltd
EP-2023-07279 | 2023-08-10 | 1509 W 12TH AVENUE, Vancouver, BC | Electrical Permit | Commercial | Addition | Completed | Installation / Repair - Commercial - Install new bx wiring for two new outlets for freezers. | Higherstate Electric Inc
EP-2023-07220 | 2023-08-09 | 668 SEYMOUR STREET, Vancouver, BC | Electrical Permit | Commercial | Renovation | Completed | Installation / Repair - Commercial - Re-lamping existing fluorescent lighting with LED tubes. | Western Summit Electric Ltd
PP-2024-00152 | 2024-01-29 | 6543 VICTORIA DRIVE, Vancouver, BC | Plumbing Permit | Commercial | Renovation | Issued | Commercial - Existing kitchen renovation. Install new fixtures and new rough-in | AVATAR PLUMBING AND HEATING LTD
EP-2023-10654 | 2023-11-28 | 6566 VICTORIA DRIVE, Vancouver, BC | Electrical Permit | Commercial | Renovation | Completed | Installation / Repair - Commercial - Add 3 emergency and exit lights for adding area. >BP: To alter the interior of this existing Retail Store (group E) to provide tenant improvements. Scope of works: 1. Emergency Lighting (VBBL Div. B, Part 9, Article 9.9.12.3): Add emergency lighting above exit door and in the proposed sale area. 2. Fire Separation (VBBL Div. B, Part 11, Flow Chart No. 2 – Note (3)): - Double layer of drywall required for all demising walls and ceiling/floor assembly - West demising wall against the corridor and the North demising wall against the boiler/storage room require a second layer of 12.5 mm GWB. - The demising walls do not go up to the full height to the floor above and there is currently a void of approx. 18-24" between the ceiling and floor area. Demising wall would need to frame up to the floor above to receive the required separation. 3. Doors in Fire Separation (VBBL Div. B, Part 9, Article 9.10.13.2.): Door separating the suite and the corridor required to have 45 min. rating and self-closing hardware. | Aidea Solutions Ltd
EP-2022-09295 | 2022-11-28 | 6586 VICTORIA DRIVE, Vancouver, BC | Electrical Permit | Commercial | Addition | Completed | Installation / Repair - Commercial - Install three EX/EM lights for the shop; >BP: Interior alterations to combine these two existing retail units into one unit on the ground floor of this existing mixed-use building on this site. OK for field review as per Jamie Zhang, Oct.20/20 | ShaoJun Li / Glee Electric Contractor Ltd
GP-2023-00246 | 2023-01-20 | 6620 VICTORIA DRIVE, Vancouver, BC | Gas Permit | Residential | Renovation | Completed | Residential - RE N RE - Replace Mid efficient furnace for High efficient furnace | Ethos Plumbing & Heating Ltd
GP-2023-02551 | 2023-09-01 | 6870 VICTORIA DRIVE, Vancouver, BC | Gas Permit | Residential | Addition | Completed | Residential - Furnace re/re 45,000 BTU | HAMZEH GERAMI Dba Nation Heating & Cooling
GP-2022-03747 | 2022-11-29 | 6914 VICTORIA DRIVE, Vancouver, BC V5P 3Y8 | Gas Permit | Commercial | New | Completed | Commercial - Gas line to water heater ** Amend 12/08/2022** correct address from 6904 to 6914 Victoria Drive | 0788459 BC Ltd
EP-2022-08234 | 2022-10-03 | 6914 VICTORIA DRIVE, Vancouver, BC V5P 3Y8 | Electrical Permit | Commercial | Tenant Improvement | Completed | Installation / Repair - Commercial - Expansion and renovation of existing Bosley's Pet Value location. Add additional lighting, replace and upgrade exit & emergency lighting, new branch circuits and receptacles, data cabling, bonding of data rack. Distribution existing to remain, no fire alarm work or scope. Interior alterations to provide tenant improvements and to expand the existing retail tenant at 6914 Victoria Dr into the adjacent vacant beauty salon at 6910 Victoria Dr of this existing commercial building on the site. Scope of Work: Change of Use from Hair Salon (D) to Pet food & supplies (E), demo and installation of new flooring, partitions, fixtures, ceiling, and lighting. | Charles Richard Pawluk o/a United Electrical Systems Ltd
PP-2022-03452 | 2022-10-03 | 6914 VICTORIA DRIVE, Vancouver, BC V5P 3Y8 | Plumbing Permit | Commercial | Tenant Improvement | Completed | Commercial - Rough in plumbing above and below slab Supply rough in for two dog wash basin Supply and install hot water tank Navian complete with seismic on tank. Supply Gas line to the new water heater Supply mop sink Supply necessary demo >BP: Interior alterations to provide tenant improvements and to expand the existing retail tenant at 6914 Victoria Dr into the adjacent vacant beauty salon at 6910 Victoria Dr of this existing commercial building on the site. Scope of Work: Change of Use from Hair Salon (D) to Pet food & supplies (E), demo and installation of new flooring, partitions, fixtures, ceiling, and lighting. Amend: Nov 10, 2022 amend the site address to 6914 Victoria Drive | Ange's Plumbing Ltd
EP-2023-02842 | 2023-04-03 | 6914 VICTORIA DRIVE, Vancouver, BC V5P 3Y8 | Electrical Permit | Commercial | Tenant Improvement | Completed | Installation / Repair - Commercial - Install additional exit lights and DC remote heads, throughout the store as per Building Inspectors Request. >BP: 6914 Victoria Drive Interior alterations to provide tenant improvements and to expand the existing retail tenant at 6914 Victoria Dr into the adjacent vacant beauty salon at 6910 Victoria Dr of this existing commercial building on the site. Scope of Work: Change of Use from Hair Salon (D) to Pet food & supplies (E), demo and installation of new flooring, partitions, fixtures, ceiling, and lighting. | Charles Richard Pawluk o/a United Electrical Systems Ltd
EP-2023-08076 | 2023-09-14 | 6931 VICTORIA DRIVE, Vancouver, BC | Electrical Permit | Commercial | Addition | Completed | Installation / Repair - Commercial - Add LED Pot lights for barber store, four power outlet for barber station, two exit sign with emergency light, all wiring through EMT. We are adding surface light fixtures through EMT, receptacles for barber station and exit/EM, also we will shift the electrical sub-panel to satisfy the code (the existing one is too high) there is no any structural work all wiring through EMT and surface mount light fixtures. | Leoy Enterprise Limited
EP-2022-00366 | 2022-01-24 | 6945 VICTORIA DRIVE, Vancouver, BC V5P 3Y7 | Electrical Permit | Commercial | Renovation - Dwelling Unit(s) only | Completed | Installation / Repair - Commercial - Finishing of Alarm system and Camera System Exterior and interior alterations to change of use to Cannabis Store | Blue Horse Electric Ltd
NULL | NULL | 6947 VICTORIA DRIVE, Vancouver, BC V5P 3Y7 | Plumbing Permit | Commercial | Addition | Draft | Commercial - Adding a dishwasher and replacing the drain hole with a new one. | NULL
EP-2023-09043 | 2023-10-13 | 1010 SEYMOUR STREET, Vancouver, BC V6B 3M6 | Electrical Permit | Commercial | Addition | Completed | Installation / Repair - Commercial - Installation of a 70 A primary feeder and a 75 kVA transformer (600 V:120/208 V 3P4W), a 225 A 120/208 V panel, installation of 2 - 40 A branch circuit and breakers, and conductors and conduits to feed 4 Level 2 Chargers with load Shared ratio at 2:1. | Omra Electric Corp
EP-2023-02096 | 2023-03-13 | 609 HELMCKEN STREET, Vancouver, BC | Electrical Permit | Commercial | Renovation | Completed | Installation / Repair - Commercial - Motorized projector screen installation with additional power outlet. | 4th Utility Inc
EP-2022-06802 | 2022-08-12 | 609 HELMCKEN STREET, Vancouver, BC | Electrical Permit | Commercial | Addition | Completed | Installation / Repair - Commercial - Access Control addition - NO MAGLOCKS | Rose Security Services Inc
EP-2022-03658 | 2022-05-05 | 609 HELMCKEN STREET, Vancouver, BC | Electrical Permit | Commercial | Renovation | Completed | Installation / Repair - Commercial - Renovation of 3 washrooms, new lighting, new panel, EM lighitng >BP: Interior alterations to provide improvements to this existing social services centre (Gathering Place) in this existing mixed use building on this site. Scope of work includes: Upgrading existing washrooms on second floor. Letters of assurance submitted: Sch A: Ian Ross McDonald, Architect, 604.633.1830 Sch B (Arch): Ian Ross McDonald, Architect, 604.633.1830 Sch B (Mech, Plumb): James Wroot, P.Eng., 604.684.5995 Sch B (elect): Navtej Bains, P.Eng., 236.571.6900 Ok for field review as per Rosa Astorino - December 24, 2021 Notes: 1. Energy upgrade required: E2 - Lighting - Upgrade to incorporate Automatic Full OFF (per 9.4.1.1.(h) of ASHRAE 90.1-2016) | Keystone Electric Ltd
SP-2022-00840 | 2022-05-27 | 609 HELMCKEN STREET, Vancouver, BC | Sprinkler Permit | Commercial | Renovation | Completed | Commercial - relocate existing sprinkler heads in washrooms on second floor >101015601746 101015601756 Interior alterations to provide improvements to this existing social services centre (Gathering Place) in this existing mixed use building on this site. Scope of work includes: Upgrading existing washrooms on second floor. Letters of assurance submitted: Sch A: Ian Ross McDonald, Architect, 604.633.1830 Sch B (Arch): Ian Ross McDonald, Architect, 604.633.1830 Sch B (Mech, Plumb): James Wroot, P.Eng., 604.684.5995 Sch B (elect): Navtej Bains, P.Eng., 236.571.6900 Ok for field review as per Rosa Astorino - December 24, 2021 Notes: 1. Energy upgrade required: E2 - Lighting - Upgrade to incorporate Automatic Full OFF (per 9.4.1.1.(h) of ASHRAE 90.1-2016 *****This application does not include any of the following: 1. Not more than 20 sprinklers (add, relocate, or remove), 2. hydraulic calculations, 3. change in occupancy and /or hazard classification, 4. warehouse storage arrangements, 5. mobile compact storage arrangements, 6. alternative solutions, 7. changes to the sprinkler system supply piping (e.g. valves, mains, cross-mains, branch-lines, etc.), or 8. flexible sprinkler pipe. | MG Fire Protection Ltd
PP-2022-01796 | 2022-05-31 | 609 HELMCKEN STREET, Vancouver, BC | Plumbing Permit | Commercial | Renovation | Completed | Commercial - Renovation of existing washroom groups >BP: 101015601746 101015601756 Interior alterations to provide improvements to this existing social services centre (Gathering Place) in this existing mixed use building on this site. Scope of work includes: Upgrading existing washrooms on second floor. Letters of assurance submitted: Sch A: Ian Ross McDonald, Architect, 604.633.1830 Sch B (Arch): Ian Ross McDonald, Architect, 604.633.1830 Sch B (Mech, Plumb): James Wroot, P.Eng., 604.684.5995 Sch B (elect): Navtej Bains, P.Eng., 236.571.6900 Ok for field review as per Rosa Astorino - December 24, 2021 Notes: 1. Energy upgrade required: E2 - Lighting - Upgrade to incorporate Automatic Full OFF (per 9.4.1.1.(h) of ASHRAE 90.1-2016) | Four Lakes Mechanical LTD
EP-2023-04887 | NULL | 2903 GRANVILLE STREET, Vancouver, BC | Electrical Permit | Commercial | Tenant Improvement | Application Incomplete | Installation / Repair - Commercial - Run new power for new AC units to replace old AC units located on roof | Grimes & White Electrical Services Ltd.
GP-2022-00530 | 2022-02-17 | 1806 W 13TH AVENUE, Vancouver, BC | Gas Permit | Residential | Renovation | Completed | Residential - Replace Water Heater | Mainland Plumbing & Heating
GP-2023-00426 | 2023-02-08 | 3665 SKANA DRIVE, Vancouver, BC | Gas Permit | Residential | Tenant Improvement | Completed | Residential - Hot water tank to renew. | Robert Essler
GP-2022-00907 | 2022-03-23 | 3667 SKANA DRIVE, Vancouver, BC | Gas Permit | Residential | Tenant Improvement | Completed | Residential - Gas hot water tank to renew. | Robert Essler
EP-2023-02677 | 2023-03-29 | 5766 STIRLING STREET, Vancouver, BC | Electrical Permit | Residential | Renovation | Completed | Installation / Repair - Residential - BC Hydro Meter was tampered with. Need to change out the Meter Base. Amend: May 1st, 2023 Reconnect Service. Meter base has been replaced subsequent to vandalism. 240V/200A 1PH | Action Electric Ltd
GP-2023-00585 | 2023-02-16 | 3689 W 11TH AVENUE, Vancouver, BC | Gas Permit | Residential | Renovation | Completed | Residential - Re and re Lennox furnace | Lambert Plumbing & Heating
EP-2023-08940 | 2023-10-10 | 2690 GRANVILLE STREET, Vancouver, BC | Electrical Permit | Commercial | Renovation | Completed | Installation / Repair - Commercial - Rewiring some circuits. Installing 2 new circuits for a fridge and warming drawer. Re and Re some new pendant fixtures. | Arcwest Electric Ltd
MP-2022-00333 | 2022-10-04 | 865 SEYMOUR STREET, Vancouver, BC | Mechanical Permit | NULL | NULL | Completed | NULL | Just Mechanical Ltd
EP-2023-06147 | 2023-07-10 | 901 SEYMOUR STREET, Vancouver, BC V6B 3M1 | Electrical Permit | Commercial | Tenant Improvement | Completed | Installation / Repair - Commercial - Installation of (x2) new 15 amp circuits from panel to supplied duplexes and quads within mobile table. Supply and install cab tire from existing ceiling power to vignette. | Canem Systems Ltd
EP-2023-05865 | 2023-07-13 | 2935 HEBB AVENUE, Vancouver, BC V5M 4Y2 | Electrical Permit | Commercial | Addition | Completed | Installation / Repair - Commercial - Rework existing circuitry for small kitchenette -To clarify for grounding and bonding - there will be no modification to the existing service. That was selected simply for bonding of branch circuits. | SOMATIC HVAC SOLUTIONS LTD
PP-2023-02118 | 2023-06-15 | 2935 HEBB AVENUE, Vancouver, BC V5M 4Y2 | Plumbing Permit | Commercial | Renovation | Completed | Commercial - New kitchen area c/w sink and mop sink Please Note: Any Structural work may require a Building Permit. | PACIFIC FLO MECHANICAL
SP-2022-01627 | 2022-10-04 | 2935 HEBB AVENUE, Vancouver, BC V5M 4Y2 | Sprinkler Permit | Commercial | Tenant Improvement | Completed | Commercial - Add & relocate sprinkler heads for tenant improvement. >BP: Interior alterations to renovate this existing warehouse unit #130 on the P3 Level of this existing commercial building. The scope include to add a public corridor to access the automatic transfer switch room. OK for field review per Ryan Walton. Letter of assurance provided by: Schedule B (Architectural): DANNY KA WAI WONG, (604) 773-2068 *****This application does not include any of the following: 1. Not more than 20 sprinklers (add, relocate, or remove), 2. hydraulic calculations, 3. change in occupancy and /or hazard classification, 4. warehouse storage arrangements, 5. mobile compact storage arrangements, 6. alternative solutions, 7. changes to the sprinkler system supply piping (e.g. valves, mains, cross-mains, branch-lines, etc.), or 8. flexible sprinkler pipe. | Priority Fire Systems Ltd
EP-2022-08658 | 2022-10-13 | 2935 HEBB AVENUE, Vancouver, BC V5M 4Y2 | Electrical Permit | Commercial | Renovation | Completed | Installation / Repair - Commercial - Power and Lighting adjustments for new walls #130 Interior alterations to renovate this existing warehouse unit #130 on the P3 Level of this existing commercial building. The scope include to add a public corridor to access the automatic transfer switch room. | Action Electric Ltd
EP-2023-08763 | 2023-09-28 | 2935 HEBB AVENUE, Vancouver, BC V5M 4Y2 | Electrical Permit | Commercial | Tenant Improvement | Completed | Installation / Repair - Commercial - Relocate power in the high ceiling for existing cord reels and re-mount the cord reels. Install one power on the wall from an existing location. There is no structural work. Just open ceiling and surface conduit, just a relocate of existing ceiling receptacles from one location to another at three locations. | Mott Electric General Partnership
SP-2023-01110 | 2023-07-24 | 2945 HEBB AVENUE, Vancouver, BC V5M 4Y2 | Sprinkler Permit | Commercial | Tenant Improvement | Completed | Commercial - For sprinkler system alterations to the 2019 VBBL and NFPA 13, 2013 for the tenant improvements to provide interior alterations to combine these two existing storage warehouse unit #130 -2935 Hebb Av and 2945 Hebb Ave by installing a roller door in the demising wall on the P3 level of this existing commercial building (building 7 - 2940 Virtual Way) on this site. Upgrade existing sprinkler system for new racking storage in warehouse. Engineer of Record: Dan Wong 778-847-0572 denveng7@gmail.com | Priority Fire Systems Ltd
EP-2023-02509 | 2023-03-24 | 2945 HEBB AVENUE, Vancouver, BC V5M 4Y2 | Electrical Permit | Commercial | Addition | Completed | Installation / Repair - Commercial - Supply power & disconnect switch for powered roller door. >BP: Interior alterations to combine these two existing storage warehouse unit #130 -2935 Hebb Av and 2945 Hebb Ave by installing a roller door in the demising wall on the P3 level of this existing commercial building (building 7 - 2940 Virtual Way) on this site. Amend: June 27th, 2023 attached Building Permit BP-2023-01459 to this Electrical Permit. | Action Electric Ltd
EP-2022-02769 | 2022-04-13 | 4884 VICTORIA DRIVE, Vancouver, BC | Electrical Permit | Commercial | Tenant Improvement | Completed | Installation / Repair - Commercial - Running some branch circuits for the appliances, running feed for the hood exhaust fan/ make up air, and inter-lock system. Lighting, some outlets, sign and low voltage wiring. -All the lights are existing >BP: Interior and exterior alterations: Interior and exterior alterations to provide improvements for a new Retail (Limited Food Service) tenant in this existing Retail (Limited Food Service) at 4884 Victoria Drive on the ground floor of this existing commercial building on this site. Exterior alterations to add two new roof top units. Class-1 cooking operation Enquiry Centre Note: OK for DB per Mehdi Einifar, Feb 18, 2022 Building Review Branch Notes: 1) Total proposed Occupant load is 7 seats + 3 staffs = 10 Persons. 2) A permanent sign indicating the above proposed occupant load shall be posted in a conspicuous location near the suite's principal entrance. 3) Separate permit will be required for any changes to the interior seating. 4) Separate permit is required for outdoor patio seating. Additional washroom may be required. Note: "This permit has been reviewed under the 2019 Vancouver Building By-law (#12511)." Amend: Apr 20, 2022 Amend permit for commercial kitchen ventilation system. | Canucks Electric Inc
PP-2022-01225 | 2022-04-11 | 4884 VICTORIA DRIVE, Vancouver, BC | Plumbing Permit | Commercial | Renovation | Completed | Commercial - Roughing and Finishing Plumbing 75 GPM GI - single sink - 2-comp - d/w - mop | Advantage Home Service Ltd
NULL | NULL | 1887 W 10TH AVENUE, Vancouver, BC | Sprinkler Permit | Commercial | Renovation | Withdrawn | Commercial - Replacing recalled and painted heads only | Cobing Building Solutions Ltd
EP-2022-00515 | 2022-01-25 | 1696 VENABLES STREET, Vancouver, BC V5L 2H2 | Electrical Permit | Commercial | Renovation | Completed | Installation / Repair - Commercial - installation of cabinet receptacles >BP: Interior alterations only to provide improvements to this existing "similar to" retail for bunnies adoption and retail limited food tenant in this existing commercial building. Scope of work to include: reconfigure food service area to accommodate new class 2 cooking equipment, infill door to bunny lounge, add seating and entrance door from lobby, millwork, electrical E2 - Lighting - Install lighting dimmer, timers, and/or motion detectors on interior lights. Building not sprinklered Ok for field review per N.Jalalkamali | Kybe Electrical Contracting Ltd
EP-2023-00825 | 2023-02-06 | 4556 W 10TH AVENUE, Vancouver, BC | Electrical Permit | Residential | Renovation | Expired | Temporary Power - Residential - To provide temporary power. -to replace damaged service | Wespac Electrical Contractor Ltd
GP-2022-00785 | 2022-03-11 | 397 W 14TH AVENUE, Vancouver, BC | Gas Permit | Residential | Renovation | Completed | Residential - Hot Water Tank replacement | Hillcrest Plumbing & Heating (1991) Ltd
GP-2022-00245 | 2022-01-27 | 2972 TRIMBLE STREET, Vancouver, BC | Gas Permit | Residential | Renovation | Completed | Residential - a regular old hot water heater replaced by tanklwater heater | Airlink Heating and Plumbing Ltd
SP-2023-00220 | 2023-02-07 | 4358 W 10TH AVENUE, Vancouver, BC | Sprinkler Permit | Commercial | Tenant Improvement | Completed | Commercial - Relocate 17 sprinkler heads >BP: To alter the exterior and interior of this existing mixed-use building (commercial/residential) to perform tenant improvements for the existing Health Care Office (dentist) space on the ground floor. Scope of work includes new heat pump in the parking garage and new louvres on the rear elevation. *****This application does not include any of the following: 1. Not more than 20 sprinklers (add, relocate, or remove), 2. hydraulic calculations, 3. change in occupancy and /or hazard classification, 4. warehouse storage arrangements, 5. mobile compact storage arrangements, 6. alternative solutions, 7. changes to the sprinkler system supply piping (e.g. valves, mains, cross-mains, branch-lines, etc.), or 8. flexible sprinkler pipe. | Ace Fire Prevention Ltd
MP-2023-00285 | 2023-03-06 | 4358 W 10TH AVENUE, Vancouver, BC | Mechanical Permit | NULL | NULL | Completed | NULL | PHOENIX HVAC SERVICES LTD
EP-2022-10181 | 2022-12-05 | 4358 W 10TH AVENUE, Vancouver, BC | Electrical Permit | Commercial | Tenant Improvement | Completed | Installation / Repair - Commercial - Renovation, of Dental office, including replacing Light fixtures, Switches, Receptacles, Equipment connection, Extra Low Voltage, DATA and Phone >BP: To alter the exterior and interior of this existing mixed-use building (commercial/residential) to perform tenant improvements for the existing Health Care Office (dentist) space on the ground floor. Scope of work includes new heat pump in the parking garage and new louvres on the rear elevation. Ok for field review per A. Patterson - June 21, 2022 OK for DB as per POD Mehdi - June 27, 2022 Notes: - This building is sprinklered. A separate sprinkler permit is required. - Energy Upgrade: E2 - Lighting - Upgrade to incorporate Scheduled Shutoff (per 9.4.1.1.(i) of ASHRAE 90.1-2016). - Schedule A & B, Electrical, Abdul El-Haddad, P.Eng, 778-360-2153. - Schedule B, Mechanical & Plumbing, Satwik Shetty, P.Eng, 778-360-2153 EXT. 1. - No translucent or opaque film, artwork, posters, shelving, display cases or similar elements are to be installed on or directly outside or inside of the approved glazing frontages and windows. Energy checklist is currently no longer required with your Building Permit application. Some supporting documents are still required at BP stage, specifically Envelope and HVAC, if applicable. Service Water Heating and Lighting supporting documents, if applicable, must be submitted with your related trades permits (e.g. electrical and plumbing). All energy upgrades will be checked during inspections stage. It is the applicant's responsibility to identify and note all required upgrades including energy upgrades on their BP drawings at BP stage. | Shanai Enterprise Inc
PP-2022-04349 | 2022-12-08 | 4358 W 10TH AVENUE, Vancouver, BC | Plumbing Permit | Commercial | New | Completed | Commercial - Commercial Dental Clinic >BP: To alter the exterior and interior of this existing mixed-use building (commercial/residential) to perform tenant improvements for the existing Health Care Office (dentist) space on the ground floor. Scope of work includes new heat pump in the parking garage and new louvres on the rear elevation. June 5/2023-AMEND -to revise one sink to rough in only for future use | SYNC MECHANICAL LTD
GP-2023-02511 | 2023-08-29 | 1705 STEPHENS STREET, Vancouver, BC | Gas Permit | Residential | Tenant Improvement | Completed | Residential - replace old standard water heater with new on demand hot water system | Campbell Care Plumbing, Heating & Air Ltd.
EP-2023-00445 | 2023-03-21 | 8354 ST. GEORGE STREET, Vancouver, BC | Electrical Permit | Commercial | Tenant Improvement | Completed | Installation / Repair - Commercial - COMMERICAL KITCHEN, new lighting ,exit signs, EM lights, reception counter receptacles, kitchen and prep, storage areas receptacles, walk in cooler and freezer, KEH,MUA controller, new electrical panels. >BP: Interior alterations to change the use from an existing Print Shop to a Manufacturing Food Products with Ancillary Retail in this 1-storey Commercial-Industrial Building on this site. Scope of work includes new kitchen and food production area. New interior walls, lighting and sprinkler updates. New Café area. Kitchen with exhaust to roof for class 1 cooking operation. | AKKAS ELECTRICAL LTD
SP-2023-00372 | 2023-03-06 | 8354 ST. GEORGE STREET, Vancouver, BC | Sprinkler Permit | Commercial | Tenant Improvement | Completed | Commercial - installation of 17 sprinkler heads >BP: Interior alterations to change the use from an existing Print Shop to a Manufacturing Food Products with Ancillary Retail in this 1-storey Commercial-Industrial Building on this site. Scope of work includes new kitchen and food production area. New interior walls, lighting and sprinkler updates. New Café area. Kitchen with exhaust to roof for class 1 cooking operation. | Gisborne Industrial Construction Ltd
PP-2023-00552 | 2023-02-23 | 8354 ST. GEORGE STREET, Vancouver, BC | Plumbing Permit | Commercial | Renovation | Completed | Commercial - Supply and install new DWV and domestic water lines to accomidate kitchen equipment and associated floor drains, hub drains with 500 GPM grease interceptor for back of house food production, front of house Cafe. Complete new DWV with new domestic water lines for accessible washroom and staff washroom fixtures. Install and test all required back flow devices. June 28/2023-AMEND -please add four additional inside backflows to our permit for added equipment. | Mainland Plumbing & Heating
SP-2023-00807 | NULL | 8354 ST. GEORGE STREET, Vancouver, BC | Sprinkler Permit | Commercial | Tenant Improvement | Applicant Revisions | Commercial - Replace alarm with backflow prevention device | Gisborne Industrial Construction Ltd
GP-2023-02249 | 2023-08-09 | 2270 TRUTCH STREET, Vancouver, BC | Gas Permit | Residential | Renovation | Completed | Residential - 1 Furnace Re:Re | Milani Plumbing Heating & Air Conditioning Ltd
GP-2022-00003 | 2022-01-05 | 3646 TUAQ DRIVE, Vancouver, BC | Gas Permit | Residential | Tenant Improvement | Completed | Residential - Hot water tank renewal | Robert Essler
GP-2022-02938 | 2022-09-29 | 3652 TUAQ DRIVE, Vancouver, BC | Gas Permit | Residential | Tenant Improvement | Completed | Residential - Gas hot water tank to renew. | Robert Essler
GP-2022-01740 | 2022-06-07 | 3667 TUAQ DRIVE, Vancouver, BC | Gas Permit | Residential | Tenant Improvement | Completed | Residential - Hot water tank to renew. (gas, single meter) | Robert Essler
SP-2022-01462 | 2022-09-08 | 2559 CAMBIE STREET, Vancouver, BC V5Z 3Y6 | Sprinkler Permit | Commercial | Renovation | Completed | Commercial - add 1 sprinkler head into new walk in cooler >BP: interior and exterior alterations: interior and exterior alterations to provide tenant improvements for this new restaurant tenant in this existing restaurant space of this existing commercial building on tis site. New kitchen exhaust to rear lane area. *****This application does not include any of the following: 1. Not more than 20 sprinklers (add, relocate, or remove), 2. hydraulic calculations, 3. change in occupancy and /or hazard classification, 4. warehouse storage arrangements, 5. mobile compact storage arrangements, 6. alternative solutions, 7. changes to the sprinkler system supply piping (e.g. valves, mains, cross-mains, branch-lines, etc.), or 8. flexible sprinkler pipe. | Five Star Fire Protection Ltd
EP-2023-04382 | 2023-05-31 | 2559 CAMBIE STREET, Vancouver, BC V5Z 3Y6 | Electrical Permit | Commercial | Renovation | Completed | Installation / Repair - Commercial - Relocate lights, plugs, install interlock kitchen exhaust fan and make up air wiring, install exit signs and emergency lights, fire alarm devices. >BP: Interior and Exterior Alterations: interior and exterior alterations to provide tenant improvements for this new restaurant tenant in this existing restaurant space, of this existing commercial building on tis site. New kitchen exhaust to rear lane area. Building Review Branch Notes: 1. Total proposed Occupant load is 32 seats + 5 staffs = 37 Persons. 2. A permanent sign indicating the above proposed occupant load shall be posted in a conspicuous location near the suite's principal entrance. 3. Separate permit will be required for any changes to the interior seating. 4. Separate permit is required for outdoor patio seating. Additional washroom may be required. Mechanical Review Notes: 1. Class 1 Cooking Operations (Grease-Laden Vapours). 2. Commercial kitchen exhaust systems to NFPA 96 (Type 1 hood). NOTE: "This permit has been reviewed under the provision of Vancouver Building By-law 2019 (#12511)." | Ling-Tec Electrical Service Ltd
EP-2023-05468 | 2023-06-20 | 2559 CAMBIE STREET, Vancouver, BC V5Z 3Y6 | Electrical Permit | Commercial | Renovation | Completed | Installation / Repair - Commercial - Camera and Speakers Installation >BP: Interior and Exterior Alterations: interior and exterior alterations to provide tenant improvements for this new restaurant tenant in this existing restaurant space, of this existing commercial building on tis site. New kitchen exhaust to rear lane area. | ICove Technology Inc
PP-2023-01126 | 2023-03-31 | 2559 CAMBIE STREET, Vancouver, BC V5Z 3Y6 | Plumbing Permit | Commercial | Addition | Completed | Commercial - add 2 new sink and grease trap >BP: Interior and Exterior Alterations: interior and exterior alterations to provide tenant improvements for this new restaurant tenant in this existing restaurant space, of this existing commercial building on tis site. New kitchen exhaust to rear lane area. | VCP Media Inc
GP-2023-02537 | 2023-09-08 | 2559 CAMBIE STREET, Vancouver, BC V5Z 3Y6 | Gas Permit | Commercial | Renovation | Cancelled | Commercial - 2 Ranges, 1 Fryer and 1 Grill Tie into existing gas line for 4 new restaurant appliances >BP: Interior and Exterior Alterations: interior and exterior alterations to provide tenant improvements for this new restaurant tenant in this existing restaurant space, of this existing commercial building on tis site. New kitchen exhaust to rear lane area. | PHD PLUMBING HEATING & DRAINAGE LTD
PP-2023-03048 | 2023-08-29 | 2559 CAMBIE STREET, Vancouver, BC V5Z 3Y6 | Plumbing Permit | Commercial | Addition | Completed | Commercial - RP backflow installation >BP: Interior and Exterior Alterations: interior and exterior alterations to provide tenant improvements for this new restaurant tenant in this existing restaurant space, of this existing commercial building on tis site. New kitchen exhaust to rear lane area. | VCP Media Inc
NULL | NULL | 501 W 10TH AVENUE, Vancouver, BC | Plumbing Permit | Residential | New | Draft | Residential - 121 | NULL
EP-2022-04226 | 2023-04-05 | 575 W 10TH AVENUE, Vancouver, BC V5Z 4J4 | Electrical Permit | Commercial | Tenant Improvement | Issued | Annual / Operating - Maintenance of existing operating electrical equipment. | Novawest Electrical Services Ltd
EP-2022-09406 | 2022-11-04 | 575 W 10TH AVENUE, Vancouver, BC V5Z 4J4 | Electrical Permit | Commercial | Renovation | Completed | Installation / Repair - Commercial - Relocate electrical and data for reception desk. | Plan Group Inc
SP-2023-00622 | 2023-04-12 | 575 W 10TH AVENUE, Vancouver, BC V5Z 4J4 | Sprinkler Permit | Commercial | Tenant Improvement | Completed | Commercial - For sprinkler system alterations to the 2019 VBBL and NFPA 13, 2013 for the tenant improvements to provide interior alterations after major renovation to the east portion of the 2nd floor (#240) and to the east portion of the 3rd floor (#300) in this existing commercial building. Notes: 1 - Engineer of Record: Eric Cresswell; 604-684-5995; ericcresswell@amegroup.ca 2 - Flexible Sprinkler Pipe - Canadian Cancer Society - Automatic sprinkler system has been designed for the use of Easyflex flexible sprinkler drops with 1/2" outlets, up to 48" with a maximum of 3 90° degree bends at a 3" bend radius for use with standard spray pendent sprinklers as noted on the sprinkler system shop drawings in the tenant improvement area only. | Kraico Mechanical Ltd
EP-2023-03457 | 2023-04-21 | 575 W 10TH AVENUE, Vancouver, BC V5Z 4J4 | Electrical Permit | Commercial | Renovation | Completed | Installation / Repair - Commercial - Level 2&3 office fit out. Lighting, power & data connections >BP: #240 and #300 - 2nd and 3rd floors Interior alterations to provide first tenant improvements after major renovation to the east portion of the 2nd floor (#240) and to the east portion of the 3rd floor (#300) in this existing commercial building. Scope of work: new walls, doors, millwork, finishes, ceiling. Electrical, Plumbing, Sprinklers and HVAC to suit. Building Sprinklered - Separate sprinkler permit required for proposed work. Energy checklist is currently no longer required with your Building Permit (BP) application. Some supporting documents are still required at BP stage, specifically Envelope and HVAC, if applicable. Service Water Heating and Lighting supporting documents, if applicable, must be submitted with your related trades permits (e.g. electrical and plumbing). | JRGreene Electric Ltd
PP-2023-01420 | 2023-04-24 | 575 W 10TH AVENUE, Vancouver, BC V5Z 4J4 | Plumbing Permit | Commercial | Tenant Improvement | Completed | Commercial - UNITS #240 & #300 - 2ND & 3RD FLOORS - Rough-in water lines & drainage serving a lav -Install a lav & lav faucet (not public use) >BP: #240 and #300 - 2nd and 3rd floors Interior alterations to provide first tenant improvements after major renovation to the east portion of the 2nd floor (#240) and to the east portion of the 3rd floor (#300) in this existing commercial building. Scope of work: new walls, doors, millwork, finishes, ceiling. Electrical, Plumbing, Sprinklers and HVAC to suit. | Link Plumbing & Heating Ltd
EP-2022-01695 | 2022-03-02 | 902 W 10TH AVENUE, Vancouver, BC | Electrical Permit | Commercial | Addition | Completed | Installation / Repair - Commercial - Install (6) Cat6A cables in room 12020. Terminate cables in closet 12140 using PP#14 on R2. Install 4 x drops in new quad wall plate on the "West" side (upon room entrance). Install 2 x drops in new duplex wall plate on the "North" side (upon room entrance). | Houle Electric Limited
EP-2022-00941 | 2022-02-08 | 902 W 10TH AVENUE, Vancouver, BC | Electrical Permit | Commercial | New | Completed | Installation / Repair - Commercial - Install (3) Cat6 cables in room 16400B -The wiring is for computers/workstations, not patient-bed care | Houle Electric Limited
EP-2023-09361 | 2023-10-17 | 902 W 10TH AVENUE, Vancouver, BC | Electrical Permit | Commercial | Addition | Issued | Installation / Repair - Commercial - Supply & install 2x dual drop CAT6A cables in Room 314. | Houle Electric Limited
EP-2023-11396 | 2024-01-03 | 902 W 10TH AVENUE, Vancouver, BC | Electrical Permit | Commercial | Addition | Issued | Installation / Repair - Commercial - Supply and install 2x CAT6 data drops in Room 2712 Pod B and 2x CAT6 data drops in Room 2712 Pod C. | Houle Electric Limited
EP-2023-11397 | 2024-01-03 | 902 W 10TH AVENUE, Vancouver, BC | Electrical Permit | Commercial | Addition | Completed | Installation / Repair - Commercial - Supply & install 2x dual drop CAT6A cables in Rm 746; terminate in 8th Fl TH. | Houle Electric Limited
EP-2022-07263 | 2022-08-30 | 920 W 10TH AVENUE, Vancouver, BC | Electrical Permit | Commercial | Renovation | Completed | Installation / Repair - Commercial - Remove nurse call stations and re-do including fire alarm pull station and annunciator and nurse call and receptacles -it is millwork only and no walls | Ampac Electric Ltd
EP-2023-00241 | 2023-02-07 | 5118 JOYCE STREET, Vancouver, BC V5R 4H1 | Electrical Permit | Commercial | Tenant Improvement | Issued | Installation / Repair - Commercial - Electrical maintenance on the elevator Machine Room Replace receptacles in pit and machine room with New GFCI. Replace Lights in pit and machine room with new LED fixtures. Replace Cab Light disconnect with new 30amp C/W fuses and wiring to controller Replace Elevator disconnect with new 100amp C/W fuses and wiring to controller Install new splitter with 30amp 3p feed from EMO panel Install (2) new 30amp 2p disconnects for Exhaust fan and oil cooler C/W fuses and wiring to equipment. Install new feed and disconnect from EMO panel to machine room for master phone Supply and install of 1000CFM EF with fire damper / variable speed shutter and Reverse Acting thermostat for machine room. (This will need to be installed outside the machine room due to the size of fan and small size of machine room) Run 1" conduit and phone line to elevator lobby phone Run conduit and install #6 ground wire form main building ground to elev machine room Replace all smoke detectors on the commercial levels with new addressable devices Install new devices in elevator lobbies as required and program for FEO sequence. Install 5 new relays for FEO operation in machine room including programming. Install isolation modules in fire panel as required for proper isolation per ULc | Sasco Contractors Ltd
NULL | NULL | 760 TERMINAL AVENUE, Vancouver, BC | Electrical Permit | Commercial | New | Draft | Installation / Repair - Commercial - install ground grid and conduits into a cement pad for a out door 12.5/25 kv 1500kva unit sub | NULL
EP-2023-05082 | 2023-06-07 | 1099 ROBSON STREET, Vancouver, BC | Electrical Permit | Commercial | Tenant Improvement | Completed | Installation / Repair - Commercial - Installation of power for new fridges in the storage space. Relocate wall sconces to the newly built wall, install Occupancy sensor in the new storage room. >BP: Interior alterations to this existing Starbucks (A-2 Occupancy Restaurant). Scope of work includes: 1) Interior construction of new partition walls. 2) Installation of new kitchen equipment. 3) New electrical work and new light fixtures. 4) New interior wall finishes. Ok for Field Review as per Manuel Meier, March 31, 2023. Letter of assurance submitted: - Sch B (Arch): David N. Palmer, AIBC, 604.687.2511 | Mott Electric General Partnership
PP-2022-01813 | 2022-07-04 | 2710 W 10TH AVENUE, Vancouver, BC V6K 2J9 | Plumbing Permit | Residential | Addition | Completed | Residential - Interior alteration to provide improvements to this one family dwelling with secondary suite at this site -CF-2022-000399 >BP: Interior alteration to provide improvements to this one family dwelling with secondary suite at this site. Structural Schedule B submitted by N.K. Varshney, P Eng. **Amend 07/13/2022** Add 1 shower | High Rise Mechanical Ltd
GP-2023-00159 | 2023-01-13 | 2710 W 10TH AVENUE, Vancouver, BC V6K 2J9 | Gas Permit | Residential | Renovation | Completed | Residential - Re&re furnace | Milani Plumbing Heating & Air Conditioning Ltd
EP-2022-05906 | 2022-07-15 | 2710 W 10TH AVENUE, Vancouver, BC V6K 2J9 | Electrical Permit | Residential | Renovation | Completed | Installation / Repair - Residential - Bathroom renovation -Installing vanity light in the washroom, installing GFCI outlet in the washroom, checking connections and wiring, installing exhaust fan and checking connections and wiring >BP: Interior alteration to provide improvements to this one family dwelling with secondary suite at this site. Structural Schedule B submitted by N.K. Varshney, P Eng. OK for Field Review per N. Jalalkamali April 5, 2022 | Rightway Electric Inc
EP-2022-01016 | 2022-02-09 | 1088 ROBSON STREET, Vancouver, BC | Electrical Permit | Commercial | Tenant Improvement | Completed | Installation / Repair - Commercial - Extra Low Voltage - Installing upgraded Security Alarm System | Tyco Integrated Fire & Security Canada Inc/Tyco Feu Et Securite Integres Canada Inc
NULL | NULL | 1088 ROBSON STREET, Vancouver, BC | Electrical Permit | Commercial | Renovation | Draft | Installation / Repair - Commercial - Structured wiring. Surveillance cameras. Security alarm. Audio | Vancouver Audiospace Home Control Ltd
NULL | NULL | 1088 ROBSON STREET, Vancouver, BC | Sprinkler Permit | NULL | NULL | Draft | Commercial - Flip pendants to uprights to return to shell building. 1st Floor - x34 heads. 2nd Floor - x30 heads. | Fire Pro Fire Protection Ltd.
NULL | NULL | 1088 ROBSON STREET, Vancouver, BC | Sprinkler Permit | NULL | NULL | Draft | Commercial - To return back to shell building: Flip x34 pendants to uprights - 1st floor Flip x30 pendants to uprights - 2nd floor | Fire Pro Fire Protection Ltd.
SP-2023-01831 | 2023-10-04 | 1088 ROBSON STREET, Vancouver, BC | Sprinkler Permit | Commercial | Renovation | Completed | Commercial - Flip pendants to uprights to return the space back to shell/base building in unit 1088 Robson. First floor - x34 heads. Second floor - x30 heads. >BP: 1088 Robson St Interior alterations to demolish back to Retail (shell) this existing Retail unit 1088 Robson St on both ground and second floors at this existing commercial building on this site. Separate permit(s) will be required for future tenant improvements | Fire Pro Fire Protection Ltd.
SP-2023-01583 | NULL | 1088 ROBSON STREET, Vancouver, BC | Sprinkler Permit | Commercial | Tenant Improvement | Applicant Revisions | Commercial - Adjust sprinkler system as per drawings >BP: 1088 Robson St Interior alterations to demolish back to Retail (shell) this existing Retail unit 1088 Robson St on both ground and second floors at this existing commercial building on this site. | Fire Pro Fire Protection Ltd.
EP-2023-07604 | 2023-08-23 | 1088 ROBSON STREET, Vancouver, BC | Electrical Permit | Commercial | Renovation | Completed | Installation / Repair - Commercial - Demolition of existing electrical and restoration of space to base building specs. BP: 1088 Robson St Interior alterations to demolish back to Retail (shell) this existing Retail unit 1088 Robson St on both ground and second floors at this existing commercial building on this site. | Bros Electric Ltd
EP-2023-08343 | NULL | 1088 ROBSON STREET, Vancouver, BC | Electrical Permit | Commercial | Renovation | Withdrawn | Installation / Repair - Commercial - Electrical demolition of space and installation of new temporary base building lighting. >BP: Interior alterations to demolish back to Retail (shell) this existing Retail unit 1088 Robson St on both ground and second floors at this existing commercial building on this site. Separate permit(s) will be required for future tenant improvements Note: DBI to determine if a sprinkler special inspection is required. OK for Field Review per W.Wong | Bros Electric Ltd
EP-2022-10525 | 2022-12-14 | 1098 ROBSON STREET, Vancouver, BC | Electrical Permit | Commercial | New | Completed | Installation / Repair - Commercial - 1098 Robson Street Run power for LED exterior sign for Banana Republic store. Take power from an existing box outside. (reference: SI-2022-00501) | ACTIVE ELECTRIC LTD.
GP-2022-04159 | 2022-12-29 | 1117 W 11TH AVENUE, Vancouver, BC | Gas Permit | Residential | Renovation | Completed | Residential - GAS FURNACE REPLACE | ROMA Heating Ltd
EP-2022-05646 | 2022-08-08 | 3754 W 10TH AVENUE, Vancouver, BC | Electrical Permit | Commercial | Renovation | Completed | Installation / Repair - Commercial - install new plugs, new 4 ceiling light, washer machine and dryer run wire for the microwave and replace the old ceiling light with new LED one >BP: Interior alterations and change of use from Fitness Centre to Fitness Centre with ancillary Health Care Office at this existing commercial building on this site. Energy Upgrade: E2- Lightning - Upgrade to Restricted to Manual On (per 9.4.1.1.(b) of ASHRAE 90.1-2016) >>AMEND: Sept. 16th -Increase by $1000 work description changed -rough wiring -place light fixtures: LED | Canadian Eagle Electric Ltd
PP-2022-02547 | 2022-07-21 | 3754 W 10TH AVENUE, Vancouver, BC | Plumbing Permit | Commercial | Renovation | Completed | Commercial - Installing a laundry box and kitchen sink | West Coast Industrial Care Ltd
EP-2022-03408 | NULL | 1095 SITKA SQUARE, Vancouver, BC | Electrical Permit | Commercial | Tenant Improvement | Withdrawn | Installation / Repair - Commercial - relocation of electrical for building complex 6 buildings total. panels moving to in buildings electrical room. | Aidan Clemens Electrical Contracting Ltd
GP-2022-01465 | 2022-05-11 | 2842 ST. GEORGE STREET, Vancouver, BC | Gas Permit | Residential | Addition | Completed | Residential - re and re gas range | Christopher Sterling
EP-2022-00532 | 2022-01-26 | 32 W PENDER STREET, Vancouver, BC V6B 1R6 | Electrical Permit | Commercial | Renovation | Completed | Installation / Repair - Commercial - Replace damaged feeder cable to unit 402 | High Mark Electrical and Mechanical Ltd
EP-2023-04507 | 2023-05-24 | 32 W PENDER STREET, Vancouver, BC V6B 1R6 | Electrical Permit | Commercial | Addition | Issued | Installation / Repair - Commercial - Access control hardware, CCTV gate cameras, telephone gate entry system. >BP: To install two security gates with fences for this municipally designated heritage building. Architectural Schedule B provided by Wan Qi | Quality Guaranteed Services Inc
GP-2023-02998 | 2023-10-10 | 5877 TISDALL STREET, Vancouver, BC | Gas Permit | Residential | Renovation | Issued | Residential - Furnace replacement | Heatco Furnace Services Ltd
EP-2023-09960 | NULL | 1827 STAINSBURY AVENUE, Vancouver, BC V5N 2M6 | Electrical Permit | Residential | Addition | Withdrawn | Installation / Repair - Residential - installation of a heat pump coming from Amin panel in garage, 30 amp feed with outdoor disconnect | NULL
EP-2022-04303 | 2022-06-24 | 1101 WILLIAM STREET, Vancouver, BC V6A 2J1 | Electrical Permit | Commercial | NULL | Expired | Annual / Operating - Annual operating permit, maintenance of Fire Alarm, EM Lighting and main electrical service. (previous other company: EP-2021-03456) | Tytan Electric Inc.
EP-2023-07058 | 2023-08-03 | 1101 WILLIAM STREET, Vancouver, BC V6A 2J1 | Electrical Permit | Commercial | NULL | Issued | Annual / Operating - ***Annual Operating Permit Maintenance of fire alarm, EM and main electrical service. -renewal of EP-2022-04303 -valid: June 2, 2023 - June 1, 2024 | Tytan Electric Inc.
EP-2022-04334 | 2022-05-26 | 2202 W 10TH AVENUE, Vancouver, BC | Electrical Permit | Commercial | New | Completed | Installation / Repair - Commercial - Install heat trace to heating lines in mechanical room; electrical connections by others | Artech Electric Ltd
EP-2022-09038 | 2022-10-25 | 2215 W 10TH AVENUE, Vancouver, BC | Electrical Permit | Commercial | NULL | Expired | Annual / Operating - Maintenance of existing operating electrical equipment. General electrical services including ballasts, lamps, switches and receptacles. | MDE Enterprises Ltd
EP-2023-09403 | 2023-10-24 | 2215 W 10TH AVENUE, Vancouver, BC | Electrical Permit | Commercial | NULL | Issued | Annual / Operating - Maintenance of existing operating electrical equipment. General electrical services including ballasts, lamps, switches and receptacles. Renewal of EP-2022-09038 Valid: Oct 25, 2023 to Oct 24, 2024 | MDE Enterprises Ltd
NULL | NULL | 2252 W 10TH AVENUE, Vancouver, BC | Plumbing Permit | Residential | New | Draft | Residential - install a dishwasher | Trinity Plumbing Heating & Gas Incorporated
EP-2023-10563 | 2023-12-04 | 980 SEYMOUR STREET, Vancouver, BC | Electrical Permit | Commercial | Renovation | Issued | Installation / Repair - Commercial - Move lighting, add fire alarm pull station and speakers, add electrical sub panel. >BP: 2nd Floor 980 Seymour St Interior alterations to provide improvements to the amenity space on the 2nd floor of 980 Seymour St in this existing mixed-use building on this site. Scope of work to include new interior walls and millwork for the amenity offices and lounge, electrical, mechanical, lighting and finishes. OK for Field Review per W.Wong 26/09/2023 Schedule A: Jason Santeford, 604.334.4774 Schedule B: Architectural, Jason Santeford, 604.334.4774 Schedule B: Electrical, Roger Dupuis, P. Eng, 604.569.6500 Schedule B: Mechanical, Eric Cresswell, P. Eng, 604.684.5995 This building is sprinklered. A separate sprinkler permit is required for all related work This permit is for alterations as shown in plans only. Any unauthorized work on this site, existing or otherwise, is neither recognized nor approved and may be subject to enforcement action. Energy checklist is currently no longer required with your Building Permit application. Some supporting documents are still required at BP stage, specifically Envelope and HVAC, if applicable. Service Water Heating and Lighting supporting documents, if applicable, must be submitted with your related trade’s permits (e.g. electrical and plumbing). Amend: Jan 31, 2024 Attachment "L" as requested. | Fitterer Electric Ltd
SP-2023-02088 | 2023-11-17 | 980 SEYMOUR STREET, Vancouver, BC | Sprinkler Permit | Commercial | Renovation | Issued | Commercial - Sprinkler Alteration >BP: 2nd Floor 980 Seymour St Interior alterations to provide improvements to the amenity space on the 2nd floor of 980 Seymour St in this existing mixed-use building on this site. Scope of work to include new interior walls and millwork for the amenity offices and lounge, electrical, mechanical, lighting and finishes. *****This application does not include any of the following: 1. Not more than 20 sprinklers (add, relocate, or remove), 2. hydraulic calculations, 3. change in occupancy and /or hazard classification, 4. warehouse storage arrangements, 5. mobile compact storage arrangements, 6. alternative solutions, 7. changes to the sprinkler system supply piping (e.g. valves, mains, cross-mains, branch-lines, etc.), or 8. flexible sprinkler pipe. | Fire Pro Fire Protection Ltd.
EP-2022-05428 | 2022-06-27 | 980 SEYMOUR STREET, Vancouver, BC | Electrical Permit | Commercial | Tenant Improvement | Completed | Installation / Repair - Commercial - Installation of a Dyson Hand Dryer in bathroom. Rated at 120V, 8 amps, 1 phase. Planning on running dedicated 14/2 ac90 from panel to dryer location. | Bros Electric Ltd
GP-2023-03102 | 2023-10-17 | 2031 TRAFALGAR STREET, Vancouver, BC | Gas Permit | Commercial | Tenant Improvement | Completed | Commercial - Re + re commercial hot water tank | Lambert Plumbing & Heating
EP-2023-09341 | 2023-10-17 | 270 TERMINAL AVENUE, Vancouver, BC V6A 2L6 | Electrical Permit | Commercial | NULL | Issued | Annual / Operating - Misc work throughout Renewal of EP-2022-09763 Valid October 6th,2023 until October 5th, 2024 | Mott Electric General Partnership
NULL | NULL | 270 TERMINAL AVENUE, Vancouver, BC V6A 2L6 | Electrical Permit | Commercial | NULL | Withdrawn | Annual / Operating - Annual Permit | Mott Electric General Partnership
EP-2022-09763 | 2022-11-18 | 270 TERMINAL AVENUE, Vancouver, BC V6A 2L6 | Electrical Permit | Commercial | NULL | Expired | Annual / Operating - Annual inspection and required repairs Valid October 6th,2022 until October 5th, 2024 \ Expired permit EP-2021-07390 | Mott Electric General Partnership
GP-2022-00214 | 2022-01-24 | 1890 E 12TH AVENUE, Vancouver, BC | Gas Permit | Residential | Addition | Completed | Residential - re and re gas range | Christopher Sterling
EP-2023-10037 | 2023-11-07 | 2738 ARBUTUS STREET, Vancouver, BC V6J 3Y6 | Electrical Permit | Commercial | Addition | Issued | Installation / Repair - Commercial - INSTALLATION OF EXTRA LOW VOLTAGE CAMERA SYSTEM | Telus Custom Security Systems Inc
GP-2022-00452 | 2022-02-15 | 4443 W 10TH AVENUE, Vancouver, BC | Gas Permit | Commercial | Addition | Cancelled | Commercial - adding 1 Fat Burner and 1 4 burner | Kyoungmo Yang DBA K-Green Plumbing And Heating
PP-2023-02289 | 2023-06-28 | 4443 W 10TH AVENUE, Vancouver, BC | Plumbing Permit | Commercial | Addition | Completed | Commercial - install 1 hand sink for an existing restaurant . Please refer to the letter issued from Property Use Inspector, Kimberly Li June 30/2023-AMEND -on fixtures section , the fixture to install is a sink not dish washer. **No Building alterations or Building work otherwise a BP will be required | PM Plumbing and Heating Ltd
PP-2023-01667 | 2023-05-11 | 4438 W 10TH AVENUE, Vancouver, BC | Plumbing Permit | Commercial | Tenant Improvement | Completed | Commercial - New plumbing for bakery >BP: Interior alterations to provide improvements for a new Retail (Bakery) tenant at this Retail unit at 4438 W 10th Ave on the ground floor of this commercial building on this site. May 26/2023-AMEND Adding one more hand sink in the front counter. | West Pender Mechanical Ltd
EP-2023-04210 | 2023-05-19 | 4438 W 10TH AVENUE, Vancouver, BC | Electrical Permit | Commercial | Renovation | Completed | Installation / Repair - Commercial - Store Reno: wirings and installations of switches, receptacles, emergency light, exit sign, and equipment >BP: Interior alterations to provide improvements for a new Retail (Bakery) tenant at this Retail unit at 4438 W 10th Ave on the ground floor of this commercial building on this site. OK for Field Review per J.Chen & W.Wong Letter of assurance provided by: Schedule B (Mechanical & Plumbing): Xiangyang Tan, P.Eng, LEED AP, M.A.Sc. - 778-706-5858 | Vanflow Electrical Ltd
EP-2022-05384 | 2022-06-24 | 567 SEYMOUR STREET, Vancouver, BC V6B 3H6 | Electrical Permit | Commercial | Renovation | Completed | Installation / Repair - Commercial - 3 Card Reader Doors, 11 Intrusion Points Interior alterations, minor renovations, and a small suite change of major occupancy from existing Retail Store to a General Office (BCIT student registration) for this new tenant within this ground floor suite of a mixed-use (commercial, institutional, restaurant-Class 1) building. The registration office will serve the existing BCIT school at the 2nd floor level. Alterations include new staff kitchen plus an interior ramp for disabled access. No exterior alterations proposed. | PALADIN TECHNOLOGIES INC
EP-2022-05358 | 2022-06-23 | 567 SEYMOUR STREET, Vancouver, BC V6B 3H6 | Electrical Permit | Commercial | Renovation | Completed | Installation / Repair - Commercial - data cabling Interior alterations, minor renovations, and a small suite change of major occupancy from existing Retail Store to a General Office (BCIT student registration) for this new tenant within this ground floor suite of a mixed-use (commercial, institutional, restaurant-Class 1) building. The registration office will serve the existing BCIT school at the 2nd floor level. Alterations include new staff kitchen plus an interior ramp for disabled access. No exterior alterations proposed. | Affinity Systems Ltd
GP-2022-04128 | 2022-12-26 | 2037 SEMLIN DRIVE, Vancouver, BC | Gas Permit | Residential | Addition | Completed | Residential - Furnace 70,000 BTU re/re | HAMZEH GERAMI Dba Nation Heating & Cooling
GP-2022-02562 | 2022-08-29 | 2333 TRAFALGAR STREET, Vancouver, BC | Gas Permit | Residential | Renovation | Completed | Residential - Decommission and remove furnace Install n electrical Heat Pump Amend: Apr 14th, 2023 correct address to 2333 Trafalgar Street | Ashton Service Group/Ashton Mechanical Ltd.
EP-2022-01395 | 2022-02-24 | 1381 VENABLES STREET, Vancouver, BC | Electrical Permit | Commercial | Renovation | Cancelled | Installation / Repair - Commercial - Commercial distribution upgrade. -Provide new or move existing receptacles. Up size sub panel from 100A to 150 or 200. | Action Electric Ltd
EP-2022-02287 | 2022-03-29 | 1381 VENABLES STREET, Vancouver, BC | Electrical Permit | Commercial | Renovation | Completed | Installation / Repair - Commercial - removed and replace existing panel installation of 10 dedicated receptacles | Power Pros Electrical Ltd
EP-2022-08655 | 2022-10-13 | 1461 VENABLES STREET, Vancouver, BC | Electrical Permit | Commercial | Renovation | Completed | Installation / Repair - Commercial - Change panel | Roger Loo
NULL | NULL | 1461 VENABLES STREET, Vancouver, BC | Electrical Permit | Commercial | NULL | Draft | Installation / Repair - Commercial - Load center replacement | Air Tech Enterprises Ltd
EP-2024-00202 | 2024-01-17 | 1461 VENABLES STREET, Vancouver, BC | Electrical Permit | Commercial | Tenant Improvement | Completed | Installation / Repair - Commercial - safety check and move some plugs CF-2024-000058 | CSM Electric Ltd
NULL | NULL | 1470 VENABLES STREET, Vancouver, BC V5L 2G7 | Mechanical Permit | NULL | NULL | Withdrawn | NULL | NULL
GP-2023-00316 | 2023-01-26 | 121 W 13TH AVENUE, Vancouver, BC V5Y 1V8 | Gas Permit | Residential | Renovation | Completed | Residential - hwt re&re | Ferenc Nagy
EP-2022-06800 | NULL | 166 W 13TH AVENUE, Vancouver, BC V5Y 1V7 | Electrical Permit | Residential | Tenant Improvement | Applicant Revisions | Installation / Repair - Residential - Electrical to Heat Pump unit *An approved mechanical permit is required for heat pump installation before an electrical inspection will be performed *AC: 1635W | 0994152 BC Ltd
PP-2023-01095 | 2023-03-29 | 1181 SEYMOUR STREET, Vancouver, BC | Plumbing Permit | Commercial | Tenant Improvement | Completed | Commercial - Install 1 backflow preventer only on the cleaning chemical dispenser in the kitchen of the concession. | Kearney Plumbing & Heating
PP-2023-01591 | 2023-05-05 | 1181 SEYMOUR STREET, Vancouver, BC | Plumbing Permit | Commercial | Renovation | Issued | Commercial - Install backflow preventers as per cov cross connection report | Kearney Plumbing & Heating
PP-2022-03052 | 2022-09-01 | 1155 SEYMOUR STREET, Vancouver, BC V6B 1K2 | Plumbing Permit | Commercial | Tenant Improvement | Completed | Commercial - Installation of 6" RPBA for water treatment system | Pennington Mechanical Ltd
PP-2023-01530 | NULL | 698 W 45TH AVENUE, Vancouver, BC | Plumbing Permit | Residential | Addition | Withdrawn | Residential - supply & install up to 9ft of pvc blue brute water service pipe fire sprinkler systems | Hillcrest Plumbing & Heating (1991) Ltd
EP-2022-09337 | 2022-11-08 | 428 PACIFIC STREET, Vancouver, BC | Electrical Permit | Commercial | Tenant Improvement | Completed | Installation / Repair - Commercial - Modify exisitng electrical, install new fusible switch & control panel for new replacement cooling tower. | Arc-Tech Services Inc
PP-2023-00370 | 2023-02-07 | 5885 VICTORIA DRIVE, Vancouver, BC | Plumbing Permit | Commercial | Renovation | Completed | Commercial - 1 toilet, 1 lav , 6 hand sink, 1 pantry sink, 1 mop sink >BP: Interior alterations to provide improvements for a new Similar to Health Enhancement Centre tenant at 5885 Victoria Dr in this existing commercial building. | Monolith Mechanical Services Inc
EP-2023-01279 | 2023-03-07 | 5885 VICTORIA DRIVE, Vancouver, BC | Electrical Permit | Commercial | Renovation | Completed | Installation / Repair - Commercial - Electrical work for retail store renovation install outlets receptacles; Exit lighting; switching existing lighting to LED. >BP: Interior alterations to provide improvements for a new Similar to Health Enhancement Centre tenant at 5885 Victoria Dr in this existing commercial building. OK for field review as per Eun Jeon, August 30, 2022 Notes: 1. Related to DP-2022-00685 for change of use from Health Care Office to similar to Enhancement Centre. | SNG Electric Ltd
EP-2023-06465 | 2023-08-02 | 5885 VICTORIA DRIVE, Vancouver, BC | Electrical Permit | Commercial | Tenant Improvement | Completed | Installation / Repair - Commercial - TO CONTINUE WORK STARTED BY OTHERS (EP-2023-01279) -Takin over existing permit EP-2023-01279 DP-2022-00685 Tenant improvement , install new LED pot lights , new switches and receptacles, >BP: Interior alterations to provide improvements for a new Similar to Health Enhancement Centre tenant at 5885 Victoria Dr in this existing commercial building. OK for field review as per Eun Jeon, August 30, 2022 Notes: 1. Related to DP-2022-00685 for change of use from Health Care Office to similar to Enhancement Centre. | The Wire Strippers Electrical Services Ltd
PP-2023-03129 | 2023-09-05 | 5885 VICTORIA DRIVE, Vancouver, BC | Plumbing Permit | Commercial | Renovation | Completed | Commercial - Under slab piping and rough-ins for DWV and water lines completed and inspected. Only require a final inspection for all fixtures installed. 7 Sinks To continue work from PP-2023-00370 Owner letter uploaded >BP: 5885 Victoria Drive. Interior alterations to provide improvements for a new Similar to Health Enhancement Centre tenant at 5885 Victoria Dr in this existing commercial building. REVISION#1: Change of Applicant from Benson Lai DBA: Wing Kai Renovation Ltd. to Emily Chang and add the contractor South Hill Projects Ltd. August 17, 2023 (EV) OK for field review as per Eun Jeon, August 30, 2022 Notes: 1. Related to DP-2022-00685 for change of use from Health Care Office to similar to Enhancement Centre | Ivander Gill
EP-2023-00160 | 2023-01-09 | 4458 W 10TH AVENUE, Vancouver, BC | Electrical Permit | Commercial | Addition | Completed | Installation / Repair - Commercial - Installation of 3 new breakers and Ac90 for 3 new freezers. Also will be relocating receptacle from wall into cabinet for cash register. >BP: Interior alterations to provide improvements for a new retail tenant at 4458 W 10th Ave in this existing commercial building on the site. Revision #1 to add a new sink and relocate the mop sink. OK for Field review as per S. Yu on October 12, 2022 | Mammoth Electric Corporation
NULL | NULL | 4458 W 10TH AVENUE, Vancouver, BC | Plumbing Permit | Commercial | Addition | Withdrawn | Commercial - Add one sink | NEWLINE PLUMBING & HEATING LTD.
PP-2022-04473 | 2022-12-15 | 4458 W 10TH AVENUE, Vancouver, BC | Plumbing Permit | Commercial | Renovation | Completed | Commercial - To add hand wash sink for commercial kitchen. Interior alterations to provide improvements for a new retail tenant at 4458 W 10th Ave in this existing commercial building on the site. Revision #1 to add a new sink and relocate the mop sink. | Jeffrey Lavigne
GP-2022-03777 | 2022-11-29 | 822 SEMLIN DRIVE, Vancouver, BC | Gas Permit | Residential | Renovation | Completed | Residential - RE & RE installing Navien tankless tank Btu 199,000 | Superstar Plumbing Heating & Sprinkler Supplies Ltd
PP-2023-04166 | 2023-11-28 | 938 SCHOOL GREEN, Vancouver, BC | Plumbing Permit | Commercial | Renovation - Dwelling Unit(s) only | Issued | Commercial - Installation of dishwasher PLEASE NOTE: Should the Fire Separation be breached the District Plumbing Inspector may require a Building Permit. | Drips & Drains Plumbing and Heating Ltd
EP-2022-06386 | 2022-07-29 | 262 SW MARINE DRIVE, Vancouver, BC | Electrical Permit | Commercial | Renovation | Completed | Installation / Repair - Commercial - Emergency replacement and relocation of main switch. (change from hot metered to cold metered so BC Hydro could disconnect service to allow repair) | Wespac Electrical Contractor Ltd
EP-2022-00448 | 2022-01-21 | 284 SW MARINE DRIVE, Vancouver, BC | Electrical Permit | Commercial | Tenant Improvement | Completed | Installation / Repair - Commercial - New lights, outlets and emergency lighting. As well as low voltage data and phone wiring. Interior alterations to change use from Wholesale Class A Shell to Wholesale Class B w/Ancillary Retail for a new tenant in the existing industrial building on this site. Scope of work to include: re&re interior walls including one to separate ancillary retail space from wholesale space to accommodate new layout, new universal washroom, lighting throughout Tenant: Rubble Rock and Gems Ltd. | Wespac Electrical Contractor Ltd
EP-2022-00115 | 2022-01-11 | 458 SW MARINE DRIVE, Vancouver, BC V5X 0C4 | Electrical Permit | Commercial | NULL | Expired | Annual / Operating - Annual Operating Permit -Renewal of: EP-2021-00186 -Effective: January 8, 2022 - January 7, 2023 | Bayshore Electric Ltd
EP-2023-00106 | 2023-01-06 | 458 SW MARINE DRIVE, Vancouver, BC V5X 0C4 | Electrical Permit | Commercial | NULL | Expired | Annual / Operating - Regular maintenance work Expired EP-2022-00115 Valid January 8th, 2023 until January 7th, 2024 | Bayshore Electric Ltd
EP-2024-00110 | 2024-01-04 | 458 SW MARINE DRIVE, Vancouver, BC V5X 0C4 | Electrical Permit | Commercial | NULL | Issued | Annual / Operating - Annual/ Operating Maintenance Work EXPIRED PERMIT: EP-2023-00106 Valid January 8th, 2024 Until January 7th, 2025 | Bayshore Electric Ltd
PP-2022-02275 | 2022-07-04 | 468 SW MARINE DRIVE, Vancouver, BC | Plumbing Permit | Commercial | Renovation | Completed | Commercial - Interior alterations to provide improvements to the service area of this existing Restaurant Class 1 tenant at unit #200 on the second floor of this commercial building on this site. Scope of work: 1) Remodel of service area (millwork). 2) Relocation of plumbing lines at front service area. 3) New wall and floor tiles and finishes in reception area. 4) Relocation of existing circuits as required. | Capital Building Maintenance & Restoration Incorporation
EP-2022-05673 | 2022-07-11 | 468 SW MARINE DRIVE, Vancouver, BC | Electrical Permit | Commercial | Renovation | Completed | Installation / Repair - Commercial - Install power supply for new Lobby display unit 468 SW Marine Drive (A&W Restaurant) Interior alterations to provide improvements to the service area of this existing Restaurant Class 1 unit at 468 SW Marine Drive on the ground floor of this mixed-use building on this site. Scope of work includes: 1) Remodeling of service area and relocation of plumbing. 2) New wall tile and floor tile. 3) Relocation of existing service area circuits and new circuits as required. | Four Star Electric Ltd.
NULL | NULL | 468 SW MARINE DRIVE, Vancouver, BC | Electrical Permit | Commercial | Renovation | Draft | Installation / Repair - Commercial - Relocate existing circuits to accommodate new counter area and new equipment | NULL
EP-2023-06263 | 2023-07-12 | 480 SW MARINE DRIVE, Vancouver, BC | Electrical Permit | Commercial | Tenant Improvement | Completed | Installation / Repair - Commercial - Lighting upgrade, replacement fluorescent lights to LED. | MEK ENTERPRISES LTD
PP-2023-00541 | 2023-02-21 | 492 SW MARINE DRIVE, Vancouver, BC | Plumbing Permit | Commercial | Tenant Improvement | Completed | Commercial - rough and finish plumbing for a baskin robbins ice cream store >BP: 490 & 492 Exterior & interior alterations and change of use from Office for a new retail limited food tenant in this existing mixed use building. Tenant: Baskin Robins Combining units 490 & 492, retaining unit 492 | DELTA PLUMBING & HEATING LTD
EP-2023-02048 | 2023-03-10 | 492 SW MARINE DRIVE, Vancouver, BC | Electrical Permit | Commercial | Tenant Improvement | Completed | Installation / Repair - Commercial - branch circuits, lighting, sign connection (SI-2023-00085) data and cameras rough wire and finishing for a baskin robbins ice cream shop >BP: 490 & 492 Exterior & interior alterations and change of use from Office for a new retail limited food tenant in this existing mixed use building. Tenant: Baskin Robins Combining units 490 & 492, retaining unit 492. Reduction in Glazing approved per Michelle A. OK for field review per D.Langevin Revision #1: Combine grease tap into single unit, level unit to remove partial step, Architect Sealed plans, retaining unit 492. Work to include: Combine units 490 & 492, retain 492. Remove door hardware from one door, new freezers, kitchen equipment. DBI to determine onsite if sprinkler permit required. SP Req'd per DBI. Schedule B - Electrical, Plumbing, Mechanical, Fire Suppression - Danny K Fu - 905.238.6939 | PROFORM CONSTRUCTION GROUP LTD
NULL | NULL | 492 SW MARINE DRIVE, Vancouver, BC | Electrical Permit | Commercial | Tenant Improvement | Draft | Installation / Repair - Commercial - Branch circuits and lighting rough wire and finishing for an ice cream store. Sign connection. Cameras and data wiring and installation | PROFORM CONSTRUCTION GROUP LTD
SP-2023-00647 | 2023-05-05 | 492 SW MARINE DRIVE, Vancouver, BC | Sprinkler Permit | Commercial | Renovation | Completed | Commercial - Sprinkler TI / Renovation >BP: 490 & 492 Exterior & interior alterations and change of use from Office for a new retail limited food tenant in this existing mixed use building. Tenant: Baskin Robins Combining units 490 & 492, retaining unit 492. | Troy Life & Fire Safety Limited Protection Incendia Troyu Ltee
EP-2022-09206 | 2022-10-31 | 496 SW MARINE DRIVE, Vancouver, BC | Electrical Permit | Commercial | Tenant Improvement | Completed | Installation / Repair - Commercial - Hook up LED retrofitted exterior signage to the existing power | Top's Lighting (2003) Ltd
PP-2022-02476 | 2022-07-15 | 770 SW MARINE DRIVE, Vancouver, BC V6P 5Y7 | Plumbing Permit | Commercial | Renovation | Issued | Commercial - rough in all done . Interior alterations and a change of use from a 2-storey wholesale Class A - school for arts or self-improvement (A2 occupancy) to a dance studio (A2 occupancy) with ancillary office space, plus one full level of existing underground parking and one half floor level of existing parking. Other interior alterations include: 1). Add an elevator from underground parking to the upper level. 2). Main floor - demise space for offices and storage. 3). 2nd floor - demise space into large and small ballrooms. 4). 2nd floor - add accessible washrooms. This existing 2 storey plus basement commercial building will be occupied by a single tenant (Royal Kayden Art Centre) as per a Letter of Operation submitted with this permit application. NOTE: Appeal no. Z35802 was heard and allowed by the Board of Variance on April 6, 2021 in regards to permitting the existing non-conforming use of School for Arts and Self-Improvement for a Dance Studio. PROPOSED OCCUPANT LOAD = 106. For Plan Sketch and Under 20 sprinkler heads TI *****This application does not include any of the following: 1. Not more than 20 sprinklers (add, relocate, or remove), 2. hydraulic calculations, 3. change in occupancy and /or hazard classification, 4. warehouse storage arrangements, 5. mobile compact storage arrangements, 6. alternative solutions, 7. changes to the sprinkler system supply piping (e.g. valves, mains, cross-mains, branch-lines, etc.), or 8. flexible sprinkler pipe. | JCHY Construction Ltd
NULL | NULL | 770 SW MARINE DRIVE, Vancouver, BC V6P 5Y7 | Electrical Permit | Commercial | Renovation | Draft | Installation / Repair - Commercial - Wiring and install fixtures and receptacles in 5 classrooms and common area main floor.supply and install 20 pcs 2’x4’ led panel s upstairs and 2 bathrooms. | NULL
PP-2022-02272 | NULL | 770 SW MARINE DRIVE, Vancouver, BC V6P 5Y7 | Plumbing Permit | Commercial | Renovation | Cancelled | Commercial - rough in all done Interior alterations and a change of use from a 2-storey wholesale Class A - school for arts or self-improvement (A2 occupancy) to a dance studio (A2 occupancy) with ancillary office space, plus one full level of existing underground parking and one half floor level of existing parking. Other interior alterations include: 1). Add an elevator from underground parking to the upper level. 2). Main floor - demise space for offices and storage. 3). 2nd floor - demise space into large and small ballrooms. 4). 2nd floor - add accessible washrooms. This existing 2 storey plus basement commercial building will be occupied by a single tenant (Royal Kayden Art Centre) as per a Letter of Operation submitted with this permit application. NOTE: Appeal no. Z35802 was heard and allowed by the Board of Variance on April 6, 2021 in regards to permitting the existing non-conforming use of School for Arts and Self-Improvement for a Dance Studio. PROPOSED OCCUPANT LOAD = 106. For Plan Sketch and Under 20 sprinkler heads TI *****This application does not include any of the following: 1. Not more than 20 sprinklers (add, relocate, or remove), 2. hydraulic calculations, 3. change in occupancy and /or hazard classification, 4. warehouse storage arrangements, 5. mobile compact storage arrangements, 6. alternative solutions, 7. changes to the sprinkler system supply piping (e.g. valves, mains, cross-mains, branch-lines, etc.), or 8. flexible sprinkler pipe. | NULL
NULL | NULL | 770 SW MARINE DRIVE, Vancouver, BC V6P 5Y7 | Electrical Permit | Commercial | Renovation | Draft | Installation / Repair - Commercial - supply and install lighting fixture and receptacles in office and ballroom. | NULL
EP-2022-06199 | 2022-07-27 | 770 SW MARINE DRIVE, Vancouver, BC V6P 5Y7 | Electrical Permit | Commercial | Renovation | Issued | Installation / Repair - Commercial - Office,ballroom and washrooms lights and receptacles. Interior alterations and a change of use from a 2-storey wholesale Class A - school for arts or self-improvement (A2 occupancy) to a dance studio (A2 occupancy) with ancillary office space, plus one full level of existing underground parking and one half floor level of existing parking. Other interior alterations include: 1). Add an elevator from underground parking to the upper level. 2). Main floor - demise space for offices and storage. 3). 2nd floor - demise space into large and small ballrooms. 4). 2nd floor - add accessible washrooms. This existing 2 storey plus basement commercial building will be occupied by a single tenant (Royal Kayden Art Centre) as per a Letter of Operation submitted with this permit application. NOTE: Appeal no. Z35802 was heard and allowed by the Board of Variance on April 6, 2021 in regards to permitting the existing non-conforming use of School for Arts and Self-Improvement for a Dance Studio. PROPOSED OCCUPANT LOAD = 106. | Ying Shi dba York Electrical Services
SP-2022-01599 | 2022-12-20 | 770 SW MARINE DRIVE, Vancouver, BC V6P 5Y7 | Sprinkler Permit | Commercial | Tenant Improvement | Issued | Commercial - For sprinkler system alterations to the 2019 VBBL and NFPA 13, 2013 for the tenant improvements to provide interior alterations and a change of use from a 2-storey wholesale Class A - school for arts or self-improvement (A2 occupancy) to a dance studio (A2 occupancy) with ancillary office space, plus one full level of existing underground parking and one half floor level of existing parking. Other interior alterations include: 1). Add an elevator from underground parking to the upper level. 2). Main floor - demise space for offices and storage. 3). 2nd floor - demise space into large and small ballrooms. 4). 2nd floor - add accessible washrooms. This existing 2 storey plus basement commercial building will be occupied by a single tenant (Royal Kayden Art Centre) as per a Letter of Operation submitted with this permit application. 1. This application does not include any of the following: • Warehouse storage arrangements, or mobile compact storage arrangements. • Changes to the sprinkler system supply piping (e.g. valves, mains, cross-mains, etc.). • Flexible sprinkler pipe. • Information Technology Equipment Rooms (e.g. IT Rooms, LAN Rooms, etc.). • New alternative solutions and/or modifications to existing alternative solutions. Engineer of Record: Alex Z.Q. Li 778-323-1368 ali@liaengineering.com | Spectrum Fire Protection Ltd
PP-2022-04157 | 2022-11-18 | 1022 KINGSWAY, Vancouver, BC V5V 3C6 | Plumbing Permit | Commercial | Renovation | Completed | Commercial - Add 3 basin, 1 toilet , 1 laundry sink and 1 washer machine >Interior alterations and a change of use from Retail Store to Beauty and Wellness at #2 1022 Kingsway at this mixed-use building on this site. OK for Field Review per W.Wong Note: - No massage allowed. - Storefront glazing is to remain clear and unobstructed. No translucent or opaque film, artwork, shelving, display case, curtains or similar elements are to be installed on or directly outside or inside of the approved glazing. Separate permit is required for all signage. Energy Upgrade: E2 - Lighting - Upgrade to incorporate Automatic Full OFF (per 9.4.1.1.(h) of ASHRAE 90.1-2016) | Westar Plumbing & Heating Ltd
EP-2022-09847 | 2022-11-21 | 1022 KINGSWAY, Vancouver, BC V5V 3C6 | Electrical Permit | Commercial | Renovation | Completed | Installation / Repair - Commercial - Install new light fixtures ,exit lights,wiring new circuits for receptacles. >BP: Interior alterations and a change of use from Retail Store to Beauty and Wellness at #2 1022 Kingsway at this mixed-use building on this site. | Myarc Electrical Inc
EP-2023-07887 | 2023-09-12 | 1022 KINGSWAY, Vancouver, BC V5V 3C6 | Electrical Permit | Commercial | Tenant Improvement | Completed | Installation / Repair - Commercial - Interior alterations for retail food bakery....add electrical work according to new plan >BP: #7-1022 Kingsway Interior alterations and a change of major occupancy from a beauty salon (D) to a limited retail food bakery (E) on the ground floor of this existing 3-storey mixed-used commercial/residential building on the site. Notes: 1. Commercial kitchen exhaust system is a Class-5 Cooking operation. 2. Permit reviewed and approved to VBBL #12511 (2019). | Friend Electrical Ltd
PP-2023-02928 | 2023-08-21 | 1022 KINGSWAY, Vancouver, BC V5V 3C6 | Plumbing Permit | Commercial | New | Completed | Commercial - Rough-in and finish installation 50 GPM GI: 1-comp ,2-comp, DW, MS >BP: #7-1022 Kingsway Interior alterations and a change of major occupancy from a beauty salon (D) to a limited retail food bakery (E) on the ground floor of this existing 3-storey mixed-used commercial/residential building on the site. Notes: 1. Commercial kitchen exhaust system is a Class-5 Cooking operation. 2. Permit reviewed and approved to VBBL #12511 (2019). | Green Earth Plumbing and Heating Ltd
PP-2023-01717 | 2023-05-15 | 5665 WEST BOULEVARD, Vancouver, BC | Plumbing Permit | Commercial | Renovation | Completed | Commercial - To replace 3 bathroom sinks in the same location | Paolo's Plumbing & Heating Ltd
PP-2023-02273 | 2023-06-27 | 2102 W 41ST AVENUE, Vancouver, BC | Plumbing Permit | Commercial | Tenant Improvement | Issued | Commercial - ? Rough in plumbing above and below slab ? Supply and install bathroom fixtures as per speck. ? Supply hot water tank complete with seismic on tank. ? Supply all labor and materials. ? Supply back flow preventers as noted on drawings. ? Water cooler is included in the price. ? We have included for the condensate drain line and pumps on the heat pump all other lines by others. >BP: 2102 W 41st - Ground Floor Interior alterations to provide tenant improvements in this existing financial institution on the main floor in this existing mixed use commercial building on site. Scope of work: Layout modification, demolish/construct partitions, millwork, door, furniture, fixtures. New floor finishes, new wave action door, electrical upgrade and plumbing work. Sept 29/2023-AMEND add one backflow preventer (RPBA 1/2") to service bottle filler AMEND: JAN 18/2024 Please see uploaded Engineer's Letter regarding water pipe as requested by the inspection team | Ange's Plumbing Ltd
EP-2023-05894 | 2023-07-10 | 2102 W 41ST AVENUE, Vancouver, BC | Electrical Permit | Commercial | Renovation | Issued | Installation / Repair - Commercial - BMO Kerrisdale - Renovation of power, data and lighting throughout. See Specified drawings. >BP: Interior alterations to provide tenant improvements in this existing financial institution on the main floor in this existing mixed use commercial building on site. Scope of work: Layout modification, demolish/construct partitions, millwork, door, furniture, fixtures. New floor finishes, new wave action door, electrical upgrade and plumbing work. TENANT: BMO (Bank of Montreal) Letters of Assurance submitted: Schedule A and Architectural Schedule B by Paul Andrew Stevens, Architect, AIBC., 778.372.1111 Electrical Schedule B by Estella Chan, P.Eng., 604.294.8414 Plumbing/Mechanical Schedule B by Christopher Liu, P.Eng., 604.294.8414 Building Sprinklered – Building inspector to determine on site if a separate sprinkler permit is required. Energy checklist is currently no longer required with your Building Permit (BP) application. Some supporting documents are still required at BP stage, specifically Envelope and HVAC, if applicable. Service Water Heating and Lighting supporting documents, if applicable, must be submitted with your related trades permits (e.g. electrical and plumbing). | Canem Systems Ltd
EP-2023-06596 | 2023-07-21 | 2102 W 41ST AVENUE, Vancouver, BC | Electrical Permit | Commercial | Addition | Completed | Installation / Repair - Commercial - Upgrade of existing security alarm and CCTV systems. >BP: Interior alterations to provide tenant improvements in this existing financial institution on the main floor in this existing mixed use commercial building on site. Scope of work: Layout modification, demolish/construct partitions, millwork, door, furniture, fixtures. New floor finishes, new wave action door, electrical upgrade and plumbing work. TENANT: BMO (Bank of Montreal) Letters of Assurance submitted: Schedule A and Architectural Schedule B by Paul Andrew Stevens, Architect, AIBC., 778.372.1111 Electrical Schedule B by Estella Chan, P.Eng., 604.294.8414 Plumbing/Mechanical Schedule B by Christopher Liu, P.Eng., 604.294.8414 Building Sprinklered – Building inspector to determine on site if a separate sprinkler permit is required. Energy checklist is currently no longer required with your Building Permit (BP) application. Some supporting documents are still required at BP stage, specifically Envelope and HVAC, if applicable. Service Water Heating and Lighting supporting documents, if applicable, must be submitted with your related trades permits (e.g. electrical and plumbing). | Chubb Fire & Security Canada Corp
EP-2022-05613 | 2022-07-04 | 2102 W 41ST AVENUE, Vancouver, BC | Electrical Permit | Commercial | Addition | Completed | Installation / Repair - Commercial - re-lamp, re-ballast for T8 fixture. replace old fluorescent potlight into LED downlight. | Atlantic Electric Ltd
EP-2022-06893 | 2022-08-18 | 2211 W 4TH AVENUE, Vancouver, BC V6K 4S2 | Electrical Permit | Commercial | Addition | Completed | Installation / Repair - Commercial - adding a washer/ dryer to retail store -no structural work is being performed, only adding the washer plug and dryer plug | OPTIMUM ELECTRICAL LTD
EP-2022-07698 | 2022-09-14 | 2107 YEW STREET, Vancouver, BC | Electrical Permit | Commercial | Renovation | Completed | Installation / Repair - Commercial - Repair/replace (2) emily knobs servicing base building overhead conductors. (Current ones are ripping out of building) Will be working with BC Hydro disconnection/reconnection same-day. | Stephen Williams, Edin Tucic DBA Elysium Electric
GP-2023-00647 | 2023-02-22 | 2130 YEW STREET, Vancouver, BC V6K 3G7 | Gas Permit | Residential | Renovation | Completed | Residential - Re & Re HWT Gas | Milani Plumbing Heating & Air Conditioning Ltd
EP-2022-04837 | 2022-06-09 | 2207 W 41ST AVENUE, Vancouver, BC V6M 2A3 | Electrical Permit | Commercial | Renovation | Completed | Installation / Repair - Commercial - Replace 2x2 fixtures & T8 lamps as required. This makes up less than 5% of the building lighting. | MEI Energy Solutions Ltd
EP-2022-03088 | 2022-04-20 | 2183 YORK AVENUE, Vancouver, BC | Electrical Permit | Residential | Renovation | Cancelled | Installation / Repair - Residential - Replace the existing fuse box and disconnect with breakers panel and disconnection. Amend: May 9, 2022 The service is a grand father 120V 60A service. Site checked with BC Hydro, the hydro line is AWG #6 for only 60A. This is not a service upgrade but repair. As a result, only 60A service panel can be used to replace the original fuse box. | Vanpower Electrical Ltd.
NULL | NULL | 2212 WILLOW STREET, Vancouver, BC | Electrical Permit | Residential | Addition | Draft | Installation / Repair - Residential - L2 electrical charger installation for EV to park in underground parking ground of townhouse unit in Fairview Vancouver. | NULL
EP-2024-00540 | NULL | 3850 WELWYN STREET, Vancouver, BC V5N 3Y9 | Electrical Permit | Commercial | Addition | In Review | Installation / Repair - Commercial - Install Main EVEMS in each electrical room Each one monitors three points Main service Meter stack 1 Meter stack 2 Install wireless EVEMS in each townhouse 5 units total as shown on the site plan Each one will require a 40A-2P breaker and wiring to a receptacle I spoke with the main CoV inspector yesterday and he said he would accept the 40A receptacle I have confirmed all townhouse panels have sufficient breaker space left for a new breaker. All panels are Siemens EQ loadcenters House panels are different, to be confirmed. | Livewire Energy Services Ltd.
GP-2022-03653 | 2022-11-21 | 3402 W 15TH AVENUE, Vancouver, BC V6R 2Z1 | Gas Permit | Residential | Addition | Completed | Residential - re and re hwt | Christopher Sterling
GP-2023-00603 | 2023-02-17 | 3402 W 15TH AVENUE, Vancouver, BC V6R 2Z1 | Gas Permit | Residential | Renovation | Completed | Residential - furnace replacement | Angels Heating & Cooling Ltd
EP-2023-01994 | 2023-03-08 | 3402 W 15TH AVENUE, Vancouver, BC V6R 2Z1 | Electrical Permit | Residential | Renovation | Completed | Installation / Repair - Residential - smoke / co detectors installation >DB: Interior and exterior alterations to the existing one family dwelling and to legalize the secondary suite in the basement Related to CF-2020-012363 Scope of work: - Removal of upper floor sink - Consolidating upper floor unit into main floor dwelling - Legalization of basement dwelling - Increasing headroom @ entry stairs (interior and exterior) - Replacing basement suite entry door - Validation of rear addition | Shuming Electric Ltd
EP-2023-04208 | 2023-05-17 | 36 W CORDOVA STREET, Vancouver, BC | Electrical Permit | Commercial | NULL | Issued | Annual / Operating - Operating permit. We will review the site for safety hazards and bring them to the attention of the property owner. If we do any work we will log it and it will be available in the Main electrical room on the second floor RENEWAL OF EP-2022-04822 VALID: APRIL 17, 2023 TILL APRIL 16, 2024 | Newma Power Systems Inc
EP-2022-04822 | 2022-06-09 | 36 W CORDOVA STREET, Vancouver, BC | Electrical Permit | Commercial | NULL | Expired | Annual / Operating - Operating permit. We will review the site for safety hazards and bring them to the attention of the property owner. If we do any work we will log it and it will be available in the Main electrical room on the second floor Expired EP-2021-07191 VALID: APRIL 17, 2021 TILL APRIL 16, 2022 | Christopher Michael Newman
EP-2023-03409 | 2023-04-19 | 167 WATER STREET, Vancouver, BC | Electrical Permit | Commercial | Tenant Improvement | Completed | Installation / Repair - Commercial - Install power for new offices. >BP: Interior alterations to provide tenant improvement for a new office tenant on the 3rd floor (office shell space) of this existing 3-storey mixed used Municipally Designated Heritage 'B' building. Scope of work: Remove corridor wall and exit door. Construct new partition walls, glazing, new kitchen counter, new furniture layout and electrical work TENANT: Impact Energy Engineering Ltd Schedule B Architectural submitted by Nicholas Waissbluth, Architect, AIBC, 604.612.5095 Energy checklist is currently no longer required with your Building Permit (BP) application. Some supporting documents are still required at BP stage, specifically Envelope and HVAC, if applicable. Service Water Heating and Lighting supporting documents, if applicable, must be submitted with your related trades permits (e.g. electrical and plumbing). | VS Electric Ltd
PP-2022-01455 | 2022-05-04 | 716 W BROADWAY, Vancouver, BC V5Z 1G8 | Plumbing Permit | Commercial | Tenant Improvement | Completed | Commercial - Install one sink Interior alterations to provide tenant improvements to a retail store with ancillary Health care office. Scope of work includes: replacing drywall, changing ceiling and lighting layout. | G2 Mechanical Ltd
EP-2022-03202 | 2022-04-21 | 716 W BROADWAY, Vancouver, BC V5Z 1G8 | Electrical Permit | Commercial | Tenant Improvement | Completed | Installation / Repair - Commercial - Install lights, emergency light, receptacles, sensor switches, connected sign, run Data lines, run branch circuits >BP: Interior alterations to provide tenant improvements to a retail store with ancillary Health care office. Scope of work includes: replacing drywall, changing ceiling and lighting layout. Letters of assurance submitted: Sch A: O. Joseph Sokulski. P.Eng., 604.925.3222 Sch B (Elect): O. Joseph Sokulski. P.Eng., 604.925.3222 Sch B (Plumb): John Makepeace, P.Eng., 604.538.0764' Notes: 1. Energy upgrade triggers: E2 - Lighting - Upgrade to incorporate Automatic Partial OFF (per 9.4.1.1.(g) of ASHRAE 90.1-2016) | Marcel Electric Inc
SP-2022-00443 | 2022-04-05 | 716 W BROADWAY, Vancouver, BC V5Z 1G8 | Sprinkler Permit | Commercial | Tenant Improvement | Completed | Commercial - RELOCATE AND REPLACE WITH NEW SPRINKLER HEADS >BP: Interior alterations to provide tenant improvements to a retail store with ancillary Health care office. Scope of work includes: replacing drywall, changing ceiling and lighting layout. Letters of assurance submitted: Sch A: O. Joseph Sokulski. P.Eng., 604.925.3222 Sch B (Elect): O. Joseph Sokulski. P.Eng., 604.925.3222 Sch B (Plumb): John Makepeace, P.Eng., 604.538.0764' Notes: 1. Energy upgrade triggers: E2 - Lighting - Upgrade to incorporate Automatic Partial OFF (per 9.4.1.1.(g) of ASHRAE 90.1-2016) | Viking Fire Protection Inc
PP-2022-02080 | 2022-07-04 | 734 W BROADWAY, Vancouver, BC | Plumbing Permit | Commercial | New | Completed | Commercial - Ground floor and aboub >BP: Tenant Improvement, Interior alterations to change the use from Retail (Group E ) to Retail Limited Food Facility (Group E) on the ground floor of this existing commercial building. One class 4 cooking operation. Scope of work includes: Construct front service/dining /kitchen/office area, add new fixtures/appliances lighting/paint/wall covering. Construction of new walls and bulkhead. | Evergreen Plumbing & Heating Ltd
GP-2022-03985 | 2022-12-15 | 734 W BROADWAY, Vancouver, BC | Gas Permit | Commercial | Tenant Improvement | Completed | Commercial - runnung 1/2 gas line | Mondial Mechanical Corporation
EP-2022-05561 | 2022-07-04 | 734 W BROADWAY, Vancouver, BC | Electrical Permit | Commercial | Renovation | Completed | Installation / Repair - Commercial - 15 outlets 120 volts 15amps, 2 outlets 208 volts 20 amps, 2 donair machines, 1 griddle, 1 oven, 2 ventless hood. >BP: Tenant Improvement, Interior alterations to change the use from Retail (Group E ) to Retail Limited Food Facility (Group E) on the ground floor of this existing commercial building. One class 4 cooking operation. Scope of work includes: Construct front service/dining /kitchen/office area, add new fixtures/appliances lighting/paint/wall covering. Construction of new walls and bulkhead. | Scorpio Electric Ltd
SP-2022-01253 | 2022-08-08 | 734 W BROADWAY, Vancouver, BC | Sprinkler Permit | Commercial | Tenant Improvement | Completed | Commercial - RELOCATE 11 SPRINKLER HEADS >BP: Interior alterations to change the use from Retail (Group E ) to Retail Limited Food Facility (Group E) on the ground floor of this existing commercial building. One class 4 cooking operation. Scope of work includes: Construct front service/dining /kitchen/office area, add new fixtures/appliances lighting/paint/wall covering. Construction of new walls and bulkhead. *****This application does not include any of the following: 1. Not more than 20 sprinklers (add, relocate, or remove), 2. hydraulic calculations, 3. change in occupancy and /or hazard classification, 4. warehouse storage arrangements, 5. mobile compact storage arrangements, 6. alternative solutions, 7. changes to the sprinkler system supply piping (e.g. valves, mains, cross-mains, branch-lines, etc.), or 8. flexible sprinkler pipe. | Priority Fire Systems Ltd
EP-2023-03074 | 2023-04-11 | 967 W BROADWAY, Vancouver, BC V5Z 1K3 | Electrical Permit | Commercial | Renovation | Completed | Installation / Repair - Commercial - Data, CCTV, Audio Pre-wiring & isntallation >BP: Interior alterations to provide tenant improvements for a new Restaurant (Group A2) in an existing Restaurant tenant space (Group A2) in a portion of the ground floor in this existing commercial building. Scope of work includes plumbing fixture additions, washroom changes, new drywall ceiling and light fixtures. This project is considered a minor renovation. Part 11 upgrade triggers F1, S2, N1, A2 and E2 apply. Schedule A, Schedule B (Mechanical, Plumbing and Fire Suppression), Alex P.L.Lee, P.Eng. Schedule B (Architectural), Eric Y.H. Cheung, submitted for this project. Building Review Notes: 1. This permit has been reviewed under the requirements of the VBBL #12511 (2019) 2. Separate Sign Permit is required for the new signage. 3. Class 1 cooking operations (grease-laden vapours). Commercial kitchen exhaust system to NFPA 96 (Type 1 hood). 4. No exterior alterations proposed. 5. Contractor to have a valid business license prior to commencing any work. 6. Total Occupant Load: 84 seats and 16 staff = 100 persons | JDM ELECTRICAL LTD
EP-2023-02599 | 2023-03-28 | 967 W BROADWAY, Vancouver, BC V5Z 1K3 | Electrical Permit | Commercial | Renovation | Completed | Installation / Repair - Commercial - Rewiring and installing all new lighting, plugs, and switches. Sign power for existing sign power supply. >BP: Interior alterations to provide tenant improvements for a new Restaurant (Group A2) in an existing Restaurant tenant space (Group A2) in a portion of the ground floor in this existing commercial building. Scope of work includes plumbing fixture additions, washroom changes, new drywall ceiling and light fixtures. This project is considered a minor renovation. Part 11 upgrade triggers F1, S2, N1, A2 and E2 apply. Schedule A, Schedule B (Mechanical, Plumbing and Fire Suppression), Alex P.L.Lee, P.Eng. Schedule B (Architectural), Eric Y.H. Cheung, submitted for this project. Building Review Notes: 1. This permit has been reviewed under the requirements of the VBBL #12511 (2019) 2. Separate Sign Permit is required for the new signage. 3. Class 1 cooking operations (grease-laden vapours). Commercial kitchen exhaust system to NFPA 96 (Type 1 hood). 4. No exterior alterations proposed. 5. Contractor to have a valid business license prior to commencing any work. 6. Total Occupant Load: 84 seats and 16 staff = 100 persons | Jasbir Sidhu & Inderjit K Sidhu & Robert Azevedo
SP-2023-00572 | 2023-06-02 | 967 W BROADWAY, Vancouver, BC V5Z 1K3 | Sprinkler Permit | Commercial | Renovation | Completed | Commercial - For sprinkler system alterations to the 2019 VBBL and NFPA 13, 2013 for the tenant improvements to provide interior alterations for a new Restaurant (Group A2) in an existing Restaurant tenant space (Group A2) in a portion of the ground floor in this existing commercial building. Engineer of Record: Brian Sikorski 604-708-4140 brian@eforenergy.com | Major Fire Protection Ltd
PP-2023-00894 | 2023-03-21 | 967 W BROADWAY, Vancouver, BC V5Z 1K3 | Plumbing Permit | Commercial | Tenant Improvement | Completed | Commercial - Renovating a commercial place to Sushi Restaurant >BP: Interior alterations to provide tenant improvements for a new Restaurant (Group A2) in an existing Restaurant tenant space (Group A2) in a portion of the ground floor in this existing commercial building. Scope of work includes plumbing fixture additions, washroom changes, new drywall ceiling and light fixtures. AMEND: MAY 8/2023 Add 1 RPBA for existing Dishwasher and 1 RPBA for chemical dispenser. | On Time Plumbing Ltd
EP-2022-01291 | 2022-02-18 | 300 WATER STREET, Vancouver, BC V6B 1B6 | Electrical Permit | Commercial | Renovation | Completed | Installation / Repair - Commercial - Installation of new 347/600 volt underground service with transformers to re-connect existing services. This work is part of BC Hydro “H” frame elimination project in Gastown area. Energy Upgrade exempted: H-Frame Removal Project >>BP: Interior alterations to install new electrical equipment in an existing storage room on the mezzanine of this existing retail Municipally Designated Heritage B building, for the BC Hydro "H" frame elimination project Energy Upgrade exempted: H-Frame Removal Project | Advanco Electric Ltd
NULL | NULL | 300 WATER STREET, Vancouver, BC V6B 1B6 | Plumbing Permit | Commercial | Tenant Improvement | Draft | Commercial - relocating a condensing unit | KERN BSG MANAGEMENT LTD
NULL | NULL | 300 WATER STREET, Vancouver, BC V6B 1B6 | Mechanical Permit | NULL | NULL | Draft | NULL | NULL
EP-2023-07278 | 2023-08-10 | 1965 CORNWALL AVENUE, Vancouver, BC | Electrical Permit | Commercial | Tenant Improvement | Completed | Installation / Repair - Commercial - Wiring installation for new Commercial Dishwasher. Install Emergency exit signs. BP: Interior alterations and Change of Major Occupancy to this existing retail limited food tenant (Group E), for a new Restaurant tenant (Group A2) in this existing 2-storey over 1 level of underground parking mixed-use building. Included in the scope of work is the installation of Class 4 cooking with Merrychef using KNLZ recirculating system and power usage is 6.2KW. | Shanai Enterprise Inc
PP-2023-03237 | 2023-09-15 | 1965 CORNWALL AVENUE, Vancouver, BC | Plumbing Permit | Commercial | Renovation | Completed | Commercial - install one single sink and one ice well sink on bar countertop. run hot and cold water lines to them from existing pipework at high level. >BP: Interior alterations and Change of Major Occupancy to this existing retail limited food tenant (Group E), for a new Restaurant tenant (Group A2) in this existing 2-storey over 1 level of underground parking mixed-use building. | James Kevin Bourke
EP-2023-07400 | 2023-08-15 | 45 TROUNCE ALLEY, Vancouver, BC | Electrical Permit | Commercial | NULL | Issued | Annual / Operating - Maintenance of existing operating electrical equipment. Undertake to regularly assess, operate, and maintain the electrical equipment on a regular basis in compliance with the Electrical By-law No. 5563. | Terminal City Electric Ltd
EP-2022-09779 | 2022-11-18 | 65 WATER STREET, Vancouver, BC V6B 1A1 | Electrical Permit | Commercial | Tenant Improvement | Completed | Installation / Repair - Commercial - RID: 160133 RE & RE of heat pump split system in a commercial space . Retrofit - Like for like exact appliance replacement. Service remained the same, breaker & electrical feed confirmed to be originally sized properly. Equipment will be replaced in the same location as existing the unit. No change in equipment capacity or fuel. | Haakon Industries (Canada) Ltd.
EP-2022-01328 | 2022-02-23 | 112 WATER STREET, Vancouver, BC V6B 1B2 | Electrical Permit | Commercial | New | Completed | Installation / Repair - Commercial - We will install 1/2” EMT from the electrical panel over to the specified location to provide power to the intercom equipment. We will install a box with two receptacles to ensure there are enough outlets for the equipment. We will provide a dedicated 15A circuit complete with circuit identification. -- there will be no modifications to building structure for the work being performed. - 2" holes that are going through the wooden floor are in an open stairwell and are on the landing of each floor. We could actually sealed around the conduits with caulking as it is more esthetic. - 2" hole in wall of office will be used to bring a 1" conduit from the office to the stairwell. From the location of the intercom equipment in the office, we will run a 1” EMT conduit, stopping on each floor and installing a box above each door. We will install an 18/2 cable, which will be daisy chained through the floors and a shielded Cat5e cable home run to each floor. The low voltage cables will not be terminated at any of the locations and will be coiled up for others. Each cable to be identified using adhesive labels. | Black & McDonald Limited
EP-2024-00573 | 2024-01-29 | 114 WATER STREET, Vancouver, BC | Electrical Permit | Commercial | Tenant Improvement | Issued | Installation / Repair - Commercial - Safety Check. Check the existing installation of electrical equipment to ensure electrical safety. | RBM Electric Ltd
PP-2023-04375 | 2023-12-19 | 1656 W 8TH AVENUE, Vancouver, BC | Plumbing Permit | Commercial | Renovation | Completed | Commercial - level 1: Installing nex fixtures level 2: adding urinal and sink >BP: Exterior and interior alterations to combine the two existing office units into one and remove the recessed entry and replace with storefront glazing on the ground floor. this existing two-storey office building on this site. Scope of work: - Demo interior walls & doors , new interior walls & doors, finishes, millwork, new washroom, electrical & plumbing fixtures. | VANMECH PLUMBING & HEATING LTD.
EP-2023-11158 | 2023-12-14 | 1656 W 8TH AVENUE, Vancouver, BC | Electrical Permit | Commercial | Renovation | Issued | Installation / Repair - Commercial - Add circuit breakers, branch circuit wiring (dedicated and convivence wiring) Surface mount floor boxes, Supply and install lighting, controls, exit signs, Electrical connection to exhaust fan, Cat 6 Data drops. DB: Exterior and interior alterations to combine the two existing office units into one and remove the recessed entry and replace with storefront glazing on the ground floor. this existing two-storey office building on this site. Scope of work: - Demo interior walls & doors , new interior walls & doors, finishes, millwork, new washroom, electrical & plumbing fixtures. | Leading Edge Electric Inc
EP-2023-01725 | 2023-03-02 | 1656 W 8TH AVENUE, Vancouver, BC | Electrical Permit | Commercial | NULL | Issued | Annual / Operating - Annual Operating Permit Renewal from EP-2022-01408 Valid from March 4th 2023 to March 3rd 2024 | MDE Enterprises Ltd
EP-2022-01408 | 2022-02-23 | 1656 W 8TH AVENUE, Vancouver, BC | Electrical Permit | Commercial | NULL | Expired | Annual / Operating - Annual Operating Permit General Electrical Works: ballasts, lamps, switches and receptacles and other small electrical jobs Renewal from EP-2021-01613 Valid from March 4th 2022 to March 3rd 2023 | MDE Enterprises Ltd
PP-2021-03767 | 2022-01-27 | 2002 W BROADWAY, Vancouver, BC V6J 1Z4 | Plumbing Permit | Commercial | Tenant Improvement | Completed | Commercial - add backflow preventers Engineer Letter has been uploaded | Hashtag Plumbing Inc
SP-2022-00010 | 2022-01-11 | 2298 W BROADWAY, Vancouver, BC V6K 2E3 | Sprinkler Permit | Commercial | Tenant Improvement | Completed | Commercial - relocate existing pendants into uprights >Interior alterations to provide improvements to an existing Restaurant Class-1 tenant space for a new Restaurant tenant in this existing mixed use building on this site. Separate permit is required for the outdoor patio OK for Field Review per A Wroblewski March 29, 2021 This is a sprinklered building. District Building Inspector to determine if a Sprinkler Permit is required at time of the field review inspection. Schedule A/Architectural Schedule B submitted by Marko Simcic, 604.999-0967 >>>For Plan Sketch and Under 20 sprinkler heads TI *****This application does not include any of the following: 1. Not more than 20 sprinklers (add, relocate, or remove), 2. hydraulic calculations, 3. change in occupancy and /or hazard classification, 4. warehouse storage arrangements, 5. mobile compact storage arrangements, 6. alternative solutions, 7. changes to the sprinkler system supply piping (e.g. valves, mains, cross-mains, branch-lines, etc.), or 8. flexible sprinkler pipe. | Yu Fire Protection Inc.
EP-2023-11259 | 2023-12-20 | 2298 W BROADWAY, Vancouver, BC V6K 2E3 | Electrical Permit | Commercial | Tenant Improvement | Issued | Installation / Repair - Commercial - Installing lighting, outlets and appliances for the coffee shop. >BP: 2298 W Broadway Interior alteration to existing Class 1 Restaurant with NO change of use. K3, commitment not to create grease-laden vapor signed and provided. Occupant load is 25 persons. Sprinklered - SP-2022-00010. Scope of work: - Install new door to existing accessible washroom - Lighting and switch alteration - Electrical outlet alteration - Plumbing fixtures alteration - Install new cabinet and countertop - Apply new wall paint and install new millwork Sch B (Arch): Patrick Yang, 604-558-3064, Pacific West Architecture Inc. Sch B (Plumb): Alex Z.Q. Li, 778-323-1368, Lia Engineering | Powerful Electric Ltd
PP-2023-04411 | 2023-12-22 | 2298 W BROADWAY, Vancouver, BC V6K 2E3 | Plumbing Permit | Commercial | Addition | Issued | Commercial - Coffee shop. Used to be a coffee shop before. Some new fixtures with backflow equipment. >BP: 2298 W Broadway Interior alteration to existing Class 1 Restaurant with NO change of use. K3, commitment not to create grease-laden vapor signed and provided. Occupant load is 25 persons. Sprinklered - SP-2022-00010. Scope of work: - Install new door to existing accessible washroom - Lighting and switch alteration - Electrical outlet alteration - Plumbing fixtures alteration - Install new cabinet and countertop - Apply new wall paint and install new millwork | JL Plumbing and Heating Ltd
EP-2022-10150 | 2022-12-02 | 3399 W 4TH AVENUE, Vancouver, BC | Electrical Permit | Residential | Renovation | Completed | Installation / Repair - Residential - Replace Burn out Fire Alarm. Wire devices will remain | Santec Electric Inc
EP-2022-10301 | 2022-12-07 | 940 W 7TH AVENUE, Vancouver, BC | Electrical Permit | Commercial | Tenant Improvement | Completed | Installation / Repair - Commercial - installation of (4) emergency / exit combo packs >BP: Interior alterations to provide improvements to this existing storage warehouse on the ground floor of this existing commercial building on this site. OK for field review as per Jamie Zhang, Jun.25/20 This is a non sprinklered building. Tenant: Inhaus Surfaces Ltd. Scope of work includes replacing water closet, installing shower in bathroom, installing partitions and sink in lunch room, adding partitions at back Architectural Schedule B submitted by Ron Hart, Architect - 778.233.7241 Energy Upgrade Selected: E-2 - Lighting - Upgrade to incorporate automatic full OFF as per 9.4.1.1(h) of ASHRAE 90.1-2016 | Cameron Thomas Burr
GP-2022-02540 | 2022-08-25 | 1039 W 7TH AVENUE, Vancouver, BC V6H 1B2 | Gas Permit | Residential | Renovation | Completed | Residential - installation of gas furnace | ROMA Heating Ltd
EP-2023-07991 | 2023-09-05 | 389 WATER STREET, Vancouver, BC | Electrical Permit | Commercial | Tenant Improvement | Completed | Installation / Repair - Commercial - Install 8 receptacles, 4 data, new lighting and exit sign/em light. Relocate panel. >BP: To alter the interior of this existing Retail (Ltd Food Service) to provide improvements for a new tenant. TENANT: Oakberry E2 - SWH - Upgrade SWH system Temperature Controls (per 7.4.4.1 of ASHRAE 90.1-2016) Plumbing Schedule B submitted by Xiangyang Tan, P.Eng, ph #778-706-5858 | Blueline Electrical Services Ltd
SP-2023-01914 | 2023-10-18 | 389 WATER STREET, Vancouver, BC | Sprinkler Permit | Commercial | Tenant Improvement | Completed | Commercial - Relocate one sprinkler head for tenant improvement. >BP: To alter the interior of this existing Retail (Ltd Food Service) to provide improvements for a new tenant. *****This application does not include any of the following: 1. Not more than 20 sprinklers (add, relocate, or remove), 2. hydraulic calculations, 3. change in occupancy and /or hazard classification, 4. warehouse storage arrangements, 5. mobile compact storage arrangements, 6. alternative solutions, 7. changes to the sprinkler system supply piping (e.g. valves, mains, cross-mains, branch-lines, etc.), or 8. flexible sprinkler pipe. | Priority Fire Systems Ltd
PP-2023-02782 | NULL | 3755 W 8TH AVENUE, Vancouver, BC V6R 1Z2 | Plumbing Permit | Commercial | Tenant Improvement | Submitted | Commercial - Remove all copper lines and re-pipe in Wirsbo pipe and fittings. Supply and install of all necessary pipe, fittings, valves, and supports to complete the install. PJB will cap the ends to make drywall and cabinet install easier. | PJB MECHANICAL PLUMBING & HEATING
SP-2022-00038 | 2022-06-09 | 2505 GRANVILLE STREET, Vancouver, BC | Sprinkler Permit | Commercial | Renovation | Completed | Commercial - Existing heads relocated to avoid new walls. Existing heads flipped from upright style to pendant to accommodate new ceiling. Building permit in review with the city >BP: Interior alterations to provide improvements to this existing Retail Limited Food tenant (Starbucks) in this existing commercial building on this site. Scope of work: Deconstruct existing finishes. Relocate interior walls, new casework, equipment, mechanical, plumbing, electrical and lighting. Finishing throughout. OK for field review as per Rosa Astorino - December 21, 2021 >*****This application does not include any of the following: 1. Not more than 20 sprinklers (add, relocate, or remove), 2. hydraulic calculations, 3. change in occupancy and /or hazard classification, 4. warehouse storage arrangements, 5. mobile compact storage arrangements, 6. alternative solutions, 7. changes to the sprinkler system supply piping (e.g. valves, mains, cross-mains, branch-lines, etc.), or 8. flexible sprinkler pipe | Viking Fire Protection Inc
EP-2022-04926 | 2022-06-13 | 2505 GRANVILLE STREET, Vancouver, BC | Electrical Permit | Commercial | Addition | Completed | Installation / Repair - Commercial - Install plugs and Light fixtures >BP: Interior alterations to provide improvements to this existing Retail Limited Food tenant (Starbucks) in this existing commercial building on this site. Scope of work: relocate interior partition walls, new casework, equipment, mechanical, plumbing, electrical and lighting, finishing throughout Schedule A/Schedule B Architectural - David N Palmer - 604-687-2511 Schedule B Electrical - Adam Franklin - 604-298-4858 Schedule B Mechanical/Plumbing - Stephen Kooiman - 604-298-4858 E2 - Lighting - Upgrade to incorporate Automatic Full OFF (per 9.4.1.1.(h) of ASHRAE 90.1-2016) OK for field review as per Rosa Astorino - December 21, 2021 | Wire-Man Electric Ltd
PP-2022-02129 | 2022-06-20 | 2505 GRANVILLE STREET, Vancouver, BC | Plumbing Permit | Commercial | Tenant Improvement | Completed | Commercial - • Demo of existing plumbing. • To install under slab plumbing • Supply plumbing for above slab work. • Supply and install GI • Provide necessary capping of plumbing below slab. Opening of floor by others. • Supply all fixtures as per speck for bathrooms • Hot water tank to remain • To provide RPBP as noted on drawings >Interior alterations to provide improvements to this existing Retail Limited Food tenant (Starbucks) in this existing commercial building on this site. Scope of work: relocate interior partition walls, new casework, equipment, mechanical, plumbing, electrical and lighting, finishing throughout Schedule A/Schedule B Architectural - David N Palmer - 604-687-2511 Schedule B Electrical - Adam Franklin - 604-298-4858 Schedule B Mechanical/Plumbing - Stephen Kooiman - 604-298-4858 E2 - Lighting - Upgrade to incorporate Automatic Full OFF (per 9.4.1.1.(h) of ASHRAE 90.1-2016) OK for field review as per Rosa Astorino - December 21, 2021 | Ange's Plumbing Ltd
EP-2022-05800 | 2022-07-22 | 2505 GRANVILLE STREET, Vancouver, BC | Electrical Permit | Commercial | Renovation | Completed | Installation / Repair - Commercial - Extra low voltage only tel/data/POS/wifi Interior alterations to provide improvements to this existing Retail Limited Food tenant (Starbucks) in this existing commercial building on this site. Scope of work: relocate interior partition walls, new casework, equipment, mechanical, plumbing, electrical and lighting, finishing throughout | Hook It Up Solutions Ltd
EP-2023-06619 | 2023-07-21 | 1518 W BROADWAY, Vancouver, BC | Electrical Permit | Commercial | Tenant Improvement | Issued | Installation / Repair - Commercial - Tenant improvement project for restaurant space. Install new LED panels, new recessed lights, new track lights, new pendant lights, new exit and emergency lighting units, new lighting circuits and controls, new kitchen exhaust fan and make up air system, new inter-lock control system, new walk-in cooler and walk-in freezer branch circuits, new kitchen and bar appliances branch circuits. Relocate fire alarm speaker. >BP: Change Major Occupancy and use from financial office (Group D) to Restaurant - Class 1 (Group A2) for a new tenant, and provide interior and exterior alterations to the ground level suite in this 9 storey mixed-use building. Exterior alterations is limited to a new kitchen exhaust fan on the rooftop and a new make-up air louvre located at the rear. Proposed occupant load is 125 persons (110 dining and 15 staff). Maximum occupant load cannot exceed 200 persons due to washroom restriction. OK for DB as per M. Alborg on March 13, 2023. Commercial Kitchen Review Notes: Four ETL-listed Type 1 hoods proposed, all connected to one grease duct within 2h vertical shaft through second storey to the rooftop. 1. Class 1 cooking operations (Grease-Laden Vapours). 2. Commercial kitchen exhaust system to NFPA 96 (Type 1 hood). | Guy Line Electric Ltd
PP-2023-02511 | 2023-07-19 | 1518 W BROADWAY, Vancouver, BC | Plumbing Permit | Commercial | Tenant Improvement | Issued | Commercial - Rough in and final installation plumbing fixtures for the new Ramen restaurant >DB: Change Major Occupancy and use from financial office (Group D) to Restaurant - Class 1 (Group A2) for a new tenant, and provide interior and exterior alterations to the ground level suite in this 9 storey mixed-use building. Exterior alterations is limited to a new kitchen exhaust fan on the rooftop and a new make-up air louvre located at the rear. | South Slope Plumbing and Heating
SP-2023-01228 | 2023-10-23 | 1518 W BROADWAY, Vancouver, BC | Sprinkler Permit | Commercial | Tenant Improvement | Issued | Commercial - For sprinkler system alterations to the 2019 VBBL and NFPA 13, 2013 for the tenant improvements to provide a change of major occupancy and use from financial office (Group D) to Restaurant - Class 1 (Group A2) for a new tenant, and provide interior and exterior alterations to the ground level suite in this 9 storey mixed-use building. Engineer of Record: Brian Sikorski 604-708-4140 brian@eforenergy.com | General Sprinkler Systems Ltd
NULL | NULL | 1518 W BROADWAY, Vancouver, BC | Sprinkler Permit | Commercial | Tenant Improvement | Draft | Commercial - Addition and relocation of sprinkler heads. | NULL
EP-2023-04198 | 2023-05-25 | 1518 W BROADWAY, Vancouver, BC | Electrical Permit | Commercial | Addition | Completed | Installation / Repair - Commercial - Install 1 New Meter Base c/w 200a disc fused at 150a . Install 1- 150KVA 600-120/208v Xformer and 600a double panel load center 15KV /600a building incoming 1200a / 600v sub feed 40a /600v retail sub feed >BP: Change Major Occupancy and use from financial office (Group D) to Restaurant - Class 1 (Group A2) for a new tenant, and provide interior and exterior alterations to the ground level suite in this 9 storey mixed-use building. Exterior alterations is limited to a new kitchen exhaust fan on the rooftop and a new make-up air louvre located at the rear. Proposed occupant load is 125 persons (110 dining and 15 staff). Maximum occupant load cannot exceed 200 persons due to washroom restriction. OK for DB as per M. Alborg on March 13, 2023. Commercial Kitchen Review Notes: Four ETL-listed Type 1 hoods proposed, all connected to one grease duct within 2h vertical shaft through second storey to the rooftop. 1. Class 1 cooking operations (Grease-Laden Vapours). 2. Commercial kitchen exhaust system to NFPA 96 (Type 1 hood). | Mac's Electric Ltd
EP-2024-00189 | 2024-01-09 | 1518 W BROADWAY, Vancouver, BC | Electrical Permit | Commercial | Tenant Improvement | Issued | Installation / Repair - Commercial - Installation of FA tie in for the new restaurant fire suppression system. Only doing the main wiring from the building FA panel to the suppression and JCI to do verification. Tenant will be doing all the other wiring Change Major Occupancy and use from financial office (Group D) to Restaurant - Class 1 (Group A2) for a new tenant, and provide interior and exterior alterations to the ground level suite in this 9 storey mixed-use building. Exterior alterations is limited to a new kitchen exhaust fan on the rooftop and a new make-up air louvre located at the rear. Proposed occupant load is 125 persons (110 dining and 15 staff). Maximum occupant load cannot exceed 200 persons due to washroom restriction. | Mott Electric General Partnership
EP-2022-02976 | 2022-04-12 | 1568 W BROADWAY, Vancouver, BC | Electrical Permit | Commercial | Tenant Improvement | Completed | Installation / Repair - Commercial - Interior Tenant improvement Add and relocate light fixtures and outlets >BP: Interior alterations for this existing retail store for this new retail (Storage distributer similar to retail) tenant in this existing commercial building on this site. Scope of work: Deconstruct interior walls, construct interior walls. Fridges, shelving and finishing throughout. OK for field review as per Rosa Astorino - January 18, 2022 Letter of assurance provided by: Schedule A & Schedule B (Architectural): Parisa Seyed-Hoseini, Architect AIBC, 604-681-5050 ext 102 Schedule B (Electrical): Anca Cojoaru, P.Eng., 778-858-2607 Energy Upgrade: E2 - Lighting - Upgrade to Local Control (per 9.4.1.1.(a) of ASHRAE 90.1-2016) | COOPER ELECTRICAL CONTRACTING LTD
SP-2021-00970 | 2022-07-15 | 730 BURRARD STREET, Vancouver, BC | Sprinkler Permit | Commercial | Tenant Improvement | Completed | Commercial - For sprinkler system alterations to the 2019 VBBL and NFPA 13, 2013 for the tenant improvements to provide Interior alterations to change the use and change of major occupancy from ancillary hotel storage on ground floor and elevator lobby (Group C) on mezzanine floor to be used and as part of the operation of the existing Retail Store (Louis Vuitton - Group E) in this existing Municipally Designated Heritage 'M' Vancouver Hotel Building on this site. Scope of work: Convert hotel baggage area & elevator lobby to retail shell for future TI, resize existing elevator lobby at mezzanine, relocate annunciator panel, infill walls at elevator lobby on mezzanine level. Electrical, plumbing, sprinkler and fire alarm to suit. This application does not include any of the following: • Warehouse storage arrangements • Changes to the sprinkler system supply piping (e.g. valves, mains, cross-mains, etc.). • Flexible sprinkler pipe. • Information Technology Equipment Rooms (e.g. IT Rooms, LAN Rooms, etc.). • New alternative solutions and/or modifications to existing alternative solutions. • Change in occupancy and/or hazard classification. Notes: 1. Permit reviewed during COVID-19 Pandemic. 2. Sprinkler engineer of record Yadim Castillo, P.Eng. of Northwest Sprinkler Company (NWSC). T: 778 707 6797. E: yadim@nwsprinkler.com 3. One set of approved drawings and permit to be available for viewing at the jobsite. *** Per February 8, 2022 email correspondence from NWSC - Mobile compact storage arrangements to be installed under the tenant improvement, and to be addressed under the tenant improvement. Separate permit and documents required. Full submission and full review will be required for the tenant improvement.*** *** Per June 10, 2022 email correspondence from NWSC - No sprinkler related work in Fan Room #7. *** | Brent C Williams
EP-2023-07328 | 2023-08-11 | 730 BURRARD STREET, Vancouver, BC | Electrical Permit | Commercial | New | Completed | Installation / Repair - Commercial - Install security, access and cctv devices. | Tri-Star Security Inc
NULL | NULL | 730 BURRARD STREET, Vancouver, BC | Sprinkler Permit | Commercial | Tenant Improvement | Draft | Commercial - Modifying 25 sprinkler heads. | Tyco Integrated Fire & Security Canada Inc/Tyco Feu Et Securite Integres Canada Inc
EP-2023-03569 | 2023-04-25 | 730 BURRARD STREET, Vancouver, BC | Electrical Permit | Commercial | Tenant Improvement | Completed | Installation / Repair - Commercial - Low voltage controls for heating. >BP: Interior alterations - To provide tenant improvement to the existing Retail Store (Group E), Louis Vuitton, on the first and second storey of this existing Municipally Designated Heritage 'M' Vancouver Hotel Building on this site. Scope of work includes interior fit-out and minor vertical addition by infilling existing floor openings on the second floor, and installation of an interconnecting stairs. Building Review Notes: - No exterior alteration is permitted. - Infill floor was originally counted into FSR per ECO, Jamie Zhang. - Minor Vertical Addition Upgrade Levels: F2, S2, N3, A2 and E2. - Mobile compact storage arrangements to be installed under this permit . Sprinkler design shall be addressed under SP permit and a full review will be required. *** Reviewed under the VBBL 2019 *** | Wespac Electrical Contractor Ltd
SP-2022-02086 | 2023-03-07 | 730 BURRARD STREET, Vancouver, BC | Sprinkler Permit | Commercial | Tenant Improvement | Completed | Commercial - For sprinkler system alterations to the 2019 VBBL and NFPA 13, 2013 for the tenant improvements to provide tenant improvement to the existing Retail Store (Group E), Louis Vuitton, on the first and second storey of this existing Municipally Designated Heritage 'M' Vancouver Hotel Building on this site. Notes: 1. Engineer of Record: Dan Wong - 778-847-0572 2. Storage Arrangements for Rolling Storage Racks - Table 13.2.1 of NFPA 13, 2013 Class II, III, and IV Commodities to EHG1 – 8'-0" rolling rack storage on the ground floor and 6'-6" rolling rack storage on the mezzanine. Maintain a minimum of 18" to be maintained between top of storage and sprinkler, and 3" rubber stoppers to be installed between rolling shelves to maintain a gap of 3" between the shelving. 3. Sprinkler system for the rolling storage rack storage (compact mobile storage) is designed to EHG1. Sprinkler density of 0.3 USgpm/sq.ft. over 2000 sq.ft. Sprinkler heads within the storage areas are standard response pendents with a K-factor of K = 8.0, temperature of 286°F, and a maximum sprinkler coverage area of 100 sq. ft. per sprinkler. 4. Flexible Sprinkler Pipe Louis Vuitton - Automatic sprinkler system has been designed for the use of Victaulic AH2-CC flexible sprinkler drops with 1/2" - 3/4". outlets, up to 48" with a maximum of 3 90° degree bends at a 2" bend radius for use with standard coverage pendent sprinklers as noted on the sprinkler system shop drawings in the tenant improvement area only. | Tyco Integrated Fire & Security Canada Inc/Tyco Feu Et Securite Integres Canada Inc
PP-2023-00355 | 2023-02-09 | 730 BURRARD STREET, Vancouver, BC | Plumbing Permit | Commercial | Renovation | Completed | Commercial - Bathroom renovations & re-piping of existing lines for DHW &DCW. >BP: Interior alterations - To provide tenant improvement to the existing Retail Store (Group E), Louis Vuitton, on the first and second storey of this existing Municipally Designated Heritage 'M' Vancouver Hotel Building on this site. Scope of work includes interior fit-out and minor vertical addition by infilling existing floor openings on the second floor, and installation of an interconnecting stairs. | Mountain West Mechanical Ltd
EP-2022-10755 | 2022-12-22 | 730 BURRARD STREET, Vancouver, BC | Electrical Permit | Commercial | Tenant Improvement | Completed | Installation / Repair - Commercial - install lights, emergency lights, lighting control, distribution, conduit & wire only for voice/data & WAPs, raceway only for security, outlets, switches and equipment connections and modification and reverification of existing fire alarm system for tenant improvements *Hazard Materials Assessment checked June 27, RMN >BP: Interior alterations - To provide tenant improvement to the existing Retail Store (Group E), Louis Vuitton, on the first and second storey of this existing Municipally Designated Heritage 'M' Vancouver Hotel Building on this site. Scope of work includes interior fit-out and minor vertical addition by infilling existing floor openings on the second floor, and installation of an interconnecting stairs. Building Review Notes: - No exterior alteration is permitted. - Infill floor was originally counted into FSR per ECO, Jamie Zhang. - Minor Vertical Addition Upgrade Levels: F2, S2, N3, A2 and E2. - Mobile compact storage arrangements to be installed under this permit . Sprinkler design shall be addressed under SP permit and a full review will be required. *** Reviewed under the VBBL 2019 *** | Accurate Electric Ltd.
EP-2022-08897 | 2022-12-19 | 730 BURRARD STREET, Vancouver, BC | Electrical Permit | Commercial | Renovation | Completed | Installation / Repair - Commercial - Relocate electrical from existing area into new corridor. Electrical in new storage area for Luis Vuitton on 2 levels to be cleaned up and made safe. 1 smoke detector added in corridor. 1 smoke detector relocated on Mezzanine level. -The lighting is less than 10%. >BP: Interior alterations to change the use and change of major occupancy from ancillary hotel storage on ground floor and elevator lobby (Group C) on mezzanine floor to be used and as part of the operation of the existing Retail Store (Louis Vuitton - Group E) in this existing Municipally Designated Heritage 'M' Vancouver Hotel Building on this site. Scope of work: Convert hotel baggage area & elevator lobby to retail shell for future TI, resize existing elevator lobby at mezzanine, relocate annunciator panel, infill walls at elevator lobby on mezzanine level. Electrical, plumbing, sprinkler and fire alarm to suit. ******THIS PERMIT HAS BEEN ISSUED AND REVIEWED UNDER THE REQUIREMENTS OF VBBL 2019 ******** Rev. #1 - C. Fong - Sept 21, 2022 - Convert a portion of existing corridor on the main floor to a new back-of-house office ancillary to the existing hotel by a fire separation of 2h F.R.R. non-load-bearing walls. - Relocate door M007A in retail shell space. - Revise door M007B location along the host wall. - New lighting and mechanical grille in ancillary office. - Project value increased by $15,000. | Keelaco Projects Inc
EP-2022-03068 | 2022-04-21 | 526 W PENDER STREET, Vancouver, BC | Electrical Permit | Commercial | Tenant Improvement | Completed | Installation / Repair - Commercial - Pull cat5e lines for equipment as required. Re-purpose existing wiring with new devices to accommodate power for printing machines. Add timer switch to lighting for AHSRAE compliance as submitted with BP application. -pulling network cable for low voltage >BP: Interior alterations to provide improvements and a change of use from Retail, Bridal Shop (E) to Service Use, Print Shop (D) in this existing commercial building. Scope of work includes the addition of new counter tops and electrical components. Ok for field review as per Kirat Kang - February 18, 2022 Energy Upgrade: E2 - Upgrade to Incorporate Automatic Full OFF (per 9.4.1.1.(h) of ASHRAE 90.1-2016) | JRGreene Electric Ltd
EP-2022-00048 | 2022-01-11 | 704 W 6TH AVENUE, Vancouver, BC | Electrical Permit | Commercial | Renovation | Completed | Installation / Repair - Commercial - Wiring renovation, new LED lighting, New outlets as needed. Service is existing as is Exit lighting and fire alarm >BP: Interior alterations to combine unit 700 W 6th Avenue (Restaurant Class 1 - A2) and 704 W 6th Avenue (Busy Bee Dry Cleaning Establishment with tailoring/seamstress services) into a single D tenant, and a change of major occupancy from an A2 to a D. Notes: 1) Max occupant load = 60 persons. 2) View as a small suite alteration and small suite change of major occupancy from A2 to D. per M.Lam Nov 26/21. 3) Busy Bee (D) is completely taking over the former adjacent Subway (A2) and changing it all to a D occupancy. NOTE: Upgrade Requirements are: F1, S1, N1, A1, E2 as detailed on the front coversheet of the permit drawings and identified with an asterisk (*). P.Volpi/M.Lam, Dec 3, 2021. | Balsam Electric Ltd
NULL | NULL | 750 HORNBY STREET, Vancouver, BC V6Z 2H7 | Electrical Permit | Commercial | NULL | Withdrawn | Movie Set / Filming - To allow for Movie Set/Filming Applicant shall provide completed Contractor Declaration form, and dates of filming and associated location(s) to csinspection.clerks@vancouver.ca prior to the commencement of filming. Visit vancouver.ca/inspections for more details. | NULL
EP-2022-07456 | 2022-09-07 | 750 HORNBY STREET, Vancouver, BC V6Z 2H7 | Electrical Permit | Commercial | NULL | Expired | Special Event - Connect a temporary 200 Amp potable panel with built-in receptacles, provide 1 or 2 extension cords to each tents. total with 28 extension cords. Event Name: 4th Chinese Cultural and Arts Festival Event Category: Community Celebration/Festival The Service selection is not new, it will be rented from United Rental. | Long Yuan Decoration Ltd
EP-2022-07519 | 2022-09-08 | 750 HORNBY STREET, Vancouver, BC V6Z 2H7 | Electrical Permit | Commercial | NULL | Expired | Annual / Operating - **ANNUAL OPERATING PERMIT*** **Gallery lighting projects require receptacle relocations etc periodically** Renewal of EP-2021-06494 Valid Aug 29, 2022 - Aug 28, 2023 | J A Electric Inc
EP-2023-02094 | 2023-04-03 | 750 HORNBY STREET, Vancouver, BC V6Z 2H7 | Electrical Permit | Commercial | Renovation | Issued | Installation / Repair - Commercial - Voluntary upgrade of existing fire alarm system as per Bulletin 2018-004-BU/EL Option 1 – C Electrical maintenance on the elevator Machine Room Replace existing exit signs Replace existing Disconnects Replace and add lighting Replace and add GFCI Replace Lobby phone work Annex elevator top of shaft work | Sasco Contractors Ltd
EP-2023-07574 | 2023-08-18 | 750 HORNBY STREET, Vancouver, BC V6Z 2H7 | Electrical Permit | Commercial | NULL | Expired | Special Event - Connect a temporary 200 Amp potable panel with built-in receptacles, provide 1 or 2 extension cords to each tents. total with 28 extension cords. Connect a 200Amp potable panel for LED screen Event Name: 4th Chinese Cultural and Arts Festival Event Category: Community Celebration/Festival The Service selection is not new, it will be rented from United Rental. | Long Yuan Decoration Ltd
EP-2023-07896 | 2023-08-30 | 750 HORNBY STREET, Vancouver, BC V6Z 2H7 | Electrical Permit | Commercial | NULL | Expired | Special Event - Install and supply power from existing; temporary power connections all equipment is approved - art gallery stairs. | Riviers Electric Services Inc
EP-2023-08319 | 2023-09-14 | 750 HORNBY STREET, Vancouver, BC V6Z 2H7 | Electrical Permit | Commercial | NULL | Issued | Annual / Operating - **ANNUAL OPERATING PERMIT*** **Gallery lighting projects require receptacle relocations etc periodically** Renewal of EP-2022-07519 Valid Aug 29, 2023 - Aug 28, 2024 | J A Electric Inc
EP-2023-09188 | 2023-10-12 | 750 HORNBY STREET, Vancouver, BC V6Z 2H7 | Electrical Permit | Commercial | Renovation | Issued | Installation / Repair - Commercial - Installation of Low Voltage wiring for control transformers; Extra low voltage control wiring for Control valve and control dampers. | Ainsworth Inc
EP-2022-05153 | 2022-06-17 | 5961 WEST BOULEVARD, Vancouver, BC | Electrical Permit | Commercial | Renovation | Completed | Installation / Repair - Commercial - Repairs to BC Hydro Meter. | Action Electric Ltd
PP-2023-04273 | 2023-12-11 | 5999 WEST BOULEVARD, Vancouver, BC | Plumbing Permit | Commercial | Addition | Completed | Commercial - Plumbing - installing 2 backflow devices, one in Laundry Room and one in X-ray room | Ainsworth Inc
EP-2022-04821 | 2022-06-09 | 1 W BROADWAY, Vancouver, BC V5Y 1P1 | Electrical Permit | Commercial | Renovation | Completed | Installation / Repair - Commercial - Install new 2X2 fixtures & replace T8 lamps as required. This installation makes up less than 5% of the entire building envelope. | MEI Energy Solutions Ltd
EP-2022-02157 | 2023-04-03 | 2620 W BROADWAY, Vancouver, BC V6K 2G3 | Electrical Permit | Commercial | Tenant Improvement | Issued | Installation / Repair - Commercial - replacing parkade lighting with LED lights | DLP Electrical Ltd
EP-2022-01909 | 2022-03-09 | 466 HOWE STREET, Vancouver, BC | Electrical Permit | Commercial | Tenant Improvement | Completed | Installation / Repair - Commercial - Install power, lighting, low voltage wiring for camera and speakers. >BP: To Change the use/Major occupancy from Financial Institution (D) to Retail Store (furniture) (E) in this existing high rise sprinklered commercial building on this site. Note: This application is reviewed under VBBL2019. | Blueline Electrical Services Ltd
SP-2022-00077 | NULL | 466 HOWE STREET, Vancouver, BC | Sprinkler Permit | Commercial | Tenant Improvement | Withdrawn | Commercial - ADD & RELOCATE SPRINKLERS Taking over SP-2021-01537 >BP: To Change the use/Major occupancy from Financial Institution (D) to Retail Store (furniture) (E) in this existing high rise sprinklered commercial building on this site. Note: This application is reviewed under VBBL2019. | Aries Fire Protection Ltd
PP-2022-00658 | 2022-02-25 | 466 HOWE STREET, Vancouver, BC | Plumbing Permit | Commercial | Tenant Improvement | Completed | Commercial - Demolition and relocation of redundant drain piping. The installation of a sink and tankless hot water heater. To Change the use/Major occupancy from Financial Institution (D) to Retail Store (furniture) (E) in this existing high rise sprinklered commercial building on this site. | SOMATIC HVAC SOLUTIONS LTD
SP-2022-00146 | 2022-05-20 | 466 HOWE STREET, Vancouver, BC | Sprinkler Permit | Commercial | Renovation | Completed | Commercial - Adds and relocation of sprinkler heads as per attached drawings, B1/B2 >BP: To Change the use/Major occupancy from Financial Institution (D) to Retail Store (furniture) (E) in this existing high rise sprinklered commercial building on this site. Note: This application is reviewed under VBBL2019. | Levitt Safety Limited
PP-2023-01340 | 2023-04-18 | 505 THURLOW STREET, Vancouver, BC | Plumbing Permit | Commercial | Tenant Improvement | Completed | Commercial - 2 backflows and RPBA’s CROSS CONNECTION LTR UPLOADED | KERN BSG MANAGEMENT LTD
PP-2024-00148 | 2024-01-24 | 1102 W PENDER STREET, Vancouver, BC | Plumbing Permit | Commercial | Tenant Improvement | Issued | Commercial - A clinic unit will be built at this location. | Atlantic Coast Mechanical Ltd
EP-2022-03164 | 2022-04-21 | 1306 W 73RD AVENUE, Vancouver, BC | Electrical Permit | Commercial | Renovation | Completed | Installation / Repair - Commercial - emergency light and exit sign installation >BP: Scope of work: Interior alterations to change use from a hair salon to a retail limited food occupancy and addition of cooking equipment, plumbing fixtures and grease interceptors. Tenant: Tian Jia Zhang 778-999-2927 (Poke Sushi Bar) E2 - Lighting - Upgrade to incorporate Scheduled Shutoff (per 9.4.1.1.(i) of ASHRAE 90.1-2016) | Ema Electric Ltd
PP-2022-01059 | 2022-04-14 | 1306 W 73RD AVENUE, Vancouver, BC | Plumbing Permit | Commercial | Tenant Improvement | Completed | Commercial - Install water supply, drainage, and fixture for the following; grease interceptor, kitchen sink, mop sink, emergency floor drain, and hand wash sink. Scope of work: Interior alterations to change use from a hair salon to a retail limited food occupancy and addition of cooking equipment, plumbing fixtures and grease interceptors. | Bryan Fitzpatrick
EP-2022-07104 | 2022-08-23 | 29 W BROADWAY, Vancouver, BC | Electrical Permit | Commercial | Tenant Improvement | Completed | Installation / Repair - Commercial - upgrading existing 60a feeder in the unit to 100a. Note: New metering equipment is subject to BC Hydro approval. | Dormit X Enterprises Ltd
EP-2022-08145 | 2022-09-27 | 2909 W BROADWAY, Vancouver, BC | Electrical Permit | Commercial | New | Completed | Installation / Repair - Commercial - Install customer supplied data rack and electronics. Route data to office locations as required. Terminate and test in new equipment as required. | Houle Electric Limited
EP-2023-08144 | 2023-09-08 | 2909 W BROADWAY, Vancouver, BC | Electrical Permit | Commercial | Tenant Improvement | Completed | Installation / Repair - Commercial - Low voltage structured cabling for security devices, card readers, intercom, intrusion & cameras. Provide 120v power to the access control power supply. | Houle Electric Limited
PP-2022-00321 | 2022-02-01 | 3049 W BROADWAY, Vancouver, BC | Plumbing Permit | Commercial | Tenant Improvement | Completed | Commercial - Install two new sinks and one new hot water tank Interior alterations to provide improvements for this existing Retail tenant in this existing commercial building on this site. Scope of work: relocate interior walls, re and re drywall and finishing throughout. | G2 Mechanical Ltd
EP-2022-00437 | 2022-01-24 | 3049 W BROADWAY, Vancouver, BC | Electrical Permit | Commercial | Tenant Improvement | Completed | Installation / Repair - Commercial - Install new electrical panel, run Data lines, run branch circuit, install light fixtures, install receptacles, install emergency light, install sensor switch and occupancy sensor switch. >BP: Interior alterations to provide improvements for this existing Retail tenant in this existing commercial building on this site. Scope of work: relocate interior walls, re and re drywall and finishing throughout. Electrical Schedule B provided by O Joseph Sokulski Mechanical and Plumbing Schedule B provided by John Makepeace Separate sign permit required OK for field review as per Rosa Astorino - November 24, 2021 Amend: Feb 4, 2022 Remove old existing phase 60Amp. service Supply and install new 100Amp. single phase service (Meter, disconnect switch and electrical panel). Relocate existing BC Hydro meter to new meter base. Upgrade existing service to 100Amp. in electrical room 120/240Volt 1 phase 3 wire | Marcel Electric Inc
EP-2023-02043 | 2023-03-15 | 3189 W BROADWAY, Vancouver, BC | Electrical Permit | Commercial | Renovation | Issued | Installation / Repair - Commercial - Re-install power after a fire. We are repairing the grounding and bonding. Also, keeping the existing service. | Lux Electric Group Ltd
EP-2023-10991 | NULL | 2815 W BROADWAY, Vancouver, BC | Electrical Permit | Commercial | Addition | Application Incomplete | Installation / Repair - Commercial - Electrical work involved in a commercial light box installation Interior alterations to provide improvements for a new Retail (Limited Food Service) and a mezzanine addition to this existing Retail unit 2815 W Broadway on the ground floor of this commercial building on this site. | Zuoyuan Liu
PP-2022-01859 | 2022-06-02 | 5559 WEST BOULEVARD, Vancouver, BC | Plumbing Permit | Commercial | Tenant Improvement | Expired | Commercial - Remove and cap all drainage vent and water pipes | DELCO MECHANICAL SYSTEMS LTD
EP-2022-04263 | NULL | 5559 WEST BOULEVARD, Vancouver, BC | Electrical Permit | Commercial | Tenant Improvement | Application Incomplete | Installation / Repair - Commercial - Need to remove old wiring and delete the exiting branch circuits for renovation of the unit | Atma Electric Ltd.
PP-2023-02213 | 2023-06-29 | 5559 WEST BOULEVARD, Vancouver, BC | Plumbing Permit | Commercial | Tenant Improvement | Issued | Commercial - Relocate the washroom ; add several hand sinks and compartment sinks; install floor drains, hub drains and trench drains. >DB: Exterior and interior alterations to provide TI to this existing retail space on the ground floor of this existing mixed use building. Scope of work: - Install handrail, guardrail, accessible washroom, doors, partition walls & doors, millwork, plumbing fixtures & lighting. | Cheng Xing Holdings Ltd
EP-2022-09613 | 2022-11-16 | 2378 CAMBIE STREET, Vancouver, BC | Electrical Permit | Commercial | Tenant Improvement | Completed | Installation / Repair - Commercial - Installation of Track lighting and wiring for counter area outlets . | Vancouver Green Electric Ltd
PP-2022-04481 | 2022-12-16 | 2378 CAMBIE STREET, Vancouver, BC | Plumbing Permit | Commercial | Renovation | Completed | Commercial - Installing 2 compartment kitchen sink 4hand sink ice machine and dishwasher NO BUILDING WORK PROPOSED | Green Tech Plumbing & Heating Ltd
NULL | NULL | 2378 CAMBIE STREET, Vancouver, BC | Plumbing Permit | Commercial | Renovation | Draft | Commercial - Plumbing works | NULL
PP-2023-03977 | 2023-11-10 | 2378 CAMBIE STREET, Vancouver, BC | Plumbing Permit | Commercial | Tenant Improvement | Completed | Commercial - Installing DCVA | Green Tech Plumbing & Heating Ltd
EP-2023-01535 | 2023-02-28 | 2388 CAMBIE STREET, Vancouver, BC | Electrical Permit | Commercial | Tenant Improvement | Completed | Installation / Repair - Commercial - Install a 120v 15a cct for new security gates, install cable from gate to emergency open from fire alarm, and work with fire alarm contractor to do the tie ins and commissioning, install a relay to drop out the new entrance security gates on fire alarm. >BP: Interior alterations to provide improvements for this existing Retail (Home Depot) tenant at this existing mixed-use building on this site. Work to add automatic security gates by the front entrance. OK for DTI per W. Wong December 12, 2022 | Canem Systems Ltd
EP-2022-03184 | 2022-04-21 | 2308 CAMBIE STREET, Vancouver, BC | Electrical Permit | Commercial | Renovation | Completed | Installation / Repair - Commercial - Supply 6x 15A/120V Duplex Power Outlets and 7x Data Cables for 5x Proposed Digital Display Locations in Deli Restaurant Counter & Customer Service Counter | Houle Electric Limited
EP-2024-00500 | 2024-01-31 | 491 W 8TH AVENUE, Vancouver, BC | Electrical Permit | Commercial | Renovation | Issued | Installation / Repair - Commercial - cash line move The cash desk is staying the same location. all circuits are being re used. Just new devices installed and new wiring inside the new desks. | BNR ELECTRIC LTD.
EP-2022-04320 | 2022-05-25 | 2411 HEATHER STREET, Vancouver, BC V5Z 0B7 | Electrical Permit | Commercial | Addition | Completed | Installation / Repair - Commercial - • Use an existing 347/600v 100a 3 phase splitter installed as per EP 2020-00393; • Install One 15-kVA step down transformer (600v – 120/208v); • Install a sub-service dedicated to EV Charging Infrastructure, (a new account will be established with BC Hydro). Sub-service to be installed as per BC Hydro’s metering standards; • Install One 120/240-volt 50-amp circuit intended for a dual port charging station; • Install One HCS-D50 Dual Charging Station, Level 2, 240V, 25-foot cable, in parking stall 139/140. -No changes to the service, as the service can accommodate the additional load. | Cielo Electric Ltd
PP-2022-01101 | 2022-03-31 | 3277 W BROADWAY, Vancouver, BC | Plumbing Permit | Commercial | Tenant Improvement | Completed | Commercial - Add one (1) staff sink. Reconfigure existing washroom to meet ADA requirements. | Status Mechanical Ltd
EP-2022-02737 | 2022-04-05 | 3277 W BROADWAY, Vancouver, BC | Electrical Permit | Commercial | Tenant Improvement | Completed | Installation / Repair - Commercial - T.I for retail canabis health store, branch ccts, lighting fixtures, Exit / EM fixtures, Low voltage wiring >BP: Interior alterations and change of use of the existing Retail limited-food (E) to a new Retail-Cannabis (E) store to provide improvements for a new tenant at 3277 W Broadway (approx. 809 sq. ft.) on the 1st floor in this existing one storey commercial building. Scope of work includes: alterations to remove partitions, doors, ceilings, washroom, plumbing fixtures and heat pump; one door removed from rear common corridor; new partitions, universal washroom, plumbing fixtures, new doors, millwork, ceiling/tiles, vault, new power, lighting, paint and finishes throughout. Tenant: 1223941 BC Ltd. (dba Chronic Hub Cannabis Company) OK For Field Review per Kim V - Apr 20/21 Rev #1 (R. Foster) issued Jan 14, 2022 to remove contractor, Five River Construction Ltd. from the permit as per email request dated Dec 22, 2021 received from Harp Lalli, President, Five River Construction Ltd. Rev #2 1) Change of business name to 1223941 BC ltd (dba Chronic Hub Cannabis Company) on the architectural drawings. 2) Change of Hours of Operation on Cover sheet 3) Deletion of entry vestibule from the floor plan, section and schedules. B. Wong - Jan 26/22 Notes: ~ Energy Upgrade: E2 - Lighting - Upgrade to incorporate Automatic Full Shut off (per 9.4.1.1.(h) of ASHRAE 90.1-2016. ~ District Building Inspector to determine if a Seismic Restraint letter is required for shelving height over 6ft. ~ Related to time limited/exclusive use Development Permit, DP-2019-00322 and MA DP-2021-00601. | ATOMIC ELECTRICAL SOLUTIONS LTD.
PP-2022-03363 | 2022-09-22 | 2825 W BROADWAY, Vancouver, BC | Plumbing Permit | Residential | New | Completed | Residential - plumbing Interior Alterations (Small Suite) – To modify cooking equipment and fire suppression system (for kitchen hood) for the new tenant in this existing Retail – Limited Food (Group E) unit in the one-storey commercial building. | Ajit's Plumbing Heating & Electrical Contracting Ltd
NULL | NULL | 2825 W BROADWAY, Vancouver, BC | Gas Permit | Commercial | Renovation | Draft | Commercial - Replace range, 2 fryer , griddle , steamer only . | Deep Gas Fitting Ltd.
PP-2023-02504 | 2023-07-19 | 16 W HASTINGS STREET, Vancouver, BC | Plumbing Permit | Commercial | Renovation | Completed | Commercial - - As this restaurant had interior renovation so we install commercial dishwasher supplied by customer . In front counter we install commercial sink and its drainage. Washroom : Install toilet, mop sink and it's drainage for mop sink >BP: Interior alterations to the ground level of 16 W Hastings for a new Restaurant Class 1 Tenant at this existing Mixed Use Municipally Designated Mixed Use Residential Building on this site. | R & M Mechanical Ltd
EP-2023-06512 | 2023-07-19 | 16 W HASTINGS STREET, Vancouver, BC | Electrical Permit | Commercial | Renovation | Issued | Installation / Repair - Commercial - Electrical work in ground floor in this restaurant: Reroute and wiring along east wall, install new piping across the ceiling into the wall and reconnect with the underground pipes. After that pull all the wiring back into the new pipes and spice and reconnect all circuits, pulled single conductors into new pipes and reroute the wires. >BP: Interior alterations to the ground level of 16 W Hastings for a new Restaurant Class 1 Tenant at this existing Mixed Use Municipally Designated Mixed Use Residential Building on this site. Okay for Field review A. Cashato. Schedule B Plumbing - Kevin Hill, P. Eng - 604-888-7779, kevin.hill@rpeng.ca Note: 1. Class 5 Cooking Operations (No Hood): 2. K3 Form provided by Tenant - East Van Roasters. 3. No roasting of coffee beans or baking is permitted on site. 4. No exterior alterations proposed, including any new exterior penetrations. AMEND: AUG 24/2023 CHANGE FSR TO: CHRISTOPHER MORRISON | Lux Electric Group Ltd
EP-2023-02037 | 2023-03-10 | 110 W HASTINGS STREET, Vancouver, BC | Electrical Permit | Commercial | Tenant Improvement | Completed | Installation / Repair - Commercial - Lighting upgrade and receptacles relocation. | VS Electric Ltd
EP-2022-05833 | 2022-07-12 | 110 W HASTINGS STREET, Vancouver, BC | Electrical Permit | Commercial | Tenant Improvement | Completed | Installation / Repair - Commercial - RE & RE of two split heat pump systems . Retrofit - Like for like exact appliance replacement. Service remained the same, breaker & electrical feed confirmed to be originally sized properly. Equipment will be replaced in the same location as existing units. | Haakon Industries (Canada) Ltd.
EP-2022-06956 | 2022-08-18 | 114 W HASTINGS STREET, Vancouver, BC | Electrical Permit | Commercial | Renovation | Issued | Installation / Repair - Commercial - Installation of new 347/600 volt underground service with transformers to re-connect existing services. This work is part of BC Hydro “H” frame elimination project in Gastown area. Energy Upgrade exempted: H-Frame Removal Project >BP: Interior alterations to add chain link fence to house the new electrical equipment in the basement area of this existing 4-storey mixed-use commercial building, a hair dressing school (D) on the ground floor and office on the upper floors, Municipally Designated Heritage B building for the BC Hydro "H" frame elimination project. Energy Upgrade exempted: H-Frame Removal Project OK for Field Review per K Vogt January 19, 2022 | Advanco Electric Ltd
EP-2022-10565 | 2022-12-15 | 642 W BROADWAY, Vancouver, BC | Electrical Permit | Commercial | New | Completed | Installation / Repair - Commercial - Install customer supplied data rack and electronics. Route data to office locations as required. Terminate and test in new equipment as required. | Houle Electric Limited
NULL | NULL | 433 W BROADWAY, Vancouver, BC V5Y 1R4 | Electrical Permit | Commercial | Renovation | Draft | Installation / Repair - Commercial - Interior alterations to change the use from Retail Limited Food Service to Restaurant | Saeryk Electrical Services Ltd
EP-2023-10737 | 2023-12-15 | 433 W BROADWAY, Vancouver, BC V5Y 1R4 | Electrical Permit | Commercial | Renovation | Issued | Installation / Repair - Commercial - Interior alterations -Main work includes lighting, wiring for appliances, just like: cookers, stoves, coolers, dish washer, and hot water dispenser >BP: Interior alterations to change the use from Retail Limited Food Service to Restaurant Class 1 on the ground floor of this existing commercial building. No translucent or opaque film, artwork, posters, shelving, display cases or similar elements are to be installed on or directly outside or inside of the approved glazing frontages and windows so that the interior of the premises is visible at all times from the sidewalk Separate Sign permit required. Ok for field review per Jamie Z. Washroom to conform to VBBL 3.8.3.12. This building is sprinklered. Separate permit is required for all related work. | Saeryk Electrical Services Ltd
PP-2023-04004 | 2023-11-15 | 433 W BROADWAY, Vancouver, BC V5Y 1R4 | Plumbing Permit | Commercial | Tenant Improvement | Issued | Commercial - tenant improvement >BP: Interior alterations to change the use from Retail Limited Food Service to Restaurant Class 1 on the ground floor of this existing commercial building. | Options Plumbing & Heating Ltd
EP-2022-07666 | 2022-09-14 | 2425 CAMBIE STREET, Vancouver, BC | Electrical Permit | Commercial | Addition | Completed | Installation / Repair - Commercial - addition of 6 hardwired flood sensors, NO MAG LOCKS Site contact: Andrew Ng 604-910-9204 | PALADIN TECHNOLOGIES INC
EP-2021-09555 | 2022-01-04 | 2425 CAMBIE STREET, Vancouver, BC | Electrical Permit | Commercial | Renovation | Completed | Installation / Repair - Commercial - install all electrical devices in the restaurant,include 60 pot lights, 80 outlets, pendent lights , and hook up all kitchen equipment >BP: Interior alterations, a minor renovation, and a change of use to this existing restaurant suite ("Milestones"), to retain the use of this suite as a restaurant for a new tenant ("Seaport City Restaurant") in this existing mixed use commercial building. Alterations include new partitions and floor plan, new enlarged commercial kitchen layout, removal of an existing bar, revised dining area layout including adding a new VIP dining room plus enlarging an existing VIP dining room. Occupant load will increase to 260 people. (No DP required). Class-1 Cooking operation NOTE: The 2019 VBBL applies to this application which has been reviewed during the Covid-19 pandemic. | Technics Electric Ltd
EP-2022-00694 | 2022-02-01 | 2425 CAMBIE STREET, Vancouver, BC | Electrical Permit | Commercial | Addition | Completed | Installation / Repair - Commercial - To Pre-wire TV/DATA/TEL, AUDIO AND CCTV Cables, and complete CCTV, Audio /Video Systems. >BP: Interior alterations, a minor renovation, and a change of use to this existing restaurant suite ("Milestones"), to retain the use of this suite as a restaurant for a new tenant ("Seaport City Restaurant") in this existing mixed use commercial building. Alterations include new partitions and floor plan, new enlarged commercial kitchen layout, removal of an existing bar, revised dining area layout including adding a new VIP dining room plus enlarging an existing VIP dining room. Occupant load will increase to 260 people. (No DP required). Class-1 Cooking operation NOTE: The 2019 VBBL applies to this application which has been reviewed during the Covid-19 pandemic. | Yao Rong Xu
EP-2022-00752 | 2022-08-09 | 2425 CAMBIE STREET, Vancouver, BC | Electrical Permit | Commercial | New | Completed | Installation / Repair - Commercial - Install 1x alarm system panel, Alarm.com GSM communicator and 1 x hardwired keypad at Main front door area to be hardwired back to the panel. Install 1 x wireless transceiver. Install 2 x wireless repeaters in locations to be confirmed at time of installation. Install 7 x wireless contacts (main front door, back exit door, 4x north side patio glass doors, P2 parking door reception entry into elevator). Install 6 x wireless motion detectors (1 x main front door glass area, 1 x back exit door area, 2 x North side patio glass doors, East/West corners, 1 x South/East window area and 1 x P2 parking door reception entry into elevator). >BP: Interior alterations, a minor renovation, and a change of use to this existing restaurant suite ("Milestones"), to retain the use of this suite as a restaurant for a new tenant ("Seaport City Restaurant") in this existing mixed use commercial building. Alterations include new partitions and floor plan, new enlarged commercial kitchen layout, removal of an existing bar, revised dining area layout including adding a new VIP dining room plus enlarging an existing VIP dining room. Occupant load will increase to 260 people. (No DP required). Class-1 Cooking operation NOTE: The 2019 VBBL applies to this application which has been reviewed during the Covid-19 pandemic. | Paladin Technologies Inc
SP-2021-01753 | 2022-02-15 | 2425 CAMBIE STREET, Vancouver, BC | Sprinkler Permit | Commercial | Tenant Improvement | Completed | Commercial - Sprinkler alterations, to change the use of this existing restaurant suite ("Milestones"), to retain the use of this suite as a restaurant for a new tenant ("Seaport City Restaurant") in this existing mixed use commercial building. NOTE: The 2019 VBBL applies to this application which has been reviewed during the Covid-19 pandemic. | Aries Fire Protection Ltd
SP-2022-00115 | 2022-01-28 | 510 W 8TH AVENUE, Vancouver, BC | Sprinkler Permit | Commercial | Renovation | Completed | Commercial - add 2 new sprinklers >BP: Interior alterations to install new commercial kitchen equipment for the existing grocery store tenant at 510 W 8th Ave (Whole Foods Market) in this commercial building on this site. Scope of work: To install new cooking equipment and new commercial kitchen exhaust hood that tied to existing commercial kitchen exhaust system, remove counter area, expanding the seating by a very small portion. OK for field review as per W.Ng March 29, 2021 QP is Adrian Lee of Epoch Environmental Consulting Ltd. Schedule A & Schedule B Architectural submitted per Robert Ciccozzi, 604-687-4741 Schedule B Mechanical & Schedule B Fire Suppression System, submitted per Alex P.L. Lee, 604-324-8763 >*****This application does not include any of the following: 1. Not more than 20 sprinklers (add, relocate, or remove), 2. hydraulic calculations, 3. change in occupancy and /or hazard classification, 4. warehouse storage arrangements, 5. mobile compact storage arrangements, 6. alternative solutions, 7. changes to the sprinkler system supply piping (e.g. valves, mains, cross-mains, branch-lines, etc.), or 8. flexible sprinkler pipe. | CENTRE LINE FIRE SPRINKLERS LTD
SP-2022-00450 | 2022-03-30 | 510 W 8TH AVENUE, Vancouver, BC | Sprinkler Permit | Commercial | Tenant Improvement | Completed | Commercial - Relocate one sprinkler in the floral cooler, Add one sprinkler in office >BP: Interior alterations to install new commercial kitchen equipment for the existing grocery store tenant at 510 W 8th Ave (Whole Foods Market) in this commercial building on this site. Scope of work: To install new cooking equipment and new commercial kitchen exhaust hood that tied to existing commercial kitchen exhaust system, remove counter area, expanding the seating by a very small portion. OK for field review as per W.Ng March 29, 2021 QP is Adrian Lee of Epoch Environmental Consulting Ltd. Schedule A & Schedule B Architectural submitted per Robert Ciccozzi, 604-687-4741 Schedule B Mechanical & Schedule B Fire Suppression System, submitted per Alex P.L. Lee, 604-324-8763 *******This application does not include any of the following: 1. Not more than 20 sprinklers (add, relocate, or remove), 2. hydraulic calculations, 3. change in occupancy and /or hazard classification, 4. warehouse storage arrangements, 5. mobile compact storage arrangements, 6. alternative solutions, 7. changes to the sprinkler system supply piping (e.g. valves, mains, cross-mains, branch-lines, etc.), or 8. flexible sprinkler pipe. | CENTRE LINE FIRE SPRINKLERS LTD
EP-2022-04997 | 2022-06-14 | 510 W 8TH AVENUE, Vancouver, BC | Electrical Permit | Commercial | NULL | Expired | Annual / Operating - General Service & Maintenance applicable to food retail store Renewal of EP-2021-06941 Valid: May 14, 2022 till May 13, 2023 | Mak Systems Inc
EP-2023-03478 | 2023-04-21 | 510 W 8TH AVENUE, Vancouver, BC | Electrical Permit | Commercial | NULL | Issued | Annual / Operating - General Service & Maintenance applicable to food retail store Renewal of EP-2022-04997 Valid: May 14, 2023 till May 13, 2024 | Mak Systems Inc
EP-2023-08479 | 2023-09-20 | 510 W 8TH AVENUE, Vancouver, BC | Electrical Permit | Commercial | Renovation | Completed | Installation / Repair - Commercial - Replacing faulty fire suppression releasing panel. | AG Electric and Alarm Monitoring Co Ltd
PP-2023-02473 | 2023-07-25 | 545 W BROADWAY, Vancouver, BC | Plumbing Permit | Commercial | Renovation | Completed | Commercial - restaurant plumbing work >BP: Interior alterations to this existing restaurant to provide tenant improvement for a new Restaurant Class-1 (Group A2) on the ground floor of this existing mixed-use building on this site. Total occupant load = 36 interior seats + 4 staff = 40 persons. ******THIS PERMIT HAS BEEN REVIEWED & ISSUED UNDER THE REQUIREMENTS OF VBBL 2019 ******** Building Review Branch Notes: 1. Mech. B, Plumb. B. & Fire Suppression B. are submitted. 2. No exterior alterations proposed. 3. Washroom capacity is max. 50 persons. | Kyoungmo Yang DBA K-Green Plumbing And Heating
EP-2023-06370 | 2023-07-14 | 545 W BROADWAY, Vancouver, BC | Electrical Permit | Commercial | Tenant Improvement | Completed | Installation / Repair - Commercial - Tenant Improvement: 1. Install Lights and re-locate the switches. 2. Replace the existing Exit/Emergency Lights and add some Exit/Emergency Lights. 3. Install some receptacles for small appliances. 4. Remove the unused wires and re-arrange the re-usable wires. >BP: Interior alterations to this existing restaurant to provide tenant improvement for a new Restaurant Class-1 (Group A2) on the ground floor of this existing mixed-use building on this site. Total occupant load = 36 interior seats + 4 staff = 40 persons. ******THIS PERMIT HAS BEEN REVIEWED & ISSUED UNDER THE REQUIREMENTS OF VBBL 2019 ******** Building Review Branch Notes: 1. Mech. B, Plumb. B. & Fire Suppression B. are submitted. 2. No exterior alterations proposed. 3. Washroom capacity is max. 50 persons. | CANRISE ELECTRIC CO LTD
PP-2023-01391 | 2023-04-21 | 505 W BROADWAY, Vancouver, BC | Plumbing Permit | Commercial | Renovation | Completed | Commercial - Water filteration system with backflow >BP: Interior alterations to provide tenant improvements to this existing financial institution (RBC) on the 2nd floor of this existing commercial building. Scope of work includes: changes in interior wall layout, ceilings, flooring, millwork, appliances and equipment. | Safeguard Mechanical Ltd
EP-2023-01318 | 2023-02-16 | 505 W BROADWAY, Vancouver, BC | Electrical Permit | Commercial | Tenant Improvement | Completed | Installation / Repair - Commercial - Communications and security cabling >BP: Interior alterations to provide tenant improvements to this existing financial institution (RBC) on the 2nd floor of this existing commercial building. Scope of work includes: changes in interior wall layout, ceilings, flooring, millwork, appliances and equipment. Letters of assurance submitted: Sch A/B (Arch): Harrison Chan, AIBC, 416.961.4111 Sch B (Str): Babak Baradaran-Seyed, P.Eng., 416.635.9970. Ext. 144 Sch B (Mech, Plumb): Richard Anselmo, P.Eng., 905.507.0800 Sch B (Elec): Andrew Chamock, P.Eng., 905.507.0800 Notes: 1. This building is sprinklered 2. Energy upgrade triggers: E2 - Lighting - Upgrade to incorporate Scheduled Shutoff (per 9.4.1.1.(i) of ASHRAE 90.1-2016) | Plan Group Inc
EP-2023-00898 | 2023-02-02 | 505 W BROADWAY, Vancouver, BC | Electrical Permit | Commercial | Tenant Improvement | Completed | Installation / Repair - Commercial - Renovation of existing RBC bank. Supply and install new lighting, lighting controls, exit & emergency. Additional branch circuits, relocated branch circuits, receptacles, 120V power to devices. Conduit infrastructure for communications & AV - cabling by others and not part of our scope. Relocate and add fire alarm speakers to suit layout. >BP: Interior alterations to provide tenant improvements to this existing financial institution (RBC) on the 2nd floor of this existing commercial building. Scope of work includes: changes in interior wall layout, ceilings, flooring, millwork, appliances and equipment. Letters of assurance submitted: Sch A/B (Arch): Harrison Chan, AIBC, 416.961.4111 Sch B (Str): Babak Baradaran-Seyed, P.Eng., 416.635.9970. Ext. 144 Sch B (Mech, Plumb): Richard Anselmo, P.Eng., 905.507.0800 Sch B (Elec): Andrew Chamock, P.Eng., 905.507.0800 Notes: 1. This building is sprinklered 2. Energy upgrade triggers: E2 - Lighting - Upgrade to incorporate Scheduled Shutoff (per 9.4.1.1.(i) of ASHRAE 90.1-2016) | Charles Richard Pawluk o/a United Electrical Systems Ltd
SP-2022-02114 | 2023-02-15 | 505 W BROADWAY, Vancouver, BC | Sprinkler Permit | Commercial | Tenant Improvement | Completed | Commercial - For sprinkler system alterations to the 2019 VBBL and NFPA 13, 2013 for the tenant improvements to provide interior alterations for tenant improvements to this existing financial institution (RBC) on the 2nd floor of this existing commercial building. Scope of work includes: changes in interior wall layout, ceilings, flooring, millwork, appliances and equipment. 1. This application does not include any of the following: • Warehouse storage arrangements, or mobile compact storage arrangements. • Changes to the sprinkler system supply piping (e.g. valves, mains, cross-mains, etc.). • Information Technology Equipment Rooms (e.g. IT Rooms, LAN Rooms, etc.). • New alternative solutions and/or modifications to existing alternative solutions. • Change in occupancy and/or hazard classification. Engineer of Record: Dan Wong, 778-847-0572, denveng7@gmail.com | Five Star Fire Protection Ltd
PP-2023-00142 | 2023-01-27 | 511 W BROADWAY, Vancouver, BC | Plumbing Permit | Commercial | Tenant Improvement | Completed | Commercial - Installation of plumbing fixtures, new domestic water and drainage. 150 GPM GI - 3 x sgl sink - 2-comp - d/w - espresso (hub) - combi oven (hub) - fd's >BP: Interior Alterations: Interior Alterations to provide tenant improvements for this existing Retail store to Retail - limited food services (16 seats) in this existing commercial building on this site. Note: K3 form - Commitment Not To Create Grease Laden Cooking Vapours submitted. Building Review Branch Notes: 1) Total proposed Occupant load is 16 seats 2) Separate permit and additional washroom will be required if occupant load changed. 3) Separate permit is required for outdoor patio seating. Note: "This permit has been reviewed under the provision of 2019 Vancouver Building By-law (#12511)." | SOMATIC HVAC SOLUTIONS LTD
SP-2022-02056 | 2023-02-15 | 511 W BROADWAY, Vancouver, BC | Sprinkler Permit | Commercial | Tenant Improvement | Cancelled | Commercial - add 2 new sprinklers >Interior Alterations: Interior Alterations to provide tenant improvements for this existing Retail store to Retail - limited food services (16 seats) in this existing commercial building on this site. Note: K3 form - Commitment Not To Create Grease Laden Cooking Vapours submitted. Note: "This permit has been reviewed under the provision of 2019 Vancouver Building By-law (#12511)." *****This application does not include any of the following: 1. Not more than 20 sprinklers (add, relocate, or remove), 2. hydraulic calculations, 3. change in occupancy and /or hazard classification, 4. warehouse storage arrangements, 5. mobile compact storage arrangements, 6. alternative solutions, 7. changes to the sprinkler system supply piping (e.g. valves, mains, cross-mains, branch-lines, etc.), or 8. flexible sprinkler pipe. | CENTRE LINE FIRE SPRINKLERS LTD
PP-2022-03299 | 2022-10-26 | 511 W BROADWAY, Vancouver, BC | Plumbing Permit | Commercial | Tenant Improvement | Completed | Commercial - The plumbing scope of work is only for suite 511 and not for suite 515. Unit #511 - Plumbing modifications to allow for 2” service in suite #511 Install QMC Compatible Water Meter. This plumbing work is associated with the building permit BP-2022-03998. Our plumbing scope is only with suite 511 and nothing to do with the washroom for 515. >BP: Interior alterations to demise the existing retail store (511 W Broadway) into two retail store shell spaces 511 W Broadway and 515 W Broadway on the ground floor of this existing commercial building on this site. NOTE: An accessible washroom will be required at 515 W Broadway - to be done under the future tenant improvement permit, does not need to be completed under this permit for creating the retail shell space Separate permits required for any future tenant improvements to 511 and 515 W Broadway Separate sprinkler permit may be required, to be determined by the District Building Inspector. E2 - HVAC - (3) CLEAN AND BALANCE ALL AIR SYSTEMS (PER 6.7.2.3.2 OF ASHRAE 90.1-2016) | SOMATIC HVAC SOLUTIONS LTD
SP-2022-01512 | 2022-09-16 | 511 W BROADWAY, Vancouver, BC | Sprinkler Permit | Commercial | Tenant Improvement | Completed | Commercial - RELOCATE 3 SPRINKLER HEADS *****This application does not include any of the following: 1. Not more than 20 sprinklers (add, relocate, or remove), 2. hydraulic calculations, 3. change in occupancy and /or hazard classification, 4. warehouse storage arrangements, 5. mobile compact storage arrangements, 6. alternative solutions, 7. changes to the sprinkler system supply piping (e.g. valves, mains, cross-mains, branch-lines, etc.), or 8. flexible sprinkler pipe. Interior alterations to demise the existing retail store (511 W Broadway) into two retail store shell spaces 511 W Broadway and 515 W Broadway on the ground floor of this existing commercial building on this site. NOTE: An accessible washroom will be required at 515 W Broadway - to be done under the future tenant improvement permit, does not need to be completed under this permit for creating the retail shell space Separate permits required for any future tenant improvements to 511 and 515 W Broadway Separate sprinkler permit may be required, to be determined by the District Building Inspector. | Priority Fire Systems Ltd
EP-2022-08004 | 2022-09-23 | 511 W BROADWAY, Vancouver, BC | Electrical Permit | Commercial | Tenant Improvement | Completed | Installation / Repair - Commercial - suite demise- 511 & 515, separate power and lighting and install new panel and meter in unit 511 Interior alterations to demise the existing retail store (511 W Broadway) into two retail store shell spaces 511 W Broadway and 515 W Broadway on the ground floor of this existing commercial building on this site. NOTE: An accessible washroom will be required at 515 W Broadway - to be done under the future tenant improvement permit, does not need to be completed under this permit for creating the retail shell space Separate permits required for any future tenant improvements to 511 and 515 W Broadway **Amend 12/02/2022** New Panel 400A 120/208V 3phase 4wire and replace existing CT cab, use existing feeder 400A 120/208V 3 phase. AMEND: DEC 2/2022 ADD GROUNDING/BONDING & MANUALLY ENTER SERVICE INSPECTION | Blueline Electrical Services Ltd
SP-2023-00689 | 2023-04-18 | 511 W BROADWAY, Vancouver, BC | Sprinkler Permit | Commercial | Tenant Improvement | Completed | Commercial - adding new heads onto new ceiling >BP: Interior Alterations: Interior Alterations to provide tenant improvements for this existing Retail store to Retail - limited food services (16 seats) in this existing commercial building on this site. Note: K3 form - Commitment Not To Create Grease Laden Cooking Vapours submitted. Building Review Branch Notes: 1) Total proposed Occupant load is 16 seats 2) Separate permit and additional washroom will be required if occupant load changed. 3) Separate permit is required for outdoor patio seating. Note: "This permit has been reviewed under the provision of 2019 Vancouver Building By-law (#12511)." >*****This application does not include any of the following: 1. Not more than 20 sprinklers (add, relocate, or remove), 2. hydraulic calculations, 3. change in occupancy and /or hazard classification, 4. warehouse storage arrangements, 5. mobile compact storage arrangements, 6. alternative solutions, 7. changes to the sprinkler system supply piping (e.g. valves, mains, cross-mains, branch-lines, etc.), or 8. flexible sprinkler pipe. | Five Star Fire Protection Ltd
EP-2023-03038 | 2023-04-06 | 511 W BROADWAY, Vancouver, BC | Electrical Permit | Commercial | Tenant Improvement | Completed | Installation / Repair - Commercial - Tennant improvement, install new recessed light on the bar area, new pendent light and track lights for the dinning area, new LED, 2X4 panel for kitchen area, new exit emergency lighting units, new lighting control. Install new appliances circuits for the bar and kitchen area, new circuits for walk-in freezer, new internet cables for the POS machine. >BP: Interior Alterations: Interior Alterations to provide tenant improvements for this existing Retail store to Retail - limited food services (16 seats) in this existing commercial building on this site. Note: K3 form - Commitment Not To Create Grease Laden Cooking Vapours submitted. Building Review Branch Notes: 1) Total proposed Occupant load is 16 seats 2) Separate permit and additional washroom will be required if occupant load changed. 3) Separate permit is required for outdoor patio seating. Note: "This permit has been reviewed under the provision of 2019 Vancouver Building By-law (#12511)." | Guy Line Electric Ltd
PP-2022-04472 | 2022-12-16 | 521 W BROADWAY, Vancouver, BC | Plumbing Permit | Commercial | Tenant Improvement | Completed | Commercial - Adding on plumbing fixtures to an existing plumbing coffee shop Interior alterations to provide improvements for a new Restaurant - Class 1 tenant in this existing commercial building. | RADAR PLUMBING AND HEATING
EP-2023-00009 | 2023-01-04 | 521 W BROADWAY, Vancouver, BC | Electrical Permit | Commercial | Tenant Improvement | Completed | Installation / Repair - Commercial - Renovation of commercial coffee shop some new appliance circuits and addition of receptacles -running some new dedicated circuits for kitchen appliances as well as adding a couple of receptacles throughout. Lighting wiring is all existing and we are only going to be updating fixtures. Service and min lane as well as lots of wiring is existing.sign power is already existing but we will be relocating it >BP: Interior alterations to provide improvements for a new Restaurant - Class 1 tenant in this existing commercial building. No exterior alterations proposed. A separate Development Permit (DP) through Development Review Branch is required for outdoor patio on the private property. Processed through CRC. | Coast to Coast Electric Ltd
EP-2022-10757 | 2022-12-22 | 521 W BROADWAY, Vancouver, BC | Electrical Permit | Commercial | New | Completed | Installation / Repair - Commercial - rough in and completion for security alarm, cctv and data >BP: 521 W Broadway Interior alterations to provide improvements for a new Restaurant - Class 1 tenant in this existing commercial building. No exterior alterations proposed. | Guardian Security Systems ltd
EP-2023-08889 | 2023-10-06 | 528 W BROADWAY, Vancouver, BC | Electrical Permit | Commercial | Renovation | Issued | Installation / Repair - Commercial - Office space renovation including Lighting, electrical outlets, EM/exit signs, fire alarm devices, communications cabling, occupancy sensors and HVAC connections. >BP: Interior alterations and change of use from Beauty Salon to General Office to provide improvements for a new office tenant at 528 W Broadway on the ground floor in this existing commercial building on this site. Scope of work: remove/construct partition walls, door, lighting, new kitchenette, electrical, plumbing and sprinkler work. OK for Field Review per W. Wong Letters of Assurance submitted by: Schedule A and Architectural Schedule B, Ted Murray, Architect AIBC ph: 604-836-8350 Electrical Schedule B submitted by Guowei Wang, P. Eng., ph: 604-626-2930 Energy checklist is currently no longer required with your Building Permit (BP) application. Some supporting documents are still required at BP stage, specifically Envelope and HVAC, if applicable. Service Water Heating and Lighting supporting documents, if applicable, must be submitted with your related trades permits (e.g. electrical and plumbing). | Christopher Frank Hamilton
PP-2023-03500 | 2023-10-04 | 528 W BROADWAY, Vancouver, BC | Plumbing Permit | Commercial | Tenant Improvement | Issued | Commercial - New office space >BP: Interior alterations and change of use from Beauty Salon to General Office to provide improvements for a new office tenant at 528 W Broadway on the ground floor in this existing commercial building on this site. Scope of work: remove/construct partition walls, door, lighting, new kitchenette, electrical, plumbing and sprinkler work. | PACIFIC FLO MECHANICAL
EP-2022-08761 | 2022-10-14 | 155 W HASTINGS STREET, Vancouver, BC | Electrical Permit | Commercial | Tenant Improvement | Completed | Installation / Repair - Commercial - Run EMT from electrical room to power two door controllers Wire in RW90 single conductors on 15 Amp circuit Run EMT for data wiring for door release and card reader Wire CAT6 from Comm's room to doors | Rainforest Electrical and Solar Ltd
EP-2022-09060 | 2022-10-25 | 390 CAMBIE STREET, Vancouver, BC | Electrical Permit | Commercial | Addition | Completed | Installation / Repair - Commercial - Add two new 100a subpanels off the main 400a within the unit. Add some additional 15a receptacles throughout the area. | Reliable Electrical Contracting Ltd
NULL | NULL | 390 CAMBIE STREET, Vancouver, BC | Electrical Permit | Commercial | Addition | Draft | Installation / Repair - Commercial - hvh | Reliable Electrical Contracting Ltd
EP-2023-00826 | 2023-02-01 | 390 CAMBIE STREET, Vancouver, BC | Electrical Permit | Commercial | Tenant Improvement | Cancelled | Installation / Repair - Commercial - Adding a new service 200a panel/service. Meter base to be installed in an existing meter stack in the electrical room. | Reliable Electrical Contracting Ltd
EP-2022-05398 | 2022-06-24 | 940 W KING EDWARD AVENUE, Vancouver, BC | Electrical Permit | Commercial | Tenant Improvement | Completed | Installation / Repair - Commercial - Install 10 plugs, 5 data & lighting >BP: Interior alterations and a change of use from General Office to Health Care Office to provide improvements for a new Health Care Office tenant at 940 W King Edward Ave on the ground floor of this commercial building on this site. Scope to include: new interior partition walls/doors to accommodate new layout, millwork, lighting, electrical, plumbing Tenant: Oakmount Physiotherapy FLOW CHART #1 Small Suite -2X GWB to U/S of the roof deck as discussed with Randy -Fire stop or tight fit GWB -D occupancy 1 exit 25 meter ok E2 - Lighting - Upgrade to incorporate Automatic Full OFF (per 9.4.1.1.(h) of ASHRAE 90.1-2016) OK for Field Review per W.Wong | Blueline Electrical Services Ltd
PP-2022-02068 | 2022-06-15 | 940 W KING EDWARD AVENUE, Vancouver, BC | Plumbing Permit | Commercial | Tenant Improvement | Completed | Commercial - Scoping of underslab underslab plumbing above ground plumbing Install plumbing fixtures (2 sinks/faucets) No bathroom work -1 sink is in the kitchenette for normal kitchen type use. 1 sink is in a common area for hand washing only. There are no surgeries being preformed at this location, only massage and physio type treatments. >Interior alterations and a change of use from General Office to Health Care Office to provide improvements for a new Health Care Office tenant at 940 W King Edward Ave on the ground floor of this commercial building on this site. Scope to include: new interior partition walls/doors to accommodate new layout, millwork, lighting, electrical, plumbing Tenant: Oakmount Physiotherapy FLOW CHART #1 Small Suite -2X GWB to U/S of the roof deck as discussed with Randy -Fire stop or tight fit GWB -D occupancy 1 exit 25 meter ok E2 - Lighting - Upgrade to incorporate Automatic Full OFF (per 9.4.1.1.(h) of ASHRAE 90.1-2016) OK for Field Review per W.Wong | Ange's Plumbing Ltd
EP-2022-09532 | 2022-11-10 | 2419 W 7TH AVENUE, Vancouver, BC | Electrical Permit | Residential | Addition | Completed | Installation / Repair - Residential - Service Repair - service is being relocated | Mac's Electric Ltd
EP-2023-08554 | 2023-09-21 | 606 W BROADWAY, Vancouver, BC | Electrical Permit | Commercial | Tenant Improvement | Completed | Installation / Repair - Commercial - Install wall light, cover plate, panel filler, couple change switch and cover plate. >BP: Interior alterations to provide improvements for Health Enhancement Tenant at 604 W Broadway in this existing commercial building. Scope of work includes adding separated rooms, removing unauthorized walls and restoring existing accessible washroom. OK for field review as per Eun Jeon, October 21, 2022 Building Permit for DP-2022-00815 Notes: - This building is sprinklered. DBI to confirm if a sprinkler permit is required. | Centrum Electric Ltd
SP-2023-01701 | 2023-09-15 | 606 W BROADWAY, Vancouver, BC | Sprinkler Permit | Commercial | Tenant Improvement | Completed | Commercial - ADDING 2 SPRINKLER HEADS >BP: Interior alterations to provide improvements for Health Enhancement Tenant at 604 W Broadway in this existing commercial building. Scope of work includes adding separated rooms, removing unauthorized walls and restoring existing accessible washroom. *****This application does not include any of the following: 1. Not more than 20 sprinklers (add, relocate, or remove), 2. hydraulic calculations, 3. change in occupancy and /or hazard classification, 4. warehouse storage arrangements, 5. mobile compact storage arrangements, 6. alternative solutions, 7. changes to the sprinkler system supply piping (e.g. valves, mains, cross-mains, branch-lines, etc.), or 8. flexible sprinkler pipe. | Stephen Graham Lewis
PP-2022-02071 | 2022-06-15 | 1759 W BROADWAY, Vancouver, BC | Plumbing Permit | Commercial | New | Completed | Commercial - Install RPBA's | J 8 PLUMBING & HEATING INC
EP-2023-10834 | 2023-12-04 | 1250 W HASTINGS STREET, Vancouver, BC V6E 2M4 | Electrical Permit | Commercial | New | Issued | Temporary Power - Commercial - To provide temporary power. Renewal of EP-2022-10056 Valid: Nov 28, 2023 to Nov 27, 2024 | Excel Electric (1993) Ltd
EP-2022-10056 | 2022-11-28 | 1250 W HASTINGS STREET, Vancouver, BC V6E 2M4 | Electrical Permit | Commercial | New | Expired | Temporary Power - Commercial - To provide temporary power. | Excel Electric (1993) Ltd
EP-2022-06229 | 2022-07-25 | 1018 W GEORGIA STREET, Vancouver, BC | Electrical Permit | Commercial | Tenant Improvement | Completed | Installation / Repair - Commercial - Rewire & Install Power for New Coffee Equipment - existing Wiring & Circuits in existing Space to be used | Santec Electric Inc
EP-2023-08019 | 2023-09-08 | 7011 WERKS DRIVE, Vancouver, BC | Electrical Permit | Commercial | Renovation | Completed | Installation / Repair - Commercial - Kitchen renovation: new counter plug circuits, appliance circuits and lighting adjustments. Laundry room: pot lighting -Existing center light in laundry room to be adjusted to pot lighting. | Delport Electric 2000 Ltd
EP-2022-08355 | 2022-10-05 | 7017 WERKS DRIVE, Vancouver, BC | Electrical Permit | Residential | Tenant Improvement | Completed | Installation / Repair - Residential - connect appliances, install dimmers and new counter plugs -Updates only. | Delport Electric 2000 Ltd
EP-2023-03896 | 2023-05-05 | 7016 WERKS DRIVE, Vancouver, BC | Electrical Permit | Commercial | Renovation | Completed | Installation / Repair - Commercial - 1. Kitchen Renovation: New counter plug circuits, Appliance circuits 2. New washer circuit 3. Add bedroom plug 4. Add bathroom gfci outlet | Delport Electric 2000 Ltd
NULL | NULL | 2373 W 6TH AVENUE, Vancouver, BC V6K 1W1 | Mechanical Permit | NULL | NULL | Withdrawn | NULL | Trotter and Morton Building Technologies Inc
EP-2023-08866 | 2023-10-05 | 1263 W BROADWAY, Vancouver, BC | Electrical Permit | Commercial | Addition | Completed | Installation / Repair - Commercial - Installation of a 30 amp receptacle, moving light fixtures. >BP: #580 - 5th Floor Interior alterations to provide improvements to this existing medical office tenant on the 5th floor (#580) of this existing commercial building. Scope of work: Construct demountable partitions for new offices, new doors/frames, electrical and sprinkler work. TENANT: Pacific Integrative Wellness Center Inc | Tatla Electrical Ltd
EP-2023-09067 | 2023-10-10 | 1619 W BROADWAY, Vancouver, BC | Electrical Permit | Commercial | New | Issued | Installation / Repair - Commercial - Installation of a new ULC fire kit for fire monitoring. No Maglocks St 496502 | Paladin Technologies Inc
EP-2023-07985 | 2023-09-05 | 1619 W BROADWAY, Vancouver, BC | Electrical Permit | Commercial | Addition | Cancelled | Installation / Repair - Commercial - Low voltage installation of CCTV system. | Telus Custom Security Systems Inc
EP-2023-07802 | NULL | 1619 W BROADWAY, Vancouver, BC | Electrical Permit | Commercial | Tenant Improvement | Applicant Revisions | Installation / Repair - Commercial - ***Installation of a new fire alarm system requires a building permit. As per Bulletin 2018-004-BU/EL option 2a attachment 1c 1. the existing panel was not the ULC certificated panel and without monitoring interface. 2. The landlord would like to have the fire alarm panel be monitored by ULC certified service (Paladin monitoring) 2. This is a project to replace the existing panel located in the manager office by Mircom FA—106. It is a straight replacement of the electrical equipment. >BP: To install a new single stage fire alarm system. related to EP-2023-07802 | Tiger Power Fire & Electrical Services Inc.
EP-2023-04082 | 2023-05-10 | 1619 W BROADWAY, Vancouver, BC | Electrical Permit | Commercial | Tenant Improvement | Completed | Installation / Repair - Commercial - Distribution, General Power, Lighting, Emergency Lighting, Mechanical Power only. >BP: Interior alterations to provide tenant improvements to this existing restaurant space for a new tenant on the ground floor of this existing 3 story commercial building. Scope of work involves changing two cooking equipment, new partition walls, new emergency lighting, new mill work and seating to booths and bars. Number of occupants will be 92 persons with 86 patrons and 6 staff members. one class 1 cooking operation. Note: Application is reviewed under VBBL 2019. Amend: June 5th, 2023 Added project value - $889.00 | Kato Electrical Inc
PP-2023-01906 | 2023-06-01 | 1619 W BROADWAY, Vancouver, BC | Plumbing Permit | Commercial | Addition | Completed | Commercial - Adding Rough-in water and DWV piping for new fixtures >BP: Interior alterations to provide tenant improvements to this existing restaurant space for a new tenant on the ground floor of this existing 3 story commercial building. Scope of work involves changing two cooking equipment, new partition walls, new emergency lighting, new mill work and seating to booths and bars. Number of occupants will be 92 persons with 86 patrons and 6 staff members. one class 1 cooking operation. Please add 1 backflow for ice machine 1 50 gpm grease interceptor | Mainland Plumbing & Heating
SP-2023-01456 | 2023-09-06 | 1038 W GEORGIA STREET, Vancouver, BC | Sprinkler Permit | Commercial | Tenant Improvement | Completed | Commercial - For sprinkler system alterations to the 2019 VBBL and NFPA 13, 2013 for the tenant improvements to provide interior alterations and change of use to Beauty Salon with Ancillary Health Care Office and ancillary retail at 1038 W Georgia in the existing commercial building on this site." Engineer of Record: Alex Z.Q. Li 778-323-1368 ali@liaengineering.com | Spectrum Fire Protection Ltd
PP-2023-03001 | 2023-08-24 | 1038 W GEORGIA STREET, Vancouver, BC | Plumbing Permit | Commercial | Tenant Improvement | Completed | Commercial - Hand sinks and bathroom >DB: Including the operational letter Dated August 25th,2022 and signed by Jia Zheng, the tenant, Interior Alterations and change of use to Beauty Salon with Ancillary Health Care Office and ancillary retail at 1038 W Georgia in the existing commercial building on this site." | Infinity Pacific Mechanical Ltd
EP-2023-07558 | 2023-08-18 | 1038 W GEORGIA STREET, Vancouver, BC | Electrical Permit | Commercial | Tenant Improvement | Completed | Installation / Repair - Commercial - TI project, skin care clinic. Install new recessed lights, New LED strip light, new exit and emergency Lighting unit, new lighting controls. Install new receptacle circuit for the general office are, new Isolated Ground receptacle circuit for the patient area. Internet wiring for offices and reception. >BP: Including the operational letter Dated August 25th,2022 and signed by Jia Zheng, the tenant, Interior Alterations and change of use to Beauty Salon with Ancillary Health Care Office and ancillary retail at 1038 W Georgia in the existing commercial building on this site." Schedule A & B (Arch): Xu (Patrick) Yang, 604-616-7892, Pacific West Architecture Inc. Schedule B (Elect): Guowei Wang, 604-626-2930, WGW Engineering ltd Schedule B (Mech & Plumb): Alex Z.Q. Li, 778-323-1368, Lia Engineering Ltd. | Guy Line Electric Ltd
EP-2023-08525 | 2023-09-20 | 1038 W GEORGIA STREET, Vancouver, BC | Electrical Permit | Commercial | Tenant Improvement | Completed | Installation / Repair - Commercial - Remove and re-install three fire alarm speakers to accommodate tenant improvement. >BP: Including the operational letter Dated August 25th,2022 and signed by Jia Zheng, the tenant, Interior Alterations and change of use to Beauty Salon with Ancillary Health Care Office and ancillary retail at 1038 W Georgia in the existing commercial building on this site." Revision 1: Revised demolition plan to suit site condition. Scope includes: Added platform, added exterior window film, added access hatch to platform, added handrail for the platform, and new detail drawings for the platform and access hatch. Work value increase: $3000. Sch B (Arch, Struc, Mech, elec): Chih-yuan Shen $48623, 604-771-0116, continuity structural engineering inc. | Corporate Electric Limited
EP-2022-07500 | NULL | 1070 W GEORGIA STREET, Vancouver, BC | Electrical Permit | Commercial | New | Draft | Installation / Repair - Commercial - Installation of sound masking devices and cables. | BTM Marketing Group Ltd
EP-2022-04231 | 2022-05-25 | 1070 W GEORGIA STREET, Vancouver, BC | Electrical Permit | Commercial | Addition | Completed | Installation / Repair - Commercial - Installation of sound masking devices and cables >BP: Change of use from restaurant to financial institution of unit 1070 and combining 1050 & 1070 at W Georgia for a new tenant. Scope of work includes demolition of interior demising wall, small changes to storefront and provision of new vestibule, interior partitions, mechanical, electrical and plumbing work. Window film approved by Planner. Note: This application is processed under VBBL 2019. | BTM Marketing Group Ltd
EP-2022-03183 | 2022-04-21 | 1070 W GEORGIA STREET, Vancouver, BC | Electrical Permit | Commercial | Renovation | Completed | Installation / Repair - Commercial - audio visual low voltage installation >BP: Change of use from restaurant to financial institution of unit 1070 and combining 1050 & 1070 at W Georgia for a new tenant. Scope of work includes demolition of interior demising wall, small changes to storefront and provision of new vestibule, interior partitions, mechanical, electrical and plumbing work. Window film approved by Planner. Note: This application is processed under VBBL 2019. | AV Solutions BC Ltd
EP-2022-00722 | NULL | 1070 W GEORGIA STREET, Vancouver, BC | Electrical Permit | Commercial | New | Withdrawn | Installation / Repair - Commercial - Running new communications cabling for cameras and low voltage cabling for access control. >BP: Change of use from restaurant to financial institution of unit 1070 and combining 1050 & 1070 at W Georgia for a new tenant. Scope of work includes demolition of interior demising wall, small changes to storefront and provision of new vestibule, interior partitions, mechanical, electrical and plumbing work. Window film approved by Planner. | Sasco Contractors Ltd
EP-2022-00842 | 2022-02-14 | 1070 W GEORGIA STREET, Vancouver, BC | Electrical Permit | Commercial | Renovation | Completed | Installation / Repair - Commercial - Running new communications cabling for cameras and low voltage cabling for access control. >BP: Change of use from restaurant to financial institution of unit 1070 and combining 1050 & 1070 at W Georgia for a new tenant. Scope of work includes demolition of interior demising wall, small changes to storefront and provision of new vestibule, interior partitions, mechanical, electrical and plumbing work. Window film approved by Planner. Note: This application is processed under VBBL 2019. | Sasco Contractors Ltd
EP-2021-09247 | 2022-01-14 | 1070 W GEORGIA STREET, Vancouver, BC | Electrical Permit | Commercial | Tenant Improvement | Completed | Installation / Repair - Commercial - DDC CONTROLS FOR Baseboard heater (BB-1), (2) Reheats, (4) Stat Relocates, Heat Pump- T-stat, & HRV-1 >Amend: June 28th - (re-opened completed permit to amend address) address should be: 1070 W Georgia St and specifics s/b W. Georgia Bank as per Sal | Mountain Pacific Electrical Ltd
EP-2022-07726 | 2022-09-15 | 710 THURLOW STREET, Vancouver, BC | Electrical Permit | Commercial | Renovation | Completed | Installation / Repair - Commercial - • Demolition of abandoned electrical systems on Ground Floor and Mezzanine. • Modifications to base building 347/600 Volt distribution in Main Electrical Room, Level B1. • New 400 amp, 120/208 Volt distribution for Tenant CRU 100. • Electrical systems for Mezzanine Level renovations. • Fire alarm and emergency lighting. • Power supply to new HVAC units. | Corporate Electric Limited
EP-2022-07729 | 2022-09-23 | 710 THURLOW STREET, Vancouver, BC | Electrical Permit | Commercial | Renovation | Completed | Installation / Repair - Commercial - All lighting in parkade + Exit signs and lighting in parkade lobbies and stairwell to be replaced with new LED lighting and lighting controls per engineering. Some surface mount conduit work will be required for zoning. | Fowlstone Electric Ltd
SP-2022-02075 | 2022-12-15 | 1101 ALBERNI STREET, Vancouver, BC | Sprinkler Permit | Commercial | Renovation | Cancelled | Commercial - relocate one sprinkler head to make room for shutter door. *****This application does not include any of the following: 1. Not more than 20 sprinklers (add, relocate, or remove), 2. hydraulic calculations, 3. change in occupancy and /or hazard classification, 4. warehouse storage arrangements, 5. mobile compact storage arrangements, 6. alternative solutions, 7. changes to the sprinkler system supply piping (e.g. valves, mains, cross-mains, branch-lines, etc.), or 8. flexible sprinkler pipe. March 16/2023-AMEND - to cancel this permit as the customer has decided not to move forward with this work. No work was done on this site. | 0777792 BC Ltd
EP-2022-10482 | 2022-12-13 | 1161 W GEORGIA STREET, Vancouver, BC V6E 0C6 | Electrical Permit | Commercial | NULL | Expired | Annual / Operating - Maintenance of existing operating electrical equipment. | Marcel Electric Inc
EP-2023-00525 | 2023-01-26 | 9040 SHAUGHNESSY STREET, Vancouver, BC V6P 6E5 | Electrical Permit | Commercial | NULL | Expired | Annual / Operating - Maintenance of existing operating electrical equipment. | Power Pros Electrical Ltd
PP-2022-01933 | 2022-06-07 | 1314 W 4TH AVENUE, Vancouver, BC | Plumbing Permit | Commercial | Renovation | Completed | Commercial - Installation of a backflow assembly on main water supply line. This application is being applied for as a result of a COV Cross Connection Inspection. | Vancouver Backflow Testing Ltd
SP-2021-00969 | 2022-09-21 | 2055 COLUMBIA STREET, Vancouver, BC | Sprinkler Permit | Commercial | New | Completed | Commercial - To install sprinkler to NFPA 13 2013 and standpipes to NFPA 14 2013 in this 4-storey commercial mixed use building consisting 1st and 2nd storeys - Clothing Manufacturing (shell) 3rd and 4th storeys - General Office use all over one level of underground parking access from the lane at 285 W 5th Av parking entrance via shared vehicular access at P1 level. | Frontier Fire Protection Ltd
EP-2022-05363 | 2022-06-23 | 2055 COLUMBIA STREET, Vancouver, BC | Electrical Permit | Commercial | New | Expired | Temporary Power - Commercial - To provide temporary power. **Amendment Jul 14, 2021** Amend to 1p3w as per inspector request. | Power Pros Electrical Ltd
EP-2022-07635 | 2022-09-13 | 2055 COLUMBIA STREET, Vancouver, BC | Electrical Permit | Commercial | New | Completed | Installation / Repair - Commercial - Low Voltage Security for - Complete Security Alarm System | Citiloc Systems Ltd
EP-2023-02532 | 2023-03-24 | 2055 COLUMBIA STREET, Vancouver, BC | Electrical Permit | Commercial | NULL | Issued | Annual / Operating - Maintenance of existing operating electrical equipment. | Power Pros Electrical Ltd
PP-2023-03944 | 2023-11-14 | 2055 COLUMBIA STREET, Vancouver, BC | Plumbing Permit | Commercial | Tenant Improvement | Completed | Commercial - SUITES #300 & #400 - 3RD & 4TH FLOORS New domestic and DWV piping for new plumbing fixtures as part of a tenant improvement. >BP: #300 & #400 - 3rd and 4th Floor Interior alterations for first tenant improvement of this office shell on the 3rd floor and bathroom build-out only on the 4th floor (#300 & #400) in this existing mixed-use commercial building on the site. Scope of work: Complete tenant fit-out from this shell space to new office. Adding a universal/accessible washrooms on the 4th floor, electrical, plumbing and sprinkler work to suit. | SOMATIC HVAC SOLUTIONS LTD
SP-2023-02016 | 2023-11-03 | 2055 COLUMBIA STREET, Vancouver, BC | Sprinkler Permit | Commercial | Tenant Improvement | Completed | Commercial - Minor adjustments for tenant improvement >BP: #300 & #400 - 3rd and 4th Floor Interior alterations for first tenant improvement of this office shell on the 3rd floor and bathroom build-out only on the 4th floor (#300 & #400) in this existing mixed-use commercial building on the site. Scope of work: Complete tenant fit-out from this shell space to new office. Adding a universal/accessible washrooms on the 4th floor, electrical, plumbing and sprinkler work to suit. *****This application does not include any of the following: 1. Not more than 20 sprinklers (add, relocate, or remove), 2. hydraulic calculations, 3. change in occupancy and /or hazard classification, 4. warehouse storage arrangements, 5. mobile compact storage arrangements, 6. alternative solutions, 7. changes to the sprinkler system supply piping (e.g. valves, mains, cross-mains, branch-lines, etc.), or 8. flexible sprinkler pipe. | Frontier Fire Protection Ltd
EP-2023-09767 | 2023-11-09 | 2055 COLUMBIA STREET, Vancouver, BC | Electrical Permit | Commercial | Tenant Improvement | Issued | Installation / Repair - Commercial - Install lighting, lighting controls, em lighting, receptacles and mechanical connections >BP: Interior alterations for first tenant improvement of this office shell on the 3rd floor and bathroom build-out only on the 4th floor (#300 & #400) in this existing mixed-use commercial building on the site. Scope of work: Complete tenant fit-out from this shell space to new office. Adding a universal/accessible washrooms on the 4th floor, electrical, plumbing and sprinkler work to suit. OK For Field Review by Wayland Wong - Oct 3/23 Letters of Assurance submitted: Schedule A and Architectural Schedule B by Andrew Igel, Architect, AIBC., 778.839.4260 Electrical Schedule B by Kevin Zirul, P.Eng., 250.882.9422 Plumbing/Mechanical Schedule B by Chris Powell, P.Eng., 604.595.4869 Building Sprinklered – Separate sprinkler permit required for proposed sprinkler work. Energy checklist is currently no longer required with your Building Permit (BP) application. Some supporting documents are still required at BP stage, specifically Envelope and HVAC, if applicable. Service Water Heating and Lighting supporting documents, if applicable, must be submitted with your related trades permits (e.g. electrical and plumbing). | Blueline Electrical Services Ltd
NULL | NULL | 2055 COLUMBIA STREET, Vancouver, BC | Mechanical Permit | NULL | NULL | Withdrawn | NULL | SOMATIC HVAC SOLUTIONS LTD
EP-2022-04949 | 2022-06-15 | 2216 W 5TH AVENUE, Vancouver, BC V6K 1S3 | Electrical Permit | Residential | Addition | Completed | Installation / Repair - Residential - Intallation of Tesla Wall connector to carport including all labour and materials Supply and install load miser for power sharing Supply and install 240V 40A circuit for EV charging >>>Amend: July 21st -The correct address is 2216 West 5th Ave. | Hall Electrical Ltd
EP-2023-05857 | 2023-07-07 | 1322 W BROADWAY, Vancouver, BC V6H 1H2 | Electrical Permit | Commercial | Tenant Improvement | Completed | Installation / Repair - Commercial - Pull and supply (x2) new 15 amp circuits from panel to supplied duplexes and quads within mobile table. Supply and install cab tire from existing ceiling power to vignette. | Canem Systems Ltd
EP-2022-06270 | 2022-08-29 | 1355 W BROADWAY, Vancouver, BC V6H 1G9 | Electrical Permit | Commercial | Renovation | Completed | Installation / Repair - Commercial - Electrical and fire alarm work related to the elevator modernization as per drawings submitted for BP | Fina Electrical Systems Ltd
EP-2023-00181 | 2023-03-02 | 1355 W BROADWAY, Vancouver, BC V6H 1G9 | Electrical Permit | Residential | Addition | Completed | Installation / Repair - Residential - Electric Vehicle Charging Infrastructure - Wiring installation for future electric vehicle supply equipment (EVSE). Install conduits, wiring and equipment for data and communication -Variable Grid. Install a new 112.5kVA transformer and 400A 3P panel EV-A, 47 energized outlets for future EV chargers to be installed in the residential level of the parking; supplied by 12 branch circuits with 4:1 load management system ratio. Transformer and sub panel to be installed for conduit to branch off to junction points with-in the parking level. | Reliable Electrical Contracting Ltd
PP-2021-03877 | 2023-07-12 | 2515 HEMLOCK STREET, Vancouver, BC V6H 2V2 | Plumbing Permit | Commercial | Renovation | Issued | Commercial - Add one hand sink water and drain lines with one hub drain for oven, connected to under counter pump system tie into drain and venting sytem above t-bar. Add one DCVA for oven water. For Circle K convienence store. ***Note: Any structural work may require building permit | Mainland Plumbing & Heating
EP-2022-08286 | 2022-10-03 | 2516 GRANVILLE STREET, Vancouver, BC | Electrical Permit | Commercial | Addition | Completed | Installation / Repair - Commercial - Upgrade to existing security alarm system | Chubb Fire & Security Canada Corp
EP-2022-09581 | 2023-02-10 | 770 W 6TH AVENUE, Vancouver, BC | Electrical Permit | Commercial | Tenant Improvement | Completed | Installation / Repair - Commercial - Install a new DCC-9 unit in the electrical room (parking area on P1). Run a conduit from the electrical room to the stall (roughly 50 feet) and wire to a junction box. Install a new 50 Amp receptacle and mount Juicebox EV charger. All existing chargers are networked and controlled on an automatic load consumption program. The incoming service is 800A and all the chargers hooked up to DCC9 boxes, to prevent the individual panels from tripping and then all chargers are networked and the load consumption controlled to not exceed certain parameters to prevent the main power from tripping. The Strata have wifi installed in the parkade and all the chargers are connected and a member of strata administers the program and sets the maximum load consumption so that the main breaker doesn't get tripped. The maximum consumption is set and that amount gets distributed to all plugged in chargers. The EVSE the Strata have selected is the JuiceBox Pro 40. They use the JuiceNet protocol, which is compatible with OCPP V1.5, over a local WiFi network which can communicate with the JuiceNet servers. Install 15 Amp general receptacel for modem power (wired in AC90) Wire 2 x CAT6 wires from Comm's room to modem. | Rainforest Electrical and Solar Ltd
EP-2023-07665 | 2023-08-28 | 900 W CORDOVA STREET, Vancouver, BC | Electrical Permit | Commercial | Renovation | Issued | Installation / Repair - Commercial - Installation of new 45 kVA transformer and breaker panel and wiring to 3 electric vehicle chargers. Rating and size of the EV branch circuit is 40 amp 208 volt X 3. Type, rating, brand name and model of the EV charger is Level 2, 7.2KW, FLO Core +. Power supply source information for the EV charger will be the parkade electrical service/room. Existing service – 200 amp 600/347 volt. | Wespac Electrical Contractor Ltd
SP-2022-00344 | 2022-03-11 | 1578 W BROADWAY, Vancouver, BC | Sprinkler Permit | Commercial | Tenant Improvement | Completed | Commercial - Replace and Relocate Sprinkler Heads Interior alterations and change of this existing office to health care office in this existing mixed use building on this site. Scope of work: remove/construct partition walls, doors, new staff kitchen, washroom, finishes, lighting, electrical, plumbing, mechanical and sprinkler work. TENANT: Therapy X Flagship Inc. *****This application does not include any of the following: 1. Not more than 20 sprinklers (add, relocate, or remove), 2. hydraulic calculations, 3. change in occupancy and /or hazard classification, 4. warehouse storage arrangements, 5. mobile compact storage arrangements, 6. alternative solutions, 7. changes to the sprinkler system supply piping (e.g. valves, mains, cross-mains, branch-lines, etc.), or 8. flexible sprinkler pipe. | Viking Fire Protection Inc
PP-2022-00733 | 2022-03-03 | 1578 W BROADWAY, Vancouver, BC | Plumbing Permit | Commercial | Renovation | Completed | Commercial - Plumbing for commercial tenant improvement 1578 W Broadway - Ground level Interior alterations and change of this existing office to health care office in this existing mixed use building on this site. Scope of work: remove/construct partition walls, doors, new staff kitchen, washroom, finishes, lighting, electrical, plumbing, mechanical and sprinkler work. | HOMEGROWN MECHANICAL LTD
EP-2022-01623 | 2022-03-01 | 1578 W BROADWAY, Vancouver, BC | Electrical Permit | Commercial | Tenant Improvement | Completed | Installation / Repair - Commercial - Install new electrical system for new physiotherapy office -Installing new lighting and branch outlets for space. Install a network line to reception desk, 2 tv's and 2 Access points. relocating the 10inch FA bell. -Regarding Sign; Power to the front of the Store front only. There is no connection to a sign included at this moment. >BP: 1578 W Broadway - Ground level Interior alterations and change of this existing office to health care office in this existing mixed use building on this site. Scope of work: remove/construct partition walls, doors, new staff kitchen, washroom, finishes, lighting, electrical, plumbing, mechanical and sprinkler work. TENANT: Therapy X Flagship Inc. Letters of Assurance submitted by: Schedule A, Birinder Walia, P.Eng., ph: 604-561-3234 Mechanical Schedule B, Electrical Schedule B, Birinder Walia, P.Eng., ph: 604-561-3234 OK for Field Review per N. Jalalkamali, Oct. 26, 2021 Building Sprinklered - Separate sprinkler permit required for proposed sprinkler work. E2 - Lighting - Upgrade to incorporate Automatic Full OFF (per 9.4.1.1.(h) of ASHRAE 90.1-2016) Energy checklist is currently no longer required with your Building Permit (BP) application. Some supporting documents are still required at BP stage, specifically Envelope and HVAC, if applicable. Service Water Heating and Lighting supporting documents, if applicable, must be submitted with your related trades permits (e.g. electrical and plumbing). All energy upgrades will be checked during inspections stage. It is the applicant's responsibility to identify and note all required upgrades including energy upgrades on their BP drawings at BP stage. | Pacific Western Power & Control Ltd
EP-2022-10657 | 2022-12-19 | 348 WATER STREET, Vancouver, BC | Electrical Permit | Commercial | Renovation | Completed | Installation / Repair - Commercial - TV., DATA, CCTV & ALARM >BP: Alterations to change the use from commercial retail store to cannabis retail store. Change of use to cannabis retail store was approved under DP-2020-00777 as per Board of Variance Appeal No. Z35758. Scope of work includes: 1) Interior non structural installation of new walls for cannabis retail unit. 2) Installation of new millwork and interior lighting. | Modern Security Systems Ltd
EP-2022-06036 | 2022-07-22 | 348 WATER STREET, Vancouver, BC | Electrical Permit | Commercial | Renovation | Completed | Installation / Repair - Commercial - Adding few light fixtures and plugs ( LED Lights ) Prewire for camera’s, security and data >BP: Building Permit for DP-2020-00777 Alterations to change the use from commercial retail store to cannabis retail store. Change of use to cannabis retail store was approved under DP-2020-00777 as per Board of Variance Appeal No. Z35758. Scope of work includes: 1) Interior non structural installation of new walls for cannabis retail unit. 2) Installation of new millwork and interior lighting. | Fourteen Electrical Ltd
EP-2022-05324 | 2022-08-23 | 59 W PENDER STREET, Vancouver, BC V6B 1R3 | Electrical Permit | Commercial | Tenant Improvement | Completed | Installation / Repair - Commercial - Roof top unit re and re and roof top maintenance plugs >BP: Exterior alterations to replace the four roof top units on the roof of this existing commercial building. Schedule A provided by Geoffrey Chiu, P. Eng Mechanical Schedule B provided by Geoffrey Chiu, P. Eng Electrical Schedule B provided by Anca Edith Cojocaru, P. Eng | Action Electric Ltd
EP-2022-10574 | 2022-12-16 | 59 W PENDER STREET, Vancouver, BC V6B 1R3 | Electrical Permit | Commercial | Tenant Improvement | Completed | Installation / Repair - Commercial - Replace RTU 4 Disconnect - Cracked housing allowing water ingress. >BP: Exterior alterations to replace the four roof top units on the roof of this existing commercial building. Schedule A provided by Geoffrey Chiu, P. Eng Mechanical Schedule B provided by Geoffrey Chiu, P. Eng Electrical Schedule B provided by Anca Edith Cojocaru, P. Eng | Haakon Industries (Canada) Ltd.
GP-2023-00571 | 2023-02-23 | 59 W PENDER STREET, Vancouver, BC V6B 1R3 | Gas Permit | Commercial | Tenant Improvement | Completed | Commercial - Emergency replacement of DHW tank due to leaking/burst tank. 199,000 BTU input. Appliances do not exceed 409,000 BTU | Haakon Industries (Canada) Ltd.
EP-2022-02846 | 2022-04-25 | 59 W PENDER STREET, Vancouver, BC V6B 1R3 | Electrical Permit | Commercial | Tenant Improvement | Completed | Installation / Repair - Commercial - Repair faulty disconnect for Roof Top Unit | Haakon Industries (Canada) Ltd.
EP-2022-00757 | 2023-04-12 | 59 W PENDER STREET, Vancouver, BC V6B 1R3 | Electrical Permit | Commercial | Addition | Completed | Installation / Repair - Commercial - Install 8x hardwired window contacts on the 2nd floor (all surface contacts, wiring to be covered by wire mold running down the wall). All to be wired back to the LAN room on 2nd floor. Install 3x hardwired window contacts in lunchroom (all surface contacts, wiring to be covered by wire mold running down the wall). All to be wired back to the LAN room on 2nd floor. As there are two windows per front section, these can be tied into one zone. In order to install a new expander on the 2nd floor, the technician will need to find an access route to run wire(through the Tbar) from the main ground floor to the LAN room on the second floor. | Paladin Technologies Inc
EP-2023-00473 | 2023-02-13 | 63 KEEFER PLACE, Vancouver, BC V6B 6N6 | Electrical Permit | Commercial | Tenant Improvement | Issued | Installation / Repair - Commercial - Electrical work associated with elevator upgrade including: supply and install of 60A disconnects for controllers, supply and install of new #6 ground. Supply and install of new LED lights in the pit and machine room, replace existing receptacles in pit and machine room with GFCI's. Supply and install of power and conduit for new lobby station. Supply and install 2 new 24k BTU AC units. Supply and install of 5 new relays for elevator homing. Modification of existing graphic. -An approved mechanical permit is required for heat pump installation before an electrical inspection will be performed >BP: Interior alterations for fire alarm upgrade and elevator recall to this existing high-rise residential building to meet the requirements of CSA-B44-2016. | Action Electric Ltd
EP-2023-09333 | 2023-11-10 | 1764 W 7TH AVENUE, Vancouver, BC | Electrical Permit | Commercial | Tenant Improvement | Issued | Installation / Repair - Commercial - WO 168203 RE & RE of Retrofit/Replacement Like for like exact appliance replacement. Service remained the same, breaker & electrical feed confirmed to be originally sized properly. Equipment will be replaced in the same location as the existing unit. No change in equipment capacity or fuel | Haakon Industries (Canada) Ltd.
EP-2023-09330 | 2023-10-17 | 1764 W 7TH AVENUE, Vancouver, BC | Electrical Permit | Commercial | Tenant Improvement | Issued | Installation / Repair - Commercial - RE & RE of Retrofit/Replacement Like for like exact appliance replacement. Service remained the same, breaker & electrical feed confirmed to be originally sized properly. Equipment will be replaced in the same location as the existing unit. No change in equipment capacity or fuel. WO 168693 | Haakon Industries (Canada) Ltd.
PP-2022-01171 | 2022-04-12 | 3349 W BROADWAY, Vancouver, BC V6R 2B1 | Plumbing Permit | Commercial | Renovation | Completed | Commercial - 2 bathroom addition To change the use and Major occupancy from retail(E) to fitness centre class 1(D). Scope of work includes removing existing internal partition walls, 2 new washrooms with one universal and new T-bar ceiling and lighting. Maximum occupant load will be 30. | Luke John Filiatrault
EP-2022-03337 | 2022-04-28 | 3349 W BROADWAY, Vancouver, BC V6R 2B1 | Electrical Permit | Commercial | Tenant Improvement | Completed | Installation / Repair - Commercial - Electrical rewiring for F45 Fitness - This is a tenant improvement -It will require all new wiring for rough-in wiring and finishing of receptacles, lighting, emergency exit signs, hot water tank, etc. -Multiple receptacles for TV's and workout equipment. There will be general lighting for the unit as per spec'd by engineer. >BP: To change the use and Major occupancy from retail(E) to fitness centre class 1(D). Scope of work includes removing existing internal partition walls, 2 new washrooms with one universal and new T-bar ceiling and lighting. Maximum occupant load will be 30. Note: 1.0. This is reviewed under VBBL 2019. 2.0. Fitness center will be considered as Group D under 3.1.2.6. | Red Ryno Energy Ltd
EP-2022-04987 | 2022-06-14 | 3349 W BROADWAY, Vancouver, BC V6R 2B1 | Electrical Permit | Commercial | Tenant Improvement | Completed | Installation / Repair - Commercial - Installation of extra low voltage data wiring for TV's and network equipment >BP: To change the use and Major occupancy from retail(E) to fitness centre class 1(D). Scope of work includes removing existing internal partition walls, 2 new washrooms with one universal and new T-bar ceiling and lighting. Maximum occupant load will be 30. Note: 1.0. This is reviewed under VBBL 2019. 2.0. Fitness center will be considered as Group D under 3.1.2.6. | Root 3 Electric Ltd
PP-2022-01219 | 2022-04-11 | 1038 CANADA PLACE, Vancouver, BC V6C 0B9 | Plumbing Permit | Commercial | New | Completed | Commercial - Installation of a backflow device on the pond water feature. | Daryl-Evans Mechanical Services Ltd
EP-2023-07906 | 2023-09-07 | 1038 CANADA PLACE, Vancouver, BC V6C 0B9 | Electrical Permit | Commercial | Tenant Improvement | Issued | Installation / Repair - Commercial - Lighting Control System Replacement. No lights are being touched. | Sasco Contractors Ltd
SP-2023-01810 | NULL | 1038 CANADA PLACE, Vancouver, BC V6C 0B9 | Sprinkler Permit | Commercial | Renovation | In Review | Commercial - Adding new pre-action system. >BP: To upgrade the fire suppression system to pre-action system and suppression gas system in the server room located on the P1 parking level of this existing Hotel/commercial building (Fairmont Pacific Rim). | Tyco Integrated Fire & Security Canada Inc/Tyco Feu Et Securite Integres Canada Inc
EP-2023-08303 | 2023-09-14 | 1038 CANADA PLACE, Vancouver, BC V6C 0B9 | Electrical Permit | Commercial | Renovation | Issued | Installation / Repair - Commercial - Installation of power supply to sauna and plunge pool. | Sasco Contractors Ltd
EP-2023-04007 | 2023-05-08 | 1038 CANADA PLACE, Vancouver, BC V6C 0B9 | Electrical Permit | Commercial | NULL | Issued | Annual / Operating - Maintenance of existing operating electrical equipment. | Sasco Contractors Ltd
EP-2022-07355 | 2022-09-01 | 169 W PENDER STREET, Vancouver, BC V6B 1S4 | Electrical Permit | Commercial | Renovation | Issued | Installation / Repair - Commercial - Installation of new 347/600 volt underground service with transformers to re-connect existing services. This work is part of BC Hydro “H” frame elimination project in Gastown area. Energy Upgrade exempted: H-Frame Removal Project >BP: Interior alterations to convert and existing storage room in the basement of this SRA building with Restaurant on ground floor new electrical equipment in the basement area of this existing SRA building with an office on the ground floor, for the BC Hydro "H" frame elimination project. Energy Upgrade exempted: H-Frame Removal Project OK for Field Review per K Vogt February 3, 2022 | Advanco Electric Ltd
EP-2022-07354 | 2022-09-01 | 163 W PENDER STREET, Vancouver, BC V6B 1S4 | Electrical Permit | Commercial | Renovation | Issued | Installation / Repair - Commercial - Installation of new 347/600 volt underground service with transformers to re-connect existing services. This work is part of BC Hydro “H” frame elimination project in Gastown area. Energy Upgrade exempted: H-Frame Removal Project >BP: Interior alterations to add chain link fence to house the new electrical equipment in the basement area of this existing SRA building with an office on the ground floor, for the BC Hydro "H" frame elimination project. Energy Upgrade exempted: H-Frame Removal Project OK for Field Review per K Vogt February 2, 2022 | Advanco Electric Ltd
EP-2022-05257 | 2022-06-21 | 3361 W BROADWAY, Vancouver, BC | Electrical Permit | Commercial | Tenant Improvement | Completed | Installation / Repair - Commercial - Installation of flat panel led lights (swap from fluorescent), add washer and dryer circuit, running man signs, moving of existing outlets to accomodate 4 hair salon work stations, installation of sconces, general safety checkup. Interior alterations for a new Beauty Salon (Hair) at 3361 W Broadway on the ground floor of this existing mixed use building on this site. Scope of work to include: 3 new hair washing sinks, millwork, flooring/finishes, lighting, plumbing | Re-Charge Electrical Solutions Inc
PP-2022-00075 | 2022-04-11 | 3361 W BROADWAY, Vancouver, BC | Plumbing Permit | Commercial | Tenant Improvement | Completed | Commercial - Adding 3 sinks with drainage and plumbing for a washing machine Interior alterations for a new Beauty Salon (Hair) at 3361 W Broadway on the ground floor of this existing mixed use building on this site. Scope of work to include: 3 new hair washing sinks, millwork, flooring/finishes, lighting, plumbing | Toni's Home Improvement and Repair Services Inc
EP-2022-04589 | 2022-06-02 | 3431 W BROADWAY, Vancouver, BC | Electrical Permit | Commercial | Renovation | Completed | Installation / Repair - Commercial - wiring 2 wash room lights and exhaust fans -there are existing lights,but i will relocate it and replace with LED fixtures for each wash rooms owner supply fixtures >BP: Change of Major Occupancy Classification Interior renovation only, change of use and major occupancy classification, and to expand the restaurant unit at 3431 W Broadway into the adjacent retail unit. No work to the kitchen cooking equipment and their ventilation system is proposed. 1. Class-1 Cooking Operation. 2. Occupant load (interior, exterior patio, and staff) is 123 Persons 3. Permit is reviewed for compliance with VBBL 2019 | Ming Electric Ltd
PP-2022-01882 | 2023-01-23 | 3431 W BROADWAY, Vancouver, BC | Plumbing Permit | Commercial | Addition | Completed | Commercial - Adding two washrooms, one of which is a handicapped washroom >BP: Change of Major Occupancy Classification Interior renovation only, change of use and major occupancy classification, and to expand the restaurant unit at 3431 W Broadway into the adjacent retail unit. No work to the kitchen cooking equipment and their ventilation system is proposed. 1. Class-1 Cooking Operation. 2. Occupant load (interior, exterior patio, and staff) is 123 Persons 3. Permit is reviewed for compliance with VBBL 2019 | Haigh Mechanical
PP-2023-01061 | 2023-04-05 | 3431 W BROADWAY, Vancouver, BC | Plumbing Permit | Commercial | Addition | Completed | Commercial - Adfition of small grease interceptor in kitchen >BP: Change of Major Occupancy Classification Interior renovation only, change of use and major occupancy classification, and to expand the restaurant unit at 3431 W Broadway into the adjacent retail unit. No work to the kitchen cooking equipment and their ventilation system is proposed. 1. Class-1 Cooking Operation. 2. Occupant load (interior, exterior patio, and staff) is 123 Persons 3. Permit is reviewed for compliance with VBBL 2019 Revision 1, Washroom plumbing is modified | Haigh Mechanical
PP-2022-03543 | 2022-10-28 | 3468 W BROADWAY, Vancouver, BC V6R 2B3 | Plumbing Permit | Commercial | Tenant Improvement | Completed | Commercial - Plumbing alterations/ Install for: >BP: Interior and exterior alterations and Change of Major Occupancy from Retail to Restaurant Class 1 for unit 3466 W Broadway and to combine with existing Restaurant Class 1 at 3468 W Broadway to provide improvements for a new Restaurant Class 1 tenant on the ground floor of this existing mixed-use building on this site. Scope of work includes installation of kitchen ventilation & shaft thorough office on the 2nd floor and dwelling units on the 3rd floor and a new kitchen exhaust and makeup air unit on the roof. | Dean T Wengrowich
EP-2022-07791 | 2022-09-16 | 3468 W BROADWAY, Vancouver, BC V6R 2B3 | Electrical Permit | Commercial | Tenant Improvement | Completed | Installation / Repair - Commercial - TI improvements, new kitchen, install power and lighting per electrical consultant drawing submitted with building permit >BP: Interior and exterior alterations and Change of Major Occupancy from Retail to Restaurant Class 1 for unit 3466 W Broadway and to combine with existing Restaurant Class 1 at 3468 W Broadway to provide improvements for a new Restaurant Class 1 tenant on the ground floor of this existing mixed-use building on this site. Scope of work includes installation of kitchen ventilation & shaft thorough office on the 2nd floor and dwelling units on the 3rd floor and a new kitchen exhaust and makeup air unit on the roof. | 578541 BC Ltd
PP-2022-03863 | 2022-12-16 | 3468 W BROADWAY, Vancouver, BC V6R 2B3 | Plumbing Permit | Commercial | Renovation | Cancelled | Commercial - Hook up New and existing fixtures >BP: Interior and exterior alterations and Change of Major Occupancy from Retail to Restaurant Class 1 for unit 3466 W Broadway and to combine with existing Restaurant Class 1 at 3468 W Broadway to provide improvements for a new Restaurant Class 1 tenant on the ground floor of this existing mixed-use building on this site. Scope of work includes installation of kitchen ventilation & shaft thorough office on the 2nd floor and dwelling units on the 3rd floor and a new kitchen exhaust and makeup air unit on the roof. OK for DB per D.Cha on Jun 20, 2022. Sch A, Arch B, Mech B, Plmb B, Kitchen FS B, Elec B & Sch D are submitted. Occupant load = Max 100 Persons (95 seats + 5 staff) Tenant: Hynes Bar & Restaurant ******REVIEWED UNDER THE PROVISIONS OF VBBL 2019******** Mechanical Review Notes: 1. Class 1 cooking operations (Grease-Laden Vapours). 2. Commercial kitchen exhaust system to NFPA 96 (Type 1 hood). Building Review Notes: - F1, S2, N1, A2, & E2 upgrades. - Hardware of exterior doors providing access shall be upgraded in compliance with 3.8.3.6.(4). (A2 upgrade) - Separate permit is required for new awning. - A permanent patio is not permitted due to washroom capacity. | Dean T Wengrowich
EP-2023-00993 | 2023-02-16 | 301 W BROADWAY, Vancouver, BC V5Y 1P8 | Electrical Permit | Commercial | Renovation | Completed | Installation / Repair - Commercial - Installing 18 light fixtures. Replacing receptacles and covers. Installing LED strips. (CF-2023-000677) | Technics Electric Ltd
EP-2022-04805 | 2022-06-08 | 515 W HASTINGS STREET, Vancouver, BC | Electrical Permit | Commercial | Tenant Improvement | Completed | Installation / Repair - Commercial - UNIT #600 - FULL FLOOR - Re&re of fire alarm speakers, addition of new fire alarm strobe lights to provide coverage to new open space. Verification to follow. #600- (full floor) Interior alterations/demolition of this full floor office space (#600) to create a "shell/vacant" space for future tenant in this existing commercial building. Scope of work: interior demolition of all partition walls, doors, flooring, plumbing fixtures and finishes Separate permit required for future tenant improvements. | Electromax Industries Inc
PP-2022-01148 | 2022-04-04 | 515 W HASTINGS STREET, Vancouver, BC | Plumbing Permit | Commercial | Tenant Improvement | Completed | Commercial - To supply and install two (2) 1/2" Watts LF009-QT backflow devices to serve the washing machine Hot and Cold. 2nd floor, Janitor's closet | Ainsworth Inc
EP-2022-00792 | 2022-02-02 | 515 W HASTINGS STREET, Vancouver, BC | Electrical Permit | Commercial | Tenant Improvement | Completed | Installation / Repair - Commercial - Disconnect, make safe and relocate 2 panels >BP: #600- (full floor) Interior alterations/demolition of this full floor office space (#600) to create a "shell/vacant" space for future tenant in this existing commercial building. Scope of work: interior demolition of all partition walls, doors, flooring, plumbing fixtures and finishes Separate permit required for future tenant improvements. Building Sprinklered – Separate sprinkler permit required for proposed sprinkler work. BOMA Best Certified building - NO ENERGY UPGRADES ARE REQUIRED Energy checklist is currently no longer required with your Building Permit (BP) application. Some supporting documents are still required at BP stage, specifically Envelope and HVAC, if applicable. Service Water Heating and Lighting supporting documents, if applicable, must be submitted with your related trades permits (e.g. electrical and plumbing). All energy upgrades will be checked during inspections stage. It is the applicant’s responsibility to identify and note all required upgrades including energy upgrades on their BP drawings at BP stage. | Centre Electric Ltd
EP-2022-01432 | 2022-02-25 | 515 W HASTINGS STREET, Vancouver, BC | Electrical Permit | Commercial | Tenant Improvement | Completed | Installation / Repair - Commercial - Installation of new inverter, inverter panel, manual transfer switch, two new 100A 3 pole circuit breakers in existing Square D distribution panel, and two receptacles (250V 3 pole). | Marsic Contracting Ltd
EP-2023-05226 | 2023-06-12 | 515 W HASTINGS STREET, Vancouver, BC | Electrical Permit | Commercial | Renovation | Completed | Installation / Repair - Commercial - 1 for 1 lighting retrofit. HC 3200- office lighting retrofit. | Mott Electric General Partnership
EP-2023-02470 | 2023-03-23 | 515 W HASTINGS STREET, Vancouver, BC | Electrical Permit | Commercial | Renovation | Completed | Installation / Repair - Commercial - LED lighting upgrade | Mott Electric General Partnership
EP-2023-02462 | 2023-03-22 | 515 W HASTINGS STREET, Vancouver, BC | Electrical Permit | Commercial | Addition | Completed | Installation / Repair - Commercial - Provide and Install x2 SFU HC Washroom Door Card Readers. All cabling needs to be FT6 rated. NO Maglocks Site Contact - Rajinder Gill/6043299754/rgill@paladintechnologies.com | PALADIN TECHNOLOGIES INC
EP-2023-02361 | 2023-03-22 | 515 W HASTINGS STREET, Vancouver, BC | Electrical Permit | Commercial | Renovation | Completed | Installation / Repair - Commercial - Demo -Disconnect and make safe all electrical circuits located in walls scheduled for removal. >BP: To perform a change of major occupancy from Office (group D) to Bulk Data Storage (group F2) and interior alteration to entire 6th, 8th and 9th floors of the East Tower - The Spencer Building. A mechanical shaft will traverse from P1 through the Lower Mall and Upper Mall levels, exiting at level 1. The intent is for the shaft to be finished to match the existing adjacent building facade where it exits adjacent to the Harbour Centre lobby, and exhaust ducts will be largely concealed by the exterior canopy outside the lobby. CRP: Rafael Santa Ana Architecture Workshop Inc. Tel: 604-739-1966 Email : rsantaana@rsaaw.com Related to DP-2022-00379: Issued | Centre Electric Ltd
EP-2023-05297 | 2023-06-13 | 515 W HASTINGS STREET, Vancouver, BC | Electrical Permit | Commercial | Renovation | Completed | Installation / Repair - Commercial - Demo old unused electrical Supply and install (10) 8' LED Fixtures Supply and install (6) 8' Occupancy Sensors >BP: #510 & #508- 5th Floor (demised from #510) Interior alterations to demise this existing office space (vacant) on the 5th floor to two units #510 and #508 in this existing Vancouver Heritage B designated commercial building. Scope of work: Demolish partition walls, doors. Construct demising wall between 2 units, new partition walls for storage, new doors, relocate card reader, electrical and sprinkler work. Building Sprinklered – Separate sprinkler permit required for proposed sprinkler work. Energy checklist is currently no longer required with your Building Permit (BP) application. Some supporting documents are still required at BP stage, specifically Envelope and HVAC, if applicable. Service Water Heating and Lighting supporting documents, if applicable, must be submitted with your related trades permits (e.g. electrical and plumbing). | Centre Electric Ltd
SP-2023-01165 | NULL | 515 W HASTINGS STREET, Vancouver, BC | Sprinkler Permit | Commercial | Renovation | Applicant Revisions | Commercial - Maintenance replacement project. Please refer to attached letter. Decommission of roof mounted pressure tanks and the installation of a new fire pump. >BP: To perform a change of major occupancy from Office (group D) to Bulk Data Storage (group F2) and interior alteration to entire 6th, 8th and 9th floors of the East Tower - The Spencer Building. A mechanical shaft will traverse from P1 through the Lower Mall and Upper Mall levels, exiting at level 1. The intent is for the shaft to be finished to match the existing adjacent building facade where it exits adjacent to the Harbour Centre lobby, and exhaust ducts will be largely concealed by the exterior canopy outside the lobby. Sprinkler Commitment letters on file. | Viking Fire Protection Inc
SP-2023-01216 | 2023-07-12 | 515 W HASTINGS STREET, Vancouver, BC | Sprinkler Permit | Commercial | Renovation | Completed | Commercial - install 11 new sprinkler heads >BP: #510 & #508- 5th Floor (demised from #510) Interior alterations to demise this existing office space (vacant) on the 5th floor to two units #510 and #508 in this existing Vancouver Heritage B designated commercial building. Scope of work: Demolish partition walls, doors. Construct demising wall between 2 units, new partition walls for storage, new doors, relocate card reader, electrical and sprinkler work. >BP: *****This application does not include any of the following: 1. Not more than 20 sprinklers (add, relocate, or remove), 2. hydraulic calculations, 3. change in occupancy and /or hazard classification, 4. warehouse storage arrangements, 5. mobile compact storage arrangements, 6. alternative solutions, 7. changes to the sprinkler system supply piping (e.g. valves, mains, cross-mains, branch-lines, etc.), or 8. flexible sprinkler pipe. | Metro City Fire Protection Ltd
EP-2023-06892 | 2023-07-28 | 515 W HASTINGS STREET, Vancouver, BC | Electrical Permit | Commercial | Tenant Improvement | Completed | Installation / Repair - Commercial - Relocation of fire alarm speakers.. | Electromax Industries Inc
EP-2023-06605 | 2023-07-21 | 515 W HASTINGS STREET, Vancouver, BC | Electrical Permit | Commercial | Tenant Improvement | Completed | Installation / Repair - Commercial - Installation of power and conduits for the new security desk on main floor. >BP: Lobby - Ground level Interior alterations to enlarge security room on the ground level lobby entrance of this existing commercial building site. OK for DTI as per Kirat Kang - June 15, 2023 | Mott Electric General Partnership
EP-2022-05834 | 2022-07-12 | 515 W HASTINGS STREET, Vancouver, BC | Electrical Permit | Commercial | Addition | Completed | Installation / Repair - Commercial - Install 1 Card Reader with Electrified Strike, All cabling will be FT6 NO Mag Locks, Rajinder Gill 604-329-9754 | PALADIN TECHNOLOGIES INC
SP-2023-01653 | 2023-09-08 | 515 W HASTINGS STREET, Vancouver, BC | Sprinkler Permit | Commercial | Renovation | Completed | Commercial - Relocate one sprinkler head >BP: Lobby - Ground level Interior alterations to enlarge security room on the ground level lobby entrance of this existing commercial building site. *****This application does not include any of the following: 1. Not more than 20 sprinklers (add, relocate, or remove), 2. hydraulic calculations, 3. change in occupancy and /or hazard classification, 4. warehouse storage arrangements, 5. mobile compact storage arrangements, 6. alternative solutions, 7. changes to the sprinkler system supply piping (e.g. valves, mains, cross-mains, branch-lines, etc.), or 8. flexible sprinkler pipe. | Metro City Fire Protection Ltd
EP-2023-09267 | 2023-10-20 | 515 W HASTINGS STREET, Vancouver, BC | Electrical Permit | Commercial | Tenant Improvement | Completed | Installation / Repair - Commercial - Installation of Fire Preaction "VESDA System" for sprinkler preaction system. Verification of installation to follow completion of installation. >BP: #508 - 5th Floor (demising into 2) Interior alterations to provide tenant improvement for this new tenant on the 5th floor (#508) in this existing Vancouver Heritage B designated commercial building. Scope of work: Construct a portion of a demising wall to create 2 separate suites, install new door for a new electrical room, new entrance door, glazing window insert, HVAC, electrical and plumbing work. TENANT: Polaris Realty Canada LTD Computer and Server Room ok'd by Shelley Dugaro - Sept 14/23 Letters of Assurance submitted: Schedule A by B.I, Campbell, Architect, AIBC., 604.926.3251 Electrical Schedule B by Roy Campbell, P.Eng., 604.926.3251 Plumbing/Mechanical Schedule B by K Shea, P.Eng., 604.687.1800 Building Sprinklered – Building inspector to determine on site if a separate sprinkler permit is required. Energy checklist is currently no longer required with your Building Permit (BP) application. Some supporting documents are still required at BP stage, specifically Envelope and HVAC, if applicable. Service Water Heating and Lighting supporting documents, if applicable, must be submitted with your related trades permits (e.g. electrical and plumbing). | Electromax Industries Inc
EP-2023-08487 | 2023-09-20 | 515 W HASTINGS STREET, Vancouver, BC | Electrical Permit | Commercial | Renovation | Issued | Installation / Repair - Commercial - MeetMeRoom5 Data Center: Installation of Comm Conduits, Teck90 Feeder, 600Amp panel, 30kVA TX, 28 cabinet circuits, Datacenter equipment connection (UPS/COOLING). >BP: #508 - 5th Floor (demising into 2) Interior alterations to provide tenant improvement for this new tenant on the 5th floor (#508) in this existing Vancouver Heritage B designated commercial building. Scope of work: Construct a portion of a demising wall to create 2 separate suites, install new door for a new electrical room, new entrance door, glazing window insert, HVAC, electrical and plumbing work. TENANT: Polaris Realty Canada LTD Computer and Server Room ok'd by Shelley Dugaro - Sept 14/23 Energy checklist is currently no longer required with your Building Permit (BP) application. Some supporting documents are still required at BP stage, specifically Envelope and HVAC, if applicable. Service Water Heating and Lighting supporting documents, if applicable, must be submitted with your related trades permits (e.g. electrical and plumbing). | J A Electric Inc
EP-2023-09405 | 2023-10-18 | 515 W HASTINGS STREET, Vancouver, BC | Electrical Permit | Commercial | Renovation | Issued | Installation / Repair - Commercial - 5th Floor - Meet Me Room & Co-Location Room 507 & 508. Install fiber duct tray, install relay racks, Bond relay racks. Terminate and test fiber installed by others. >BP: >BP: #508 - 5th Floor (demising into 2) Interior alterations to provide tenant improvement for this new tenant on the 5th floor (#508) in this existing Vancouver Heritage B designated commercial building. Scope of work: Construct a portion of a demising wall to create 2 separate suites, install new door for a new electrical room, new entrance door, glazing window insert, HVAC, electrical and plumbing work. TENANT: Polaris Realty Canada LTD Computer and Server Room ok'd by Shelley Dugaro - Sept 14/23 Letters of Assurance submitted: Schedule A by B.I, Campbell, Architect, AIBC., 604.926.3251 Electrical Schedule B by Roy Campbell, P.Eng., 604.926.3251 Plumbing/Mechanical Schedule B by K Shea, P.Eng., 604.687.1800 Building Sprinklered – Building inspector to determine on site if a separate sprinkler permit is required. Energy checklist is currently no longer required with your Building Permit (BP) application. Some supporting documents are still required at BP stage, specifically Envelope and HVAC, if applicable. Service Water Heating and Lighting supporting documents, if applicable, must be submitted with your related trades permits (e.g. electrical and plumbing). | 4th Utility Inc
EP-2023-09157 | 2023-10-13 | 515 W HASTINGS STREET, Vancouver, BC | Electrical Permit | Commercial | Tenant Improvement | Completed | Installation / Repair - Commercial - Demo and relocate power in 3 walls to adjacent wall. Re-re florescent lighting to new LED lights c/w new controls. Install power and conduit for AV wall. >BP: 3rd floor Interior alterations to provide improvements on the 3rd floor, by combining room 3510 and 3520 and improving room 3500 at this existing Heritage B Commercial Building with some minor interior repair at this existing site. Scope of work includes new interior glazing, floors, paint, walls, and doors | Mott Electric General Partnership
PP-2023-03943 | 2023-11-09 | 515 W HASTINGS STREET, Vancouver, BC | Plumbing Permit | Commercial | Addition | Completed | Commercial - Install 200ft of sanitary drainage serving (3) Floor Drains (Tie-in to existing) Install 120ft of domestic water (Tie-in to existing) >BP: #508 - 5th Floor (demising into 2) Interior alterations to provide tenant improvement for this new tenant on the 5th floor (#508) in this existing Vancouver Heritage B designated commercial building. Scope of work: Construct a portion of a demising wall to create 2 separate suites, install new door for a new electrical room, new entrance door, glazing window insert, HVAC, electrical and plumbing work. | Black & McDonald Limited
EP-2023-10214 | 2023-11-16 | 515 W HASTINGS STREET, Vancouver, BC | Electrical Permit | Commercial | New | Issued | Installation / Repair - Commercial - CCTV and Access Control installation. **NO MAGLOCKS** >BP: #508 - 5th Floor (demising into 2) Interior alterations to provide tenant improvement for this new tenant on the 5th floor (#508) in this existing Vancouver Heritage B designated commercial building. Scope of work: Construct a portion of a demising wall to create 2 separate suites, install new door for a new electrical room, new entrance door, glazing window insert, HVAC, electrical and plumbing work. TENANT: Polaris Realty Canada LTD | Rose Security Services Inc
EP-2024-00433 | NULL | 515 W HASTINGS STREET, Vancouver, BC | Electrical Permit | Commercial | Renovation | Withdrawn | Installation / Repair - Commercial - Extra Low Voltage HVAC | Control Solutions Ltd
EP-2023-11282 | 2023-12-20 | 515 W HASTINGS STREET, Vancouver, BC | Electrical Permit | Commercial | Addition | Completed | Installation / Repair - Commercial - Extra Low Voltage HVAC | Control Solutions Ltd
SP-2022-00824 | 2022-06-08 | 433 SEYMOUR STREET, Vancouver, BC | Sprinkler Permit | Commercial | Tenant Improvement | Completed | Commercial - addition of two new dry head sprinkler in walk in cooler >BP: Interior alterations for this new Restaurant - Class 1 Tenant (Hellcrust Pizza) in this existing Restaurant - Class 1 unit (Starbucks) in this existing commercial building on this site. Scope to include: remove and construct new interior partition walls to suit layout, millwork, fixtures/finishes, electrical Schedule A & Schedule B Architectural - Peter Smith - 604-506-0699 Schedule B Electrical - Abdul El-Haddad, P.Eng - 778-360-2153 L2 - Lighting - Upgrade to incorporate Scheduled Shutoff (per 9.4.1.1.(i) of ASHRAE 90.1-2016) Separate sprinkler permit may be required, to be determined by the District Building Inspector. OK for field review as per Rob Rattray - November 1, 2021 OK for BP per Rosa A - November 1, 2021 *****This application does not include any of the following: 1. Not more than 20 sprinklers (add, relocate, or remove), 2. hydraulic calculations, 3. change in occupancy and /or hazard classification, 4. warehouse storage arrangements, 5. mobile compact storage arrangements, 6. alternative solutions, 7. changes to the sprinkler system supply piping (e.g. valves, mains, cross-mains, branch-lines, etc.), or 8. flexible sprinkler pipe. | BLACK TUSK FIRE & SECURITY
PP-2022-01598 | 2022-05-10 | 433 SEYMOUR STREET, Vancouver, BC | Plumbing Permit | Commercial | Renovation | Completed | Commercial - Adding three sink >BP: Interior alterations for this new Restaurant - Class 1 Tenant (Hellcrust Pizza) in this existing Restaurant - Class 1 unit (Starbucks) in this existing commercial building on this site. Scope to include: remove and construct new interior partition walls to suit layout, millwork, fixtures/finishes, electrical Schedule A & Schedule B Architectural - Peter Smith - 604-506-0699 Schedule B Electrical - Abdul El-Haddad, P.Eng - 778-360-2153 L2 - Lighting - Upgrade to incorporate Scheduled Shutoff (per 9.4.1.1.(i) of ASHRAE 90.1-2016) Separate sprinkler permit may be required, to be determined by the District Building Inspector. OK for field review as per Rob Rattray - November 1, 2021 OK for BP per Rosa A - November 1, 2021 | Young Boys Mechanical Ltd
EP-2022-03654 | 2022-05-05 | 433 SEYMOUR STREET, Vancouver, BC | Electrical Permit | Commercial | Tenant Improvement | Completed | Installation / Repair - Commercial - Ads dedicated circuits for Walk-in cooler units and LED Lighting fixtures replaced Interior alterations for this new Restaurant - Class 1 Tenant (Hellcrust Pizza) in this existing Restaurant - Class 1 unit (Starbucks) in this existing commercial building on this site. Scope to include: remove and construct new interior partition walls to suit layout, millwork, fixtures/finishes, electrical | Highlight Electrical Ltd
EP-2022-04496 | 2022-05-31 | 698 W HASTINGS STREET, Vancouver, BC | Electrical Permit | Commercial | Renovation | Completed | Installation / Repair - Commercial - Demo of existing lighting. Lighting rough in. Wiring and relocations for security cameras -Lighting is not being installed at this time. It may be at a later date, at which time we can amend the permit accordingly. *Mar 10, 2023 Amendment: "Lighting was replaced 1 for 1, no change to controls. Store has a time clock to shut lighting off at night" | Action Electric Ltd
EP-2022-02264 | 2022-03-23 | 698 W HASTINGS STREET, Vancouver, BC | Electrical Permit | Commercial | Renovation | Completed | Installation / Repair - Commercial - Low voltage data terminations >BP: Interior alterations to provide tenant improvements to the southwest portion of the main floor and second floor of this existing retail tenant in this existing Municipally Designated Heritage 'A' commercial building on this site. Scope of Work: Remove VCA boutique and replace with Richard Mille Boutique with new millwork, glass partitions, interconnected stairs inside boutique, universal washroom on second level, mechanical, electrical, sprinkler, plumbing Letters of Assurance submitted by: Architectural Schedule B and Schedule A, Hugh Cochlin, Architect AIBC, 604-879-0118 Structural Schedule B, Mark Anthony El-Araj P.Eng, Struct. Eng, LEED AP, 604-734-8822 Mechanical/Plumbing Schedule B, Mark Yeung P.Eng, 604-559-8809 Electrical Schedule B, Roger Dupuis, 604-569-6500 SP-2021-00821 E2 - Lighting - Upgrade to incorporate Automatic Full OFF (per 9.4.1.1.(h) of ASHRAE 90.1-2016) | Aaron Ronald Thom
EP-2022-00755 | 2022-02-03 | 698 W HASTINGS STREET, Vancouver, BC | Electrical Permit | Commercial | Addition | Completed | Installation / Repair - Commercial - Install 6 fire alarm speakers And relocation 2 smoke detectors >BP: Interior alterations to provide tenant improvements to the southwest portion of the main floor and second floor of this existing retail tenant in this existing Municipally Designated Heritage 'A' commercial building on this site. Scope of Work: Remove VCA boutique and replace with Richard Mille Boutique with new millwork, glass partitions, interconnected stairs inside boutique, universal washroom on second level, mechanical, electrical, sprinkler, plumbing | Jun Jiang
EP-2022-00436 | NULL | 698 W HASTINGS STREET, Vancouver, BC | Electrical Permit | Commercial | Renovation | Withdrawn | Installation / Repair - Commercial - Adding four (4) fire alarm speakers to existing circuit in Birks Jewelry store on main floor of 698 West Hastings >BP: Interior alterations to provide tenant improvements to the southwest portion of the main floor and second floor of this existing retail tenant in this existing Municipally Designated Heritage 'A' commercial building on this site. Scope of Work: Remove VCA boutique and replace with Richard Mille Boutique with new millwork, glass partitions, interconnected stairs inside boutique, universal washroom on second level, mechanical, electrical, sprinkler, plumbing Letters of Assurance submitted by: Architectural Schedule B and Schedule A, Hugh Cochlin, Architect AIBC, 604-879-0118 Structural Schedule B, Mark Anthony El-Araj P.Eng, Struct. Eng, LEED AP, 604-734-8822 Mechanical/Plumbing Schedule B, Mark Yeung P.Eng, 604-559-8809 Electrical Schedule B, Roger Dupuis, 604-569-6500 SP-2021-00821 E2 - Lighting - Upgrade to incorporate Automatic Full OFF (per 9.4.1.1.(h) of ASHRAE 90.1-2016) | NULL
EP-2023-02095 | 2023-03-14 | 698 W HASTINGS STREET, Vancouver, BC | Electrical Permit | Commercial | Renovation | Completed | Installation / Repair - Commercial - CCTV Security Camera Installation, 24 cameras total. | VSS Technologies Ltd
EP-2023-02212 | 2023-03-15 | 698 W HASTINGS STREET, Vancouver, BC | Electrical Permit | Commercial | Renovation | Completed | Installation / Repair - Commercial - Lighting Retrofit 2x4 LED Flat Panel light fixtures. | Arcwest Electric Ltd
EP-2021-09556 | 2022-01-04 | 740 W HASTINGS STREET, Vancouver, BC | Electrical Permit | Commercial | Renovation | Completed | Installation / Repair - Commercial - Relocate Fire Alarm Devices >BP: Interior renovation only to modify floor layout of the existing restaurant in this existing high rise heritage B commercial/office building for a new restaurant tenant. Notes: 1- Class-5 Cooking operation, Moffat E32D4 oven is for baking only. 2- Occupant load is 24 (20 seats and 4 staff) | Apna Fire & Electrical Service Ltd
PP-2022-01274 | 2022-04-13 | 740 W HASTINGS STREET, Vancouver, BC | Plumbing Permit | Commercial | Tenant Improvement | Completed | Commercial - Add 1 backflow preventer for ECOLAB mop sink area Previously have a permit | Infinity Pacific Mechanical Ltd
SP-2022-01984 | 2022-11-29 | 377 HOWE STREET, Vancouver, BC | Sprinkler Permit | Commercial | Tenant Improvement | Completed | Commercial - Add & relocate sprinkler heads for tenant improvement. >BP: Interior alterations to provide tenant improvements to this existing retail space for a new retail tenant on the ground floor of this existing commercial building. Scope of wall: Removal of an interior wall and door, dropped ceiling bulkhead, sink faucet and all related plumbing fixtures w cap to finish *****This application does not include any of the following: 1. Not more than 20 sprinklers (add, relocate, or remove), 2. hydraulic calculations, 3. change in occupancy and /or hazard classification, 4. warehouse storage arrangements, 5. mobile compact storage arrangements, 6. alternative solutions, 7. changes to the sprinkler system supply piping (e.g. valves, mains, cross-mains, branch-lines, etc.), or 8. flexible sprinkler pipe. | Priority Fire Systems Ltd
EP-2022-09945 | 2022-11-25 | 377 HOWE STREET, Vancouver, BC | Electrical Permit | Commercial | Tenant Improvement | Completed | Installation / Repair - Commercial - install new LED light fixtures, exit signs and install receptacles throughout the space >BP: Interior alterations to provide tenant improvements to this existing retail space for a new retail tenant on the ground floor of this existing commercial building. Scope of wall: Removal of an interior wall and door, dropped ceiling bulkhead, sink faucet and all related plumbing fixtures w cap to finish | Marcel Electric Inc
EP-2022-10297 | 2022-12-07 | 377 HOWE STREET, Vancouver, BC | Electrical Permit | Commercial | New | Completed | Installation / Repair - Commercial - Low voltage security alarm installation >BP: Interior alterations to provide tenant improvements to this existing retail space for a new retail tenant on the ground floor of this existing commercial building. Scope of wall: Removal of an interior wall and door, dropped ceiling bulkhead, sink faucet and all related plumbing fixtures w cap to finish | Scott Security Systems Ltd
PP-2022-01977 | 2022-06-09 | 209 W 6TH AVENUE, Vancouver, BC | Plumbing Permit | Commercial | Tenant Improvement | Completed | Commercial - Interior alterations to this existing tenants General office in this existing commercial building on this site. Scope of Work: Re & Re Fixtures for new washroom and kitchen layout. Interior alterations to this existing tenants General office in this existing commercial building on this site. Scope of Work: Relocate interior walls. Reconfigure accessible washroom. Lighting and Electrical to suit. AMEND: AUG 26/2022 ADD 1 NEW HAND WASH SINK | Fred Welsh Ltd
EP-2022-05415 | 2022-06-27 | 209 W 6TH AVENUE, Vancouver, BC | Electrical Permit | Commercial | Tenant Improvement | Completed | Installation / Repair - Commercial - Minor renovations Receptacles Data Re&Re fixtures Add Fixtures Interior alterations to this existing tenants General office in this existing commercial building on this site. Scope of Work: Relocate interior walls. Reconfigure accessible washroom. Lighting and Electrical to suit. | Kato Electrical Inc
EP-2022-05912 | 2022-07-14 | 2198 YUKON STREET, Vancouver, BC | Electrical Permit | Commercial | Addition | Completed | Installation / Repair - Commercial - Computer Network Data Wiring >BP: Interior and exterior alterations: Interior and exterior alterations and a change of use from Wholesale – class A (group F2) to Laboratory with ancillary office (group F2) in this existing 2-storey commercial/industrial building. Exterior alteration is to install 1 new roof-top unit and one gas generator on the roof. Building Review Branch Notes: 1) Maximum Occupant load proposed is 50 persons. 2) Separate permit and additional washroom will be required if total occupant load exceed 50 persons. CRP: Tyler Schmidt, Architect, 778-279-6268, Email:tyler@tschmidtarchitect.com Tenant: AbCellera Biologics. Note: "This permit has been reviewed under the 2019 Vancouver Building By-law (#12511)." “Processed during the pandemic crisis.” | Secan Technologies Inc
EP-2022-05570 | 2022-07-04 | 2198 YUKON STREET, Vancouver, BC | Electrical Permit | Commercial | Addition | Completed | Installation / Repair - Commercial - Installation of HVAC/ DDC controls Scope as follows: -DDC Control for AHU-1/CU-3 and EDH-1 & 2 (as per drawing M3.0) -DDC Control of MUA-1/CU-1 and EF-2 (tied to the AHU-1 DDC control panel) -Install and wire the OA damper actuator -Install and wire MUA fan VFD control (reset signal) -Install and wire (2) control relays (compressor and reversing valve) -Installation of low voltage room thermostat for FCU-1,2,3, 4 and control wiring -Installation of interlock wiring between FCU-1,2,3,4, BS-1 and CU-2 >BP: Interior and exterior alterations: Interior and exterior alterations and a change of use from Wholesale – class A (group F2) to Laboratory with ancillary office (group F2) in this existing 2-storey commercial/industrial building. Exterior alteration is to install 1 new roof-top unit and one gas generator on the roof. Building Review Branch Notes: 1) Maximum Occupant load proposed is 50 persons. 2) Separate permit and additional washroom will be required if total occupant load exceed 50 persons. CRP: Tyler Schmidt, Architect, 778-279-6268, Email:tyler@tschmidtarchitect.com Tenant: AbCellera Biologics. Note: "This permit has been reviewed under the 2019 Vancouver Building By-law (#12511)." “Processed during the pandemic crisis.” | Wolf Electric Ltd
EP-2021-09136 | 2022-01-05 | 2198 YUKON STREET, Vancouver, BC | Electrical Permit | Commercial | Tenant Improvement | Completed | Installation / Repair - Commercial - New and relocated electrical to suit renovations including lighting, receptacles, mechanical connections, fire alarm modifications, distribution, back up generator. Voice and data by others. no service work to be done. We will be adding 2 @ 125amp 208v 3ph panelboards and 1 @ 225amp 208v 3ph panelboard fed from existing building distribution. >BP: Interior and exterior alterations: Interior and exterior alterations and a change of use from Wholesale – class A (group F2) to Laboratory with ancillary office (group F2) in this existing 2-storey commercial/industrial building. Exterior alteration is to install 1 new roof-top unit and one gas generator on the roof. Building Review Branch Notes: 1) Maximum Occupant load proposed is 50 persons. 2) Separate permit and additional washroom will be required if total occupant load exceed 50 persons. CRP: Tyler Schmidt, Architect, 778-279-6268, Email:tyler@tschmidtarchitect.com Tenant: AbCellera Biologics. Note: "This permit has been reviewed under the 2019 Vancouver Building By-law (#12511)." “Processed during the pandemic crisis.” | Corporate Electric Limited
SP-2021-00994 | 2022-01-13 | 2198 YUKON STREET, Vancouver, BC | Sprinkler Permit | Commercial | Tenant Improvement | Completed | Commercial - Sprinkler alterations and a change of use from Wholesale – class A (group F2) to Laboratory with ancillary office in this existing 2-storey commercial/industrial building. | Phaser Fire Protection Ltd
EP-2023-07157 | 2023-08-08 | 303 W CORDOVA STREET, Vancouver, BC | Electrical Permit | Commercial | Renovation | Completed | Installation / Repair - Commercial - Change location of ceiling light fixtures with surface BX, install additional new receptacle to change counter location from back wall to center of store. Clean up existing exposed wiring and cover open junction boxes. There are 6 existing vintage metal pendants and the location is changing. They have led lamps prior and after relocation, only the location is changing. | Terminal City Electric Ltd
EP-2022-04766 | 2022-06-14 | 307 W CORDOVA STREET, Vancouver, BC | Electrical Permit | Commercial | New | Completed | Installation / Repair - Commercial - C.C.T.V, alarm system install -no maglocks | Arpel Security & Monitoring Ltd
GP-2023-00937 | 2023-03-16 | 6676 DOMAN STREET, Vancouver, BC V5S 3H4 | Gas Permit | Residential | Renovation | Completed | Residential - boiler replacement | Angels Heating & Cooling Ltd
EP-2022-00128 | 2022-02-02 | 4238 FRASER STREET, Vancouver, BC V5V 4G2 | Electrical Permit | Commercial | Tenant Improvement | Completed | Installation / Repair - Commercial - RE & RE Split Heat Pump. Retrofit. Service remained the same, breaker & electrical feed confirmed to be originally sized properly. -Yes, heat pump will be replaced in the exact same location. >BP: Interior alterations and a change of use from a dry-cleaning establishment to a health-care office for a new tenant in 4238 Fraser St on the ground floor of this mixed-use building. Scope of work to include: remove and construct interior partition walls/doors to accommodate new layout, millwork, finishes, plumbing/fixtures, mechanical and electrical for dental equipment Tenant: Dr. S Sahi Schedule B Mechanical/Plumbing & Schedule A - Satwik Shetty P.Eng - 778-360-2153 Schedule B Electrical - Abdul El-Haddad P.Eng - 778-360-2153 E2 - Lighting - Upgrade to incorporate Scheduled Shutoff (per 9.4.1.1.(i) of ASHRAE 90.1-2016) | Haakon Industries (Canada) Ltd.
PP-2022-00284 | 2022-02-01 | 4238 FRASER STREET, Vancouver, BC V5V 4G2 | Plumbing Permit | Commercial | New | Completed | Commercial - Commercial Dental Office TI Interior alterations and a change of use from a dry-cleaning establishment to a health-care office for a new tenant in 4238 Fraser St on the ground floor of this mixed-use building. Scope of work to include: remove and construct interior partition walls/doors to accommodate new layout, millwork, finishes, plumbing/fixtures, mechanical and electrical for dental equipment ** Amend 06/23/2022** Leave all 5 sinks on permit one of those sinks are for rough in only | SYNC MECHANICAL LTD
EP-2022-00815 | 2022-02-08 | 4238 FRASER STREET, Vancouver, BC V5V 4G2 | Electrical Permit | Commercial | Tenant Improvement | Completed | Installation / Repair - Commercial - Installation of a new dental office, branch cct, exit , em lighting, lighting, data wiring, bonding CEC SECTION 24 APPLIES >BP: Interior alterations and a change of use from a dry-cleaning establishment to a health-care office for a new tenant in 4238 Fraser St on the ground floor of this mixed-use building. Scope of work to include: remove and construct interior partition walls/doors to accommodate new layout, millwork, finishes, plumbing/fixtures, mechanical and electrical for dental equipment Tenant: Dr. S Sahi Schedule B Mechanical/Plumbing & Schedule A - Satwik Shetty P.Eng - 778-360-2153 Schedule B Electrical - Abdul El-Haddad P.Eng - 778-360-2153 E2 - Lighting - Upgrade to incorporate Scheduled Shutoff (per 9.4.1.1.(i) of ASHRAE 90.1-2016) Ok for field review per N.Jalalkamali | ATOMIC ELECTRICAL SOLUTIONS LTD.
SP-2022-00145 | 2022-02-04 | 4238 FRASER STREET, Vancouver, BC V5V 4G2 | Sprinkler Permit | Commercial | Tenant Improvement | Completed | Commercial - Relocate existing and add new as per new layout and NFPA 13 standards >BP: Interior alterations and a change of use from a dry-cleaning establishment to a health-care office for a new tenant in 4238 Fraser St on the ground floor of this mixed-use building. Scope of work to include: remove and construct interior partition walls/doors to accommodate new layout, millwork, finishes, plumbing/fixtures, mechanical and electrical for dental equipment Tenant: Dr. S Sahi Schedule B Mechanical/Plumbing & Schedule A - Satwik Shetty P.Eng - 778-360-2153 Schedule B Electrical - Abdul El-Haddad P.Eng - 778-360-2153 E2 - Lighting - Upgrade to incorporate Scheduled Shutoff (per 9.4.1.1.(i) of ASHRAE 90.1-2016) Ok for field review per N.Jalalkamali >*****This application does not include any of the following: 1. Not more than 20 sprinklers (add, relocate, or remove), 2. hydraulic calculations, 3. change in occupancy and /or hazard classification, 4. warehouse storage arrangements, 5. mobile compact storage arrangements, 6. alternative solutions, 7. changes to the sprinkler system supply piping (e.g. valves, mains, cross-mains, branch-lines, etc.), or 8. flexible sprinkler pipe. | Bernin Fire Protection Ltd
EP-2022-04336 | 2022-06-15 | 335 BURRARD STREET, Vancouver, BC V6C 0C5 | Electrical Permit | Commercial | Tenant Improvement | Completed | Installation / Repair - Commercial - Installation of lighting occupancy switches and sensors in the office space. >BP:#1510 - 15th floor (changed from #1540) Interior alterations to provide tenant improvements for this existing office tenant on the 15th floor (#1510) of this existing building on this site. Scope of work: construct two partition walls/doors. TENANT: Bastian Capital | Ainsworth Inc
PP-2023-04237 | 2023-12-05 | 1735 W 4TH AVENUE, Vancouver, BC V6J 1M2 | Plumbing Permit | Commercial | Addition | Completed | Commercial - 1/2" DCVA as per city's request CROSS CONNECTION - LTR UPLOADED | NORTHBOUND MECHANICAL LTD.
EP-2022-07241 | 2022-08-29 | 145 E 21ST AVENUE, Vancouver, BC V5V 1P7 | Electrical Permit | Residential | Addition | Completed | Installation / Repair - Residential - EV Charger Install Amend: Aug 31, 2022 Correct address is 145 East 21st Avenue | Wire-Man Electric Ltd
EP-2023-10728 | 2023-12-01 | 1300 GRANVILLE STREET, Vancouver, BC V6Z 1M7 | Electrical Permit | Commercial | Addition | Completed | Installation / Repair - Commercial - wiring and installation of alarm system panel -rough-wire the Main Control Panel and the Siren, completion of complete security alarm system with wireless devices, all Devices/Sensors are going to be Wireless. | Telus Custom Security Systems Inc
EP-2024-00051 | 2024-01-05 | 3518 W 41ST AVENUE, Vancouver, BC V6N 3E6 | Electrical Permit | Commercial | Renovation | Issued | Installation / Repair - Commercial - Rewiring lights, receptacles, emergency lights fixture as per AGB Systems Engineering Consultants. Fire Alarm: adding pull station and buzzers. >BP: Interior alterations and a change of use from Beauty Salon to Animal Clinic to provide improvements for a new tenant at 3518 W41st Ave on the ground floor of this mixed use building on this site. | O J ELECTRIC LTD
EP-2023-02258 | 2023-03-16 | 503 RAILWAY STREET, Vancouver, BC V6A 1A7 | Electrical Permit | Commercial | New | Issued | Temporary Power - Commercial - To provide temporary power. | INT Electrical Ltd
PP-2023-02148 | 2023-06-19 | 503 RAILWAY STREET, Vancouver, BC V6A 1A7 | Plumbing Permit | Commercial | New | Completed | Commercial - Added Backflow for Temp Water | Encon Performance Inc
SP-2024-00060 | NULL | 505 RAILWAY STREET, Vancouver, BC V6A 1A7 | Sprinkler Permit | Commercial | New | In Review | Commercial - New sprinkler system >BP: To construct a 8 storey (7 storey per Zoning and Development Bylaw) mixed-use high building consisting of manufacturing spaces and offices, and 2 parkade levels. (shell permit) Exterior exit route leads across a shared exterior space with the adjacent West property (495 Railway). Copy of the easement (from 1963) has been provided. | Phaser Fire Protection Ltd
EP-2023-10819 | 2023-12-01 | 505 RAILWAY STREET, Vancouver, BC V6A 1A7 | Electrical Permit | Commercial | New | Issued | Temporary Power - Commercial - To provide temporary power. | 0777792 BC Ltd
EP-2022-04021 | 2022-05-18 | 440 CAMBIE STREET #101, Vancouver, BC V6B 2N5 | Electrical Permit | Commercial | Renovation | Completed | Installation / Repair - Commercial - Office renovation. This will include the removal of some existing receptacles and the addition of some new receptacles via EMT. Some lighting will be removed and some relocated. -all we are doing when it comes to lighting is rotating a light in the storage room to accommodate for the new framing. Furthermore I was told by the general contractor that the architect had spoken to the city and the ashrae was waived because the project is only affecting less than 10% of the lighting. >BP: Interior alterations to provide tenant improvements for this new General Office tenant on the ground floor (#101) in this existing Vancouver Heritage B Commercial Building. Scope of work: select demo/ construction of new drywall, partition, & doors to alter layout. Electrical and Sprinklers to suit. TENANT: Ocean Wise Conservation Association * DBI to determine if a Sprinkler Permit is required. Letters of Assurance submitted by: Schedule A and Architectural Schedule B, Ken G. Wong, Architect, AIBC, ph: 604-899-4549 OK For Field Review per K. Vogt - Mar 31/22 E2 - Lighting - Upgrade to Local Control (per 9.4.1.1 (a) of ASHRAE 90.1-2016 Amend: May 24, 2022 to add in my permit that we will be doing some relocating and finish of internet lines this was included in the original cost of the project. No new lines were run. We just cut off the jacks to move the wires and we will be terminating them in their new location. | NORTHERN LIGHTS ELECTRIC LTD
GP-2023-02102 | 2023-07-13 | 6607 ARGYLE STREET, Vancouver, BC V5P 3K5 | Gas Permit | Residential | Tenant Improvement | Completed | Residential - Replacement of leaking/aging combi boiler. Replacement is of LKQ. Adapted onto existing pipework with slight alterations to accommodate new service manifold and pump. Adapted onto existing system 636 venting and abs combustion venting | A-1 Drainage Plumbing & Heating Limited
PP-2023-01600 | 2023-05-29 | 403 POWELL STREET, Vancouver, BC V6A 1G7 | Plumbing Permit | Commercial | Tenant Improvement | Completed | Commercial - Adding 5 floor drains >BP: Interior alterations to provide improvements to this existing Vancouver registered Heritage "B" , retail, office & rooming house building on this site. Scope of work: bathroom repairs on second (224 *see Rev #1) and third (334 *see Rev #1) floor. Supply and install subfloor, insulation, vapor barrier, drywall, fire caulking, shower surround and trims and finishes. To repair fire rated assembly between the 1st and 2nd, and 2nd and 3rd floors. REVISION #1: to correct the numbers in the above Scope of Work. Bathroom 224 on the second floor should be 229 and Bathroom 334 on the third floor should be 324 as per Building Inspector A. Cashato. Feb 6, 2023 mlh | Clearly Plumbing and Drainage Ltd
EP-2023-09717 | 2023-11-07 | 6201 FLEMING STREET, Vancouver, BC V5P 3G7 | Electrical Permit | Residential | Addition | Completed | Installation / Repair - Residential - Installation of associated wiring for a new solar array on the roof, the system is a grid-tie-only. >BP: Exterior alterations only to provide for the installation of twelve (12) flush mounted solar panels on the existing gable roof at this existing Laneway House building. OK for Direct To Inspections processing as per Howie Chow, August 23, 2023. Schedule B - Structural provided by Justin T. Mawoko (P.Eng) 289-923-1772. | Haven Solar Inc
EP-2023-10876 | 2023-12-14 | 4120 BALACLAVA STREET, Vancouver, BC V6L 1V5 | Electrical Permit | Residential | Renovation | Issued | Installation / Repair - Residential - Upper floor bathroom renovation. bedroom electrical renovation including new light fixtures, outlets, 2x CO detectors , new floor heat circuit - 600w >Permit Amendment Dec 19, 2023 "Upgrade 100 amp overhead 120/240v electrical service to 200 amp + heat pump install" *Document(s) uploaded to "Application Documents" tab for Electrical Inspector review. Documents are at pending status at time of permit amendment approval >BP: Exterior and Interior alterations to provide improvement and to change the use from Single Detached House to Single Detached House with Secondary Suite at this existing building on this site. Scope of work includes floor layout changes on all floors and addition/removal of doors and window Ok for Field Review as per Kirat Kang - May 17, 2023 Okay to relax the secondary suite size to 331sf as per S. Erichsen, Notes: -Schedule B, Structural, KE JIAN, P.ENG. MA Permit to practice# 100149 -REUP submitted by Scott Silverthorn, 604 787 1952 - This building is not sprinklered. DBI to determine on site if a separate sprinkler permit is required. - No strata-titling will be permitted. - An annual Vancouver Business License must be obtained prior to the rental of this approved one-family dwelling and/or secondary suite on this site. - Install interconnected, hardwired, 120 volt smoke alarms with battery back-up and silencing feature, in each sleeping unit and on each storey as per Building Bylaw 9.10.19. - Install Carbon Monoxide Alarm as per Building By-Law 9.32.4.2. | Kato Electrical Inc
MP-2024-00108 | 2024-01-25 | 4120 BALACLAVA STREET, Vancouver, BC V6L 1V5 | Mechanical Permit | NULL | NULL | Issued | NULL | Quick Cool Heating and Air Conditioning Ltd
GP-2022-02580 | 2022-08-30 | 4120 BALACLAVA STREET, Vancouver, BC V6L 1V5 | Gas Permit | Residential | Renovation | Completed | Residential - RE & RE Gas Boiler Replacement | Pro West Heating & Air Conditioning Ltd
EP-2022-08148 | 2022-09-27 | 4120 BALACLAVA STREET, Vancouver, BC V6L 1V5 | Electrical Permit | Commercial | Renovation - Dwelling Unit(s) only | Cancelled | Installation / Repair - Commercial - Upgrade main electrical panel and maintain existing Hydro service. Upgrade ground plate. | CF Electrical Services ltd
PP-2023-00757 | 2023-03-07 | 3601 MARINE WAY, Vancouver, BC V1V 1V1 | Plumbing Permit | Commercial | New | Completed | Commercial - New Neighbourhood Park Construction | Rust Investments Ltd
EP-2022-03919 | NULL | 2468 BAYSWATER STREET #302, Vancouver, BC V6K 4B3 | Electrical Permit | Residential | Renovation - Dwelling Unit(s) only | Application Incomplete | Installation / Repair - Residential - Install ceiling fan power in living room and pot light in desk area | TCA Industries Ltd
GP-2022-03400 | 2022-11-02 | 1751 E 2ND AVENUE, Vancouver, BC V5N 1E3 | Gas Permit | Residential | New | Completed | Residential - Remove old navien & install new navien combi boiler | Westrim Plumbing & Heating Ltd
MP-2023-00210 | 2023-02-16 | 835 E 31ST AVENUE, Vancouver, BC V5V 2X2 | Mechanical Permit | NULL | NULL | Completed | NULL | Milani Electric Limited
EP-2023-01332 | 2023-02-17 | 835 E 31ST AVENUE, Vancouver, BC V5V 2X2 | Electrical Permit | Residential | Renovation | Completed | Installation / Repair - Residential - Electrical supply for Heat Pump related: MP-2023-00210 | Milani Electric Limited
EP-2023-05235 | 2023-07-28 | 610 GRANVILLE STREET, Vancouver, BC V6C 3T3 | Electrical Permit | Commercial | Renovation | Issued | Installation / Repair - Commercial - Demolition and installation of electrical systems to bring L1, L2, L3 tenant spaces back to base building in preparation for new tenants. There is modification to the service to add feeders for new elevators and escalators. >BP: Interior alterations an existing two-level suite and Change of Major Occupancy from Fitness Centre (Group A2) to a Retail Shell space (Group E; 660 Granville St.) on Level 2 & Level 3 in this existing Municipally-Designated Heritage B mixed-use building. Scope of work includes removal of convenience stair and interconnected floor space connecting 3rd and 4th Floor amenity spaces, upgrading accessible washrooms on Level 4 to meet the current accessibility provisions (A4 upgrade), installation of demising walls on Level 1 to provide a separate entrance from 672 Granville St. at the West corner of the building, with replacement of exterior storefront door, and installation of new escalators, a freight elevator, a passenger elevator, and convenience stairs from Levels 1 to 3. This is a CP Process Permit and the applicant is Michael Linton, P. Eng., CP. ******REVIEWED UNDER THE PROVISIONS OF VBBL 2019******** Building Review Branch Note: This work is done by Landlord with Design Upgrade Levels F4, S4, N4, A4, & E4. Separate permits are required for a future tenant improvement and upgrade to Radio Antenna System (Part of F4). STAGED CONSTRUCTION Stage 1: Interior Alterations to Remove Existing finishes and equipment. (April 18, 2023 by A. Min) Stage 2: Interior and exterior alterations and Change of Major Occupancy for the shell space. (Jun 1, 2023 by A. Min) | Advanco Electric Ltd
NULL | NULL | 1020 W BROADWAY, Vancouver, BC V6H 1E6 | Electrical Permit | Commercial | Renovation | Draft | Installation / Repair - Commercial - a gulf merchandise retail store renovation. wiring and install all outlets, lighting system. | Aidea Solutions Ltd
EP-2023-06255 | 2023-07-12 | 1020 W BROADWAY, Vancouver, BC V6H 1E6 | Electrical Permit | Commercial | Tenant Improvement | Completed | Installation / Repair - Commercial - Rough in and completion for cctv and data. >BP: Interior alterations to provide improvements for a new retail tenant with ancillary fitness centre (maximum 25% of principal use) in this existing mixed-use building on the site. Scope of Work: Removing existing demising walls and ramps. New partition walls, doors, drop ceiling, electrical outlets, lighting fixtures, and existing HVAC to modify existing distribution. New Tenant: Ultimate Golf Lounge INC OK for Field Review as per S.Yu on April 15, 2023 OK for BP as per D. Jung on March 31, 2023 Notes: - DBI to determine headroom clearance on site where the area from raised platform to +/- 4FT Bulkhead. - Schedule B Architectural, Danny Ka Wai Wong, Architect, 604-773-2068 - Building is sprinklered. A separate sprinkler permit is required for all related work. Storefront glazing is to remain clear and unobstructed. No translucent or opaque film, artwork, shelving, display case, curtains or similar elements are to be installed on or directly outside or inside of the approved glazing. Separate permit is required for all signage. Shelving units shall not be more than 6'H. A structural engineer is required if the shelving units are more than 6'H. Energy Checklist is currently no longer required with your Building Permit application. Some supporting documents are still required at BP stage, specifically Envelope and HVAC, if applicable. Service Water Heating and Lighting supporting documents, if applicable, must be submitted with your related trade's permits (e.g. electrical and plumbing). | Guardian Security Systems ltd
EP-2023-08629 | 2023-09-25 | 1020 W BROADWAY, Vancouver, BC V6H 1E6 | Electrical Permit | Commercial | Renovation | Completed | Installation / Repair - Commercial - Installation of wiring for all outlets and lighting for an indoor Golf rental store. >BP: 1020 W Broadway Interior alterations to provide improvements for a new retail tenant with ancillary fitness centre (maximum 25% of principal use) in this existing mixed-use building on the site. Scope of Work: Removing existing demising walls and ramps. New partition walls, doors, drop ceiling, electrical outlets, lighting fixtures, and existing HVAC to modify existing distribution. New Tenant: Ultimate Golf Lounge INC | Aidea Solutions Ltd
SP-2023-01637 | 2023-09-07 | 1020 W BROADWAY, Vancouver, BC V6H 1E6 | Sprinkler Permit | Commercial | Tenant Improvement | Completed | Commercial - new sprinkler pendants for new bulkhead ceilings >BP: 1020 W Broadway Interior alterations to provide improvements for a new retail tenant with ancillary fitness centre (maximum 25% of principal use) in this existing mixed-use building on the site. Scope of Work: Removing existing demising walls and ramps. New partition walls, doors, drop ceiling, electrical outlets, lighting fixtures, and existing HVAC to modify existing distribution. *****This application does not include any of the following: 1. Not more than 20 sprinklers (add, relocate, or remove), 2. hydraulic calculations, 3. change in occupancy and /or hazard classification, 4. warehouse storage arrangements, 5. mobile compact storage arrangements, 6. alternative solutions, 7. changes to the sprinkler system supply piping (e.g. valves, mains, cross-mains, branch-lines, etc.), or 8. flexible sprinkler pipe. | Yu Fire Protection Inc.
PP-2023-01943 | 2023-05-31 | 1050 W BROADWAY, Vancouver, BC V6H 1E6 | Plumbing Permit | Commercial | Tenant Improvement | Completed | Commercial - to decommission an existing shower >BP: Interior alterations to provide tenants improvements for a new tenant (Fitness – Group A2) on the second storey of the existing mix-used building on this site. | Plumb Rite Plumbing and Heating Ltd
EP-2023-04373 | 2023-05-23 | 1050 W BROADWAY, Vancouver, BC V6H 1E6 | Electrical Permit | Commercial | Tenant Improvement | Completed | Installation / Repair - Commercial - Installation of CCTV, data and video. >BP: Interior alterations to provide tenants improvements for a new tenant (Fitness – Group A2) on the second storey of the existing mix-used building on this site. Schedule A and Schedule B (Architectural), Danny Ka Wai Wong, AIBC submitted for this project. OK for BP only, S.Yu on 2023.03.31 Building Review Notes: 1. This permit has been reviewed under the requirements of the VBBL #12511 (2019) 2. Separate Sprinkler permit required for any proposed sprinkler work. 3. Contractor requires a valid business license prior to the commencement of any work. | Guardian Security Systems ltd
SP-2023-00872 | 2023-05-17 | 1050 W BROADWAY, Vancouver, BC V6H 1E6 | Sprinkler Permit | Commercial | Tenant Improvement | Completed | Commercial - add 14 new sprinkler pendants for new golf rooms >BP: Interior alterations to provide tenants improvements for a new tenant (Fitness – Group A2) on the second storey of the existing mix-used building on this site. *****This application does not include any of the following: 1. Not more than 20 sprinklers (add, relocate, or remove), 2. hydraulic calculations, 3. change in occupancy and /or hazard classification, 4. warehouse storage arrangements, 5. mobile compact storage arrangements, 6. alternative solutions, 7. changes to the sprinkler system supply piping (e.g. valves, mains, cross-mains, branch-lines, etc.), or 8. flexible sprinkler pipe. | Yu Fire Protection Inc.
EP-2023-04329 | 2023-05-23 | 1050 W BROADWAY, Vancouver, BC V6H 1E6 | Electrical Permit | Commercial | Renovation | Completed | Installation / Repair - Commercial - Renovation: wiring and install all outlet, lighting and electrical equipment, existing 400 A, 3 phase, 120/208 sub-service. >BP: Interior alterations to provide tenants improvements for a new tenant (Fitness – Group A2) on the second storey of the existing mix-used building on this site. Schedule A and Schedule B (Architectural), Danny Ka Wai Wong, AIBC submitted for this project. OK for BP only, S.Yu on 2023.03.31 Building Review Notes: 1. This permit has been reviewed under the requirements of the VBBL #12511 (2019) 2. Separate Sprinkler permit required for any proposed sprinkler work. 3. Contractor requires a valid business license prior to the commencement of any work. | Aidea Solutions Ltd
NULL | NULL | 1050 W BROADWAY, Vancouver, BC V6H 1E6 | Electrical Permit | Commercial | Renovation | Draft | Installation / Repair - Commercial - A indoor golf club renovation. wiring and install the lighting system, plugs and electrical equipment. | Aidea Solutions Ltd
EP-2023-09123 | 2023-11-16 | 368 KINGSWAY, Vancouver, BC V5T 3J6 | Electrical Permit | Commercial | Addition | Completed | Installation / Repair - Commercial - Install new sub service, distribution and connections for new EV chargers >Permit Amendment Nov 23, 2023 Sub Service 1: 3 Phase/ 4 Wire: 200A ¦ Meter only Sub Service 2: 3 Phase/ 4 Wire: 400A ¦ Meter only | Finn Electric Ltd DBA Litespan Electric
EP-2022-01329 | 2022-02-23 | 342 E HASTINGS STREET, Vancouver, BC V6A 1P4 | Electrical Permit | Commercial | New | Completed | Installation / Repair - Commercial - We will install 1/2” EMT from the electrical panel over to the specified location to provide power to the intercom equipment. We will install a box with two receptacles to ensure there are enough outlets for the equipment. We will provide a dedicated 15A circuit complete with circuit identification. -- there will be no modifications to building structure for the work being performed. - 2" holes that are going through the wooden floor are in an open stairwell and are on the landing of each floor. We could actually sealed around the conduits with caulking as it is more esthetic. - 2" hole in wall of office will be used to bring a 1" conduit from the office to the stairwell. From the location of the intercom equipment in the office, we will run a 1” EMT conduit, stopping on each floor and installing a box above each door. We will install an 18/2 cable, which will be daisy chained through the floors and a shielded Cat5e cable home run to each floor. The low voltage cables will not be terminated at any of the locations and will be coiled up for others. Each cable to be identified using adhesive labels. Covers for all electrical boxes and accessible conduit straps in the common areas will be complete with tamper proof fasteners. All penetrations in walls and floors will be sealed complete with firestop caulking or puddy. | Black & McDonald Limited
PP-2023-02070 | 2023-06-13 | 346 E HASTINGS STREET, Vancouver, BC V6A 1P4 | Plumbing Permit | Commercial | Tenant Improvement | Completed | Commercial - Installation of Condensate Drainage | Ainsworth Inc
MP-2023-01084 | 2023-06-13 | 346 E HASTINGS STREET, Vancouver, BC V6A 1P4 | Mechanical Permit | NULL | NULL | Completed | NULL | Ainsworth Inc
EP-2023-05088 | 2023-06-19 | 346 E HASTINGS STREET, Vancouver, BC V6A 1P4 | Electrical Permit | Commercial | Tenant Improvement | Completed | Installation / Repair - Commercial - Electrical connection for new HVAC unit *An approved mechanical permit is required for the installation of air conditioning or heat pump unit at the time of installation before an electrical inspection will be performed | Bemister Electric Ltd.
EP-2023-02486 | 2023-03-23 | 1390 RICHARDS STREET, Vancouver, BC V6B 3G6 | Electrical Permit | Commercial | Renovation | Completed | Installation / Repair - Commercial - Supply and install plugs, lights and switches for the Reno *Amend Jun 19, 2023: -"Add low voltage for speakers" >BP: Interior alterations to change of use from Restaurant (SHELL) to Beauty Salon and provide first tenant improvements on the ground floor of this existing mixed use building. Scope of work includes coring the slab for new plumbing, reconfiguring interior walls and new lighting throughout. New Tenant: Beau Salon Ok for field review per J. Zhang - Jan 17/23 Notes: - This building is sprinklered. DBI to determine on site if a separate sprinkler permit is required. - DBI to determine on site if Schedule B, Structural, is required. - Schedule B, Mechanical & Plumbing, Bassam Sabeeh Al-Mahameed, P.Eng, 604-589-5879. - No translucent or opaque film, artwork, posters, shelving, display cases or similar elements are to be installed on or directly outside or inside of the approved glazing frontages and windows. Energy checklist is currently no longer required with your Building Permit application. Some supporting documents are still required at BP stage, specifically Envelope and HVAC, if applicable. Service Water Heating and Lighting supporting documents, if applicable, must be submitted with your related trades permits (e.g. electrical and plumbing). | David Stein
PP-2023-01005 | 2023-03-23 | 1390 RICHARDS STREET, Vancouver, BC V6B 3G6 | Plumbing Permit | Commercial | Tenant Improvement | Completed | Commercial - tenant improvement for new Hair salon (new plumbing for hair wash sink , kitchen sink , Hand wash sink , Washer machine ) >BP: Interior alterations to change of use from Restaurant (SHELL) to Beauty Salon and provide first tenant improvements on the ground floor of this existing mixed use building. Scope of work includes coring the slab for new plumbing, reconfiguring interior walls and new lighting throughout. | Caspian Mechanical Ltd
EP-2023-03004 | 2023-04-05 | 2770 SOPHIA STREET, Vancouver, BC V5T 0A4 | Electrical Permit | Commercial | NULL | Issued | Annual / Operating - Maintenance of EV-EMS and EV charging infrastructure | Stream Energy Systems Inc
EP-2023-00702 | NULL | 2770 SOPHIA STREET, Vancouver, BC V5T 0A4 | Electrical Permit | Commercial | Renovation | Withdrawn | Installation / Repair - Commercial - EV Ready Infrastructure Installation for 96 charging stations with 3:1 circuit sharing. Unico Power Cerebro EMS with Aprisa chargers plus EVSE installs as follows: P3 Level: 55, 23, 36, 70, 73, 49, 22, 78/79*, 81 P2 Level: 2, 8, 25/26*, 14/15* * denotes shared single EVSE between two stalls | Stream Energy Systems Inc
EP-2023-00703 | 2023-03-03 | 2770 SOPHIA STREET, Vancouver, BC V5T 0A4 | Electrical Permit | Commercial | Renovation | Completed | Installation / Repair - Commercial - EV Ready Infrastructure Installation for 96 charging stations with 3:1 circuit sharing. Unico Power Cerebro EMS with Aprisa chargers plus EVSE installs as follows: P3 Level: 55, 23, 36, 70, 73, 49, 22, 78/79*, 81 P2 Level: 2, 8, 25/26*, 14/15* * denotes shared single EVSE between two stalls *Amend Jun 09, 2023 -Add EVSE for stall 27 | Stream Energy Systems Inc
EP-2023-09344 | 2023-10-17 | 2770 SOPHIA STREET, Vancouver, BC V5T 0A4 | Electrical Permit | Commercial | Addition | Completed | Installation / Repair - Commercial - Installation of EV Charger into EV Ready building. | Berts Electric (2001) Ltd
EP-2023-07905 | 2023-08-31 | 1111 ALBERNI STREET, Vancouver, BC V6E 4V2 | Electrical Permit | Commercial | Addition | Issued | Installation / Repair - Commercial - Install a Tesla Wall Connector in parking stall 267, maximum output is set to 32 amps. The existing 208v 40a circuit installed via EP-2018-06414 to be used to power the EVSE. No new wiring to be installed, only EVSE is to be mounted. | Cielo Electric Ltd
EP-2023-10916 | 2023-12-08 | 128 W CORDOVA STREET, Vancouver, BC V6B 0E6 | Electrical Permit | Commercial | Tenant Improvement | Completed | Installation / Repair - Commercial - Install Cat6 communication acble at P1 Communication room to Comm Room floor 21 in existing conduit. | 0965676 BC Ltd
EP-2022-00018 | 2022-01-07 | 1011 W CORDOVA STREET, Vancouver, BC V6C 0B2 | Electrical Permit | Commercial | New | Completed | Installation / Repair - Commercial - Install 30KVA 600V Delta to 120/208V Wye transformer and 100A 120/208 panel in elevator machine room to support elevator repair work (welding, grinding). Installation will only be in use when one of the elevators is taken out of service. -There is no change to existing service, or existing grounding/bonding. | Smith Industries Ltd
EP-2022-03944 | 2022-05-15 | 181 W 1ST AVENUE, Vancouver, BC V5Y 0E3 | Electrical Permit | Commercial | Addition | Completed | Installation / Repair - Commercial - Installation of 40A 208V circuit and receptacle at P2 stall 141 | S1 ELECTRIC LTD
EP-2022-03196 | 2022-04-26 | 181 W 1ST AVENUE, Vancouver, BC V5Y 0E3 | Electrical Permit | Commercial | Renovation | Completed | Installation / Repair - Commercial - Install an EV charger @Parking Stall 142, adding a Receptacle Outlet For Electric Car, not a station. | Chambers Electrical Corp
EP-2022-03112 | 2022-05-09 | 181 W 1ST AVENUE, Vancouver, BC V5Y 0E3 | Electrical Permit | Commercial | Renovation | Completed | Installation / Repair - Commercial - "Tesla Charger " Run wire in existing 2” EMT to junction box for EV in parkade Branch out of this box with 3/4” to location of charger in parking slot . Continue wire run through new pipe , mount new charger and install. - install: 2 pole 50amp breaker #6 wiring 100 metres approx EMT and EMT accessories. 75 metres approx >>>Amend: July 21st -new load calculation uploaded Amend: Sept 2, 2022 attached load calculation requested by the inspector. I will schedule another inspection, so pls let me know if the load is what the inspector needs. | Kato Electrical Inc
EP-2023-06706 | 2023-07-25 | 123 W 1ST AVENUE, Vancouver, BC V5Y 0C9 | Electrical Permit | Commercial | NULL | Issued | Annual / Operating - Annual Operating Permit Renewal of EP-2022-06498 Valid: Jul 28, 2023 - Jul 27, 2024 Management of electrical safety and maintenance for Strata Plan BCS3830. Direct service and maintenance of secondary distribution systems under 750V by S1 Electric Ltd. | S1 ELECTRIC LTD
EP-2022-06498 | 2022-08-03 | 123 W 1ST AVENUE, Vancouver, BC V5Y 0C9 | Electrical Permit | Commercial | NULL | Expired | Annual / Operating - Annual Operating Permit Renewal of EP-2021-05745 Valid: Jul 28, 2022 - Jul 27, 2023 Management of electrical safety and maintenance for Strata Plan BCS3830. Direct service and maintenance of secondary distribution systems under 750V by S1 Electric Ltd. | S1 ELECTRIC LTD
EP-2022-06497 | 2022-08-03 | 1661 ONTARIO STREET, Vancouver, BC V5Y 0C3 | Electrical Permit | Commercial | NULL | Expired | Annual / Operating - Annual Operating Permit Renewal of EP-2021-05744 Valid: 07/29/2022 til 07/28/2023 Management of electrical safety and maintenance for Strata Plan BCS3841. Direct service and maintenance of secondary distribution systems under 750V by S1 Electric Ltd. | S1 ELECTRIC LTD
EP-2023-06707 | 2023-07-25 | 1661 ONTARIO STREET, Vancouver, BC V5Y 0C3 | Electrical Permit | Commercial | NULL | Issued | Annual / Operating - Annual Operating Permit Renewal of EP-2022-06497 Valid: 07/29/2023 until 07/28/2024 Management of electrical safety and maintenance for Strata Plan BCS3841. Direct service and maintenance of secondary distribution systems under 750V by S1 Electric Ltd. | S1 ELECTRIC LTD
EP-2023-05748 | 2023-06-28 | 1633 ONTARIO STREET, Vancouver, BC V5Y 0C2 | Electrical Permit | Commercial | Renovation | Completed | Installation / Repair - Commercial - Install 2 EVSEs for stalls 197 & 172 to existing EV infrastructure & EV-EMS system. Note EV loads for all stalls were already accounted for in the EV infrastructure permit EP-2022-07797. | Stream Energy Systems Inc
EP-2023-02102 | 2023-03-13 | 1633 ONTARIO STREET, Vancouver, BC V5Y 0C2 | Electrical Permit | Commercial | Renovation | Completed | Installation / Repair - Commercial - Add EVSE installs for stalls 145, 158, 253 connected to existing EV infrastructure. Refer to Bert's Electric permit EP-2022-07797 for all drawings and load calcs for the EV infrastructure. | Stream Energy Systems Inc
EP-2022-08236 | 2022-10-03 | 1633 ONTARIO STREET, Vancouver, BC V5Y 0C2 | Electrical Permit | Commercial | NULL | Expired | Annual / Operating - Maintenance of EV-EMS system & infrastructure Valid October 03/2022 until October 02/2023 | Berts Electric (2001) Ltd
EP-2022-07797 | 2022-09-16 | 1633 ONTARIO STREET, Vancouver, BC V5Y 0C2 | Electrical Permit | Commercial | Renovation | Completed | Installation / Repair - Commercial - Electric Vehicle Charging Infrastructure - Wiring installation for installation of electric vehicle supply equipment (EVSE) & electric vehicle energy management system (EVEMS). EV-EMS & installation of infrastructure for 185 EVSEs. ** Amend 09/22/2022** Revised ratio of EVSEs to circuit from 4:1 to 3:1 and added a 4th panel for EV distribution. No value cost change to the client. See attached revised drawings for your files. **Amend 11/18/2022** 33 EVSEs installed to existing EV Ready infrastructure for stalls (000, 158, 262 & 263, 253, 217, 079, 229 & 230, 260 & 261, 265, 127 & 128, 255 & 256, 173, 099, 171, 096, 057, 108, 102, 180, 200, 105, 119, 123, 194, 250, 188 & 189, 176 & 177, 054 & 055, 238 & 239, 072 & 073 & 074, 066, 151, 120 & 121). $132,000 added onto cost of original permit value **Amend 01/06/2023** Revised Load Calculations | Berts Electric (2001) Ltd
EP-2023-10210 | 2023-11-10 | 1633 ONTARIO STREET, Vancouver, BC V5Y 0C2 | Electrical Permit | Commercial | NULL | Issued | Annual / Operating - Maintenance of EV-EMS system & infrastructure -renewal of EP-2022-08236 -valid: Oct. 3, 2023 - Oct. 2, 2024 | Berts Electric (2001) Ltd
EP-2023-08693 | NULL | 451 HAWKS AVENUE, Vancouver, BC V6A 3H7 | Electrical Permit | Residential | Renovation - Dwelling Unit(s) only | Application Incomplete | Installation / Repair - Residential - Recommendations on fixture & placement | Vancity Electric Inc
EP-2022-10685 | 2022-12-19 | 2315 W 4TH AVENUE, Vancouver, BC V6K 1P2 | Electrical Permit | Commercial | NULL | Expired | Annual / Operating - Annual Operating Permit Renewal of EP-2021-09358. Valid Dec. 20, 2022 - Dec. 19, 2023 Electrical maintenance throughout store <= 750 Volts. Any high voltage work maintenance to be carried out by FSR A contractor only. Quantum Lighting Inc administers the HV maintenance. All electrical repairs to HV equipment will be conducted by FSR A contractor on an as needed basis. Quantum Lighting will provide assistance only under direct supervision of FSR A contractor. | Quantum Lighting Inc
EP-2022-00097 | 2022-01-11 | 2315 W 4TH AVENUE, Vancouver, BC V6K 1P2 | Electrical Permit | Commercial | Tenant Improvement | Completed | Installation / Repair - Commercial - Replace T8 lamps with LED lamps & drivers on cooler systems | MEI Energy Solutions Ltd
EP-2022-00787 | 2022-02-03 | 2568 YORK AVENUE, Vancouver, BC V6K 1E3 | Electrical Permit | Commercial | Renovation | Completed | Installation / Repair - Commercial - EMERGENCY - Maintenance replacement of fire alarm | Fina Electrical Systems Ltd
SP-2022-00032 | 2022-01-21 | 127 E 8TH AVENUE, Vancouver, BC V5T 1R8 | Sprinkler Permit | Commercial | Renovation | Completed | Commercial - To add and relocate heads >BP: Interior alterations to provide improvements and change of use from Health enhancement centre to Health Care Office in this existing mixed use building on this site. Scope of work: - Remove and Relocate interior walls - Renovate universal W/C - New Finishes - Electrical, plumbing and sprinkler to suit. OK for filed review as per Rosa Astorino - September 16, 2021 Note: Energy checklist is currently no longer required with your Building Permit (BP) application. Some supporting documents are still required at BP stage, specifically Envelope and HVAC, if applicable. Service Water Heating and Lighting supporting documents, if applicable, must be submitted with your related trades permits (e.g. electrical and plumbing). All energy upgrades will be checked during inspections stage. It is the applicant’s responsibility to identify and note all required upgrades including energy upgrades on their BP drawings at BP stage. > *****This application does not include any of the following: 1. Not more than 20 sprinklers (add, relocate, or remove), 2. hydraulic calculations, 3. change in occupancy and /or hazard classification, 4. warehouse storage arrangements, 5. mobile compact storage arrangements, 6. alternative solutions, 7. changes to the sprinkler system supply piping (e.g. valves, mains, cross-mains, branch-lines, etc.), or 8. flexible sprinkler pipe | NewTech Fire Protection Ltd
EP-2022-00243 | 2022-01-17 | 127 E 8TH AVENUE, Vancouver, BC V5T 1R8 | Electrical Permit | Commercial | Renovation | Completed | Installation / Repair - Commercial - Relocation of existing receptacles and switches to accommodate new layout. Addition of 10 receptacles and 4 switches to accommodate new layout. Installation of new pot lights throughout. See attached drawings for reference. >BP: Interior alterations to provide improvements and change of use from Health enhancement centre to Health Care Office in this existing mixed use building on this site. Scope of work: - Remove and Relocate interior walls - Renovate universal W/C - New Finishes - Electrical, plumbing and sprinkler to suit. OK for filed review as per Rosa Astorino - September 16, 2021 Note: Energy checklist is currently no longer required with your Building Permit (BP) application. Some supporting documents are still required at BP stage, specifically Envelope and HVAC, if applicable. Service Water Heating and Lighting supporting documents, if applicable, must be submitted with your related trades permits (e.g. electrical and plumbing). All energy upgrades will be checked during inspections stage. It is the applicant’s responsibility to identify and note all required upgrades including energy upgrades on their BP drawings at BP stage. | Lukas Kadlcek
PP-2022-00322 | 2022-02-01 | 127 E 8TH AVENUE, Vancouver, BC V5T 1R8 | Plumbing Permit | Commercial | Renovation | Completed | Commercial - relocate water lines and drainage using cast iron and wirsbo Interior alterations to provide improvements and change of use from Health enhancement centre to Health Care Office in this existing mixed use building on this site. Scope of work: - Remove and Relocate interior walls - Renovate universal W/C - New Finishes - Electrical, plumbing and sprinkler to suit. | Milo McCarthey
EP-2022-00551 | 2022-01-27 | 1616 COLUMBIA STREET, Vancouver, BC V5Y 0B7 | Electrical Permit | Commercial | Renovation | Completed | Installation / Repair - Commercial - Install 8 - 120V receptacles and 2- switches, and run LVT wiring within the building pump room of the parkade -Residential building, but work is not being done for a specific tenant or inside a residence; it is for the building maintenance area. | Plan Group Inc
EP-2022-10295 | 2022-12-13 | 1616 COLUMBIA STREET, Vancouver, BC V5Y 0B7 | Electrical Permit | Commercial | Addition | Completed | Installation / Repair - Commercial - Supply and install 6x EV chargers in underground parkade. Infrastructure is existing, EV charger installation only. Note: Existing Electric Vehicle Charging Infrastructure provided by EP-2021-01100. | Hall Electrical Ltd
EP-2023-05758 | 2023-06-28 | 535 SMITHE STREET, Vancouver, BC V6B 3V4 | Electrical Permit | Commercial | Renovation | Completed | Installation / Repair - Commercial - Install EVSE for stall 119 connected to existing 400A EV infrastructure panel and EV-EMS. Refer to Bert's Electric permit EP-2020-08998 for all drawings and load calcs for the EV infrastructure. | Stream Energy Systems Inc
EP-2023-07393 | 2023-08-15 | 535 SMITHE STREET, Vancouver, BC V6B 3V4 | Electrical Permit | Commercial | NULL | Issued | Annual / Operating - Maintenance of existing operating electrical equipment. Maintenance of EV-EMS & EV charging distribution equipment. | Stream Energy Systems Inc
PP-2022-03254 | NULL | 838 W HASTINGS STREET, Vancouver, BC V6C 1C8 | Plumbing Permit | Commercial | Tenant Improvement | Application Incomplete | Commercial - Adding 2- 1/2" DCVA Adding 1 - 1/2" RPBP relocating 2 - electric Hot Water Tanks | Daryl-Evans Mechanical Ltd
EP-2022-09842 | 2022-11-22 | 111 WALTER HARDWICK AVENUE, Vancouver, BC V5Y 0B9 | Electrical Permit | Commercial | New | Completed | Installation / Repair - Commercial - Installation 2 x 40A 208V Circuits & Conduit | S1 ELECTRIC LTD
EP-2022-09841 | 2022-11-22 | 75 W 1ST AVENUE, Vancouver, BC V5Y 0E1 | Electrical Permit | Commercial | New | Completed | Installation / Repair - Commercial - Installation 2 x 40A 208V Circuits & Conduit | S1 ELECTRIC LTD
EP-2022-08537 | 2022-10-11 | 1710 SEMLIN DRIVE, Vancouver, BC V5N 4P7 | Electrical Permit | Residential | Renovation | Completed | Installation / Repair - Residential - 200 Amp service upgrade to upgrade only this side of the duplex from 100 amp panel to 200 amp panel. | Mountain Point Electrical Inc.
MP-2022-00331 | 2022-10-04 | 1710 SEMLIN DRIVE, Vancouver, BC V5N 4P7 | Mechanical Permit | NULL | NULL | Completed | NULL | 1236318 BC Ltd DBA Aquatech Vancouver
EP-2023-08087 | 2023-09-07 | 8555 GRANVILLE STREET, Vancouver, BC V6P 4Z9 | Electrical Permit | Commercial | Tenant Improvement | Issued | Installation / Repair - Commercial - Replacement of existing Parkade Exhaust Fan Broan L700L Like for like equipment replacement. WO 167245 | Haakon Industries (Canada) Ltd.
EP-2023-07207 | 2023-08-17 | 304 E 28TH AVENUE, Vancouver, BC V5V 2M6 | Electrical Permit | Residential | Addition | Issued | Installation / Repair - Residential - HEAT PUMP INSTALL MP-2023-01382 >Permit Amendment Aug 29, 2023 -"Revised load calc" *Document(s) uploaded to "Application Documents" tab for Electrical Inspector review. Documents are at pending status at time of permit amendment approval. | Reliance Comfort Limited Partnership
MP-2023-01382 | 2023-07-28 | 304 E 28TH AVENUE, Vancouver, BC V5V 2M6 | Mechanical Permit | NULL | NULL | Issued | NULL | Reliance Comfort Limited Partnership
MP-2023-01596 | 2023-08-31 | 4405 SOPHIA STREET, Vancouver, BC V5V 3V8 | Mechanical Permit | NULL | NULL | Completed | NULL | 0994152 BC Ltd
EP-2023-07935 | 2023-09-11 | 4405 SOPHIA STREET, Vancouver, BC V5V 3V8 | Electrical Permit | Residential | Tenant Improvement | Completed | Installation / Repair - Residential - Electrical to outdoor heat pump *MP-2023-01596: Issued (Heating and Cooling) | 0994152 BC Ltd
MP-2022-00103 | 2022-08-15 | 1906 W 11TH AVENUE, Vancouver, BC V6J 2C6 | Mechanical Permit | NULL | NULL | Completed | NULL | Moore And Russell Heating And Air Conditioning Ltd
EP-2022-06838 | 2022-08-16 | 1906 W 11TH AVENUE, Vancouver, BC V6J 2C6 | Electrical Permit | Residential | Tenant Improvement | Completed | Installation / Repair - Residential - No change to existing service. Electrical installation for heat pump BP not required Mechanical permit : MP-2022-00103 | Moore And Russell Heating And Air Conditioning Ltd
GP-2022-01317 | 2022-04-27 | 2737 CYPRESS STREET, Vancouver, BC V6J 5B9 | Gas Permit | Residential | Renovation | Completed | Residential - To replace 1 boiler in the same location. | Paolo's Plumbing & Heating Ltd
EP-2022-09286 | NULL | 868 E 27TH AVENUE, Vancouver, BC V5V 2L2 | Electrical Permit | Residential | Addition | Application Incomplete | Installation / Repair - Residential - Install additional 100A service into the garage of 868 27 east lane way house for the purpose of a car charger in the garage. Occupants of lane way house does not want it on their power bill. The plan was to leave the existing 3 bank meter service as is and bring a totally new drop mast meter breaker panel and grounding for the garage in this lane way house. I understand it is out of the ordinary but to upgrade the 3bank meter set on site now would be affecting 3 residences and would still not be what the owner is looking for. The garage in this laneway house is occupied by the property owners not the lane way house tenants and there seems to be some disagreement for power bill for the planned car charger in the garage and bringing power from the main house to this garage is just not feasible | AM Electric Ltd
EP-2022-03171 | 2022-04-20 | 6138 VINE STREET, Vancouver, BC V6M 4A8 | Electrical Permit | Residential | New | Completed | Installation / Repair - Residential - finishing exterior lighting, expired permit (EP-2020-05146) >BP: To construct a 2 storey one-family dwelling ($723,000) with an accessory building at the rear providing 2 parking spaces and having vehicular access from the lane. 1. A/C unit proposed in the rear 2. Bar sink proposed in the cellar 3. Schedule B Yatendra kumar Sharma, P.Eng. (778-863-7076) Structural & Geotechnical 4. BC Housing: HBD Homes Ltd This is a 2 storey building pursuant to the Zoning and Development By-Law ******THIS PERMIT HAS BEEN ISSUED UNDER THE REQUIREMENTS OF VBBL 2014 AND THE GREEN HOMES PROGRAM****** "Combustible projections or roof soffits on an exposing building face shall not project to less than .45m from the property line and shall be in compliance with VBBL 2014 9.10.15.5.(9) The entire building to be sprinklered to NFPA 13D. | Control Tech Electrical Corp
SP-2022-01883 | 2022-11-14 | 610 GRANVILLE STREET, Vancouver, BC V6C 3T3 | Sprinkler Permit | Residential | Renovation | Completed | Residential - Add 2 sprinkler heads and relocation of 1 in P7 of parking area to accommodate storage locker installation. >DB: Interior alterations to provide tenant improvements to this existing P7 level of this existing parking garage in this Municipally Designated Vancouver Heritage 'B' mixed-use building. Scope of work to include: Build new Bulk storage area on the P7 level, with 11 storage lockers. | 0777792 BC Ltd
PP-2022-02762 | 2022-08-09 | 678 DUNSMUIR STREET, Vancouver, BC V6B 1N3 | Plumbing Permit | Commercial | Addition | Completed | Commercial - install hand sink >BP: Interior alterations and change of use from Retail to Beauty Salon on the concourse level of this Municipally Designated B Heritage Building on this site. OK for Field Review as per M. Lee, May 30th, 2022 Energy Upgrade Exempt - Re & Re | Mayne & Fong Mechanical Systems Inc.
EP-2023-02996 | NULL | 1550 W 49TH AVENUE, Vancouver, BC V6M 0B3 | Electrical Permit | Residential | Renovation | Withdrawn | Installation / Repair - Residential - Installing 3 new magnetic door holders controlled by the Fire alarm for all three floor laundry doors & Install and program 15 new addressable fire alarm devices, providing concrete wall penetrations and a new conduit system to suite | 0777792 BC Ltd
PP-2022-02989 | 2022-08-29 | 324 W HASTINGS STREET, Vancouver, BC V6B 1K6 | Plumbing Permit | Residential | Tenant Improvement | Completed | Residential - Kitchen sink re-pipe **NOTE: Any structural or building work may require a building permit** | PAPA PLUMBING & HEATING LTD.
EP-2023-03530 | 2023-05-01 | 2248 COMMERCIAL DRIVE, Vancouver, BC V5N 4B5 | Electrical Permit | Commercial | Addition | Completed | Installation / Repair - Commercial - Installation of security alarm system. | Chubb Fire & Security Canada Corp
EP-2023-00179 | 2023-01-10 | 2250 COMMERCIAL DRIVE #207, Vancouver, BC V5N 5P9 | Electrical Permit | Residential | Renovation | Issued | Installation / Repair - Residential - Electrical supply for Dsplit MP-2023-00040 | Milani Electric Limited
MP-2023-00040 | 2023-01-09 | 2250 COMMERCIAL DRIVE #207, Vancouver, BC V5N 5P9 | Mechanical Permit | NULL | NULL | Completed | NULL | Milani Electric Limited
EP-2022-06725 | 2022-08-16 | 1600 BEACH AVENUE, Vancouver, BC V6G 1Y8 | Electrical Permit | Commercial | NULL | Expired | Annual / Operating - ANNUAL OPERATING PERMIT annual permit for the 500 kVA substation | Panorama Integrated Systems Ltd
EP-2023-07508 | 2023-11-23 | 1600 BEACH AVENUE, Vancouver, BC V6G 1Y8 | Electrical Permit | Commercial | NULL | Issued | Annual / Operating - ANNUAL OPERATING PERMIT annual permit for the 500 kVA substation -renewal for: EP-2022-06725 -valid: Aug. 16, 2023 - Aug. 15, 2024 | Panorama Integrated Systems Ltd
GP-2022-02262 | 2022-08-02 | 1178 E KING EDWARD AVENUE, Vancouver, BC V5V 2G2 | Gas Permit | Residential | Renovation | Completed | Residential - gas appliance | East West Plumbing (2007) Ltd
EP-2022-03992 | 2022-05-16 | 605 EXPO BOULEVARD, Vancouver, BC V6B 1V4 | Electrical Permit | Commercial | Tenant Improvement | Completed | Installation / Repair - Commercial - Replacement of HID fixtures to LED >BP: Interior alterations to install racking in this existing wholesaling Class B tenant space (Costco). OK for field review as per Jamie Zhang, Jul 22/21 Scope of work: Installed 2 rows of storage racking Letter of assurance by: Thomas A Wampler, 206-973-5403, Schedule B (Structural) Notes: 1. Separate permit and documents required for modifications / alterations to the existing sprinkler system. | MEK ENTERPRISES LTD
EP-2022-01560 | 2022-03-02 | 900 BURRARD STREET, Vancouver, BC V6Z 3G5 | Electrical Permit | Commercial | NULL | Expired | Annual / Operating - Annual Operating permit for common area of building Renewal of EP-2021-01143 Valid: Feb 16, 2022 to Feb 15, 2023 | Uptime Industrial Inc
EP-2023-01658 | 2023-02-28 | 900 BURRARD STREET, Vancouver, BC V6Z 3G5 | Electrical Permit | Commercial | NULL | Issued | Annual / Operating - Electrical maintenance of common equipment outside of tenant occupied spaces Renewal of EP-2022-01560 Valid: Feb 16, 2023 to Feb 15, 2024 | Uptime Industrial Inc
NULL | NULL | 930 BURRARD STREET, Vancouver, BC V6Z 3G5 | Electrical Permit | Commercial | Tenant Improvement | Draft | Installation / Repair - Commercial - Demolition Demo fixtures as per demo plan Provide rough in for lighting as per drawing 110 Installation of (8) type PB fixtures Installation of (1) type L2 2x2 recessed fixture Provide receptacles as per drawing 110 | TDR Electric Inc
EP-2022-00794 | 2022-02-03 | 930 BURRARD STREET, Vancouver, BC V6Z 3G5 | Electrical Permit | Commercial | Tenant Improvement | Completed | Installation / Repair - Commercial - Demo fixtures as per demo plan Provide rough in for lighting as per drawing 110 Installation of (8) type PB fixtures Installation of (1) type L2 2x2 recessed fixture Provide receptacles as per drawing >BP: Interior alterations to provide tenant improvements for this new tenant in this existing approved Restaurant Class 1 in this existing mixed use building. Scope of Work: Remove interior walls and doors. Add new interior walls, doors, and fixtures. E2 - Lighting - Upgrade to incorporate Scheduled Shutoff (per 9.4.1.1.(i) of ASHRAE 90.1-2016) | TDR Electric Inc
PP-2022-00426 | 2022-02-08 | 930 BURRARD STREET, Vancouver, BC V6Z 3G5 | Plumbing Permit | Commercial | Tenant Improvement | Completed | Commercial - Fixture replacement only. Interior alterations to provide tenant improvements for this new tenant in this existing approved Restaurant Class 1 in this existing mixed use building. Scope of Work: Remove interior walls and doors. Add new interior walls, doors, and fixtures. | JN Mechanical Ltd
SP-2022-00662 | 2022-05-09 | 941 HORNBY STREET, Vancouver, BC V6Z 1V3 | Sprinkler Permit | Commercial | Tenant Improvement | Completed | Commercial - RELOCATE 19 SPRINKLER HEADS To alter the interior and change the use and occupancy from Retail Store (group E) to Fitness Centre (group D occupancy, as per VBBL 2019 Section 3.1.2.6). *****This application does not include any of the following: 1. Not more than 20 sprinklers (add, relocate, or remove), 2. hydraulic calculations, 3. change in occupancy and /or hazard classification, 4. warehouse storage arrangements, 5. mobile compact storage arrangements, 6. alternative solutions, 7. changes to the sprinkler system supply piping (e.g. valves, mains, cross-mains, branch-lines, etc.), or 8. flexible sprinkler pipe | Priority Fire Systems Ltd
PP-2022-01786 | 2022-05-31 | 941 HORNBY STREET, Vancouver, BC V6Z 1V3 | Plumbing Permit | Commercial | Tenant Improvement | Completed | Commercial - Re and re of fixtures >BP: To alter the interior and change the use and occupancy from Retail Store (group E) to Fitness Centre (group D occupancy, as per VBBL 2019 Section 3.1.2.6). E2 - Lighting - Upgrade to incorporate Scheduled Shutoff (per 9.4.1.1.(i) of ASHRAE 90.1-2016) Schedule A provided by JAESUNG (JAY) JUNG, ARCHITECT AIBC Electrical Schedule B provided Abdul El-Hadded, P. Eng. Mechanical/ Plumbing Schedule B provided by Satwik Shetty, P. Eng. *** CONTRACTOR BL REQUIRED. OK for field review as per A.Patterson and S.Le. | Atlantis Plumbing & Heating Ltd
EP-2022-02700 | 2022-04-12 | 941 HORNBY STREET, Vancouver, BC V6Z 1V3 | Electrical Permit | Commercial | Addition | Completed | Installation / Repair - Commercial - LED Lighting, Receptacles >BP: To alter the interior and change the use and occupancy from Retail Store (group E) to Fitness Centre (group D occupancy, as per VBBL 2019 Section 3.1.2.6). E2 - Lighting - Upgrade to incorporate Scheduled Shutoff (per 9.4.1.1.(i) of ASHRAE 90.1-2016) | Wire-Man Electric Ltd
EP-2022-05485 | 2022-06-30 | 941 HORNBY STREET, Vancouver, BC V6Z 1V3 | Electrical Permit | Commercial | Addition | Completed | Installation / Repair - Commercial - Installation of Alarm and camera systems -we are going to install complete security and low voltage camera system. >BP: To alter the interior and change the use and occupancy from Retail Store (group E) to Fitness Centre (group D occupancy, as per VBBL 2019 Section 3.1.2.6). E2 - Lighting - Upgrade to incorporate Scheduled Shutoff (per 9.4.1.1.(i) of ASHRAE 90.1-2016) | ACCURATE ALARMS Ltd
GP-2022-01956 | 2022-06-29 | 581 CARDERO STREET, Vancouver, BC V6G 3L3 | Gas Permit | Commercial | Renovation | Cancelled | Commercial - Central boiler retrofit | Energy 1 Services Ltd
EP-2023-08541 | 2023-09-21 | 581 CARDERO STREET, Vancouver, BC V6G 3L3 | Electrical Permit | Commercial | Renovation | Issued | Installation / Repair - Commercial - #731 - Repair meter socket. | Always On Electric Inc
NULL | NULL | 551 CARDERO STREET, Vancouver, BC V6G 3L2 | Electrical Permit | Commercial | Renovation | Draft | Installation / Repair - Commercial - new receptacles, washer, micro ,dryer plug, track lights, celling light,led strips light, exit sign and EM head lights electrical roughing and finishing work | NULL
EP-2023-08833 | 2023-10-03 | 149 W HASTINGS STREET, Vancouver, BC V6B 1H4 | Electrical Permit | Commercial | Tenant Improvement | Issued | Installation / Repair - Commercial - Removal of (3) smoke detectors that are not needed in theater area and installation of smoke/heat combo for (13) existing locations (re-re) and verification after. >BP: To alter the interior of this existing theatre in this University (SFU) suite to: 1. Decommission and remove existing smoke detectors associated with unused magnetic door hold-open devices. 2. Replace existing smoke detectors with upgraded multi criteria smoke detectors to prevent nuisance tripping. New detectors are Edwards OSHD and certified to CAN ULC S529 standard for smoke detectors. | Mott Electric General Partnership
EP-2024-00187 | 2024-01-09 | 149 W HASTINGS STREET, Vancouver, BC V6B 1H4 | Electrical Permit | Commercial | Tenant Improvement | Issued | Installation / Repair - Commercial - Demo and make safe receptacles and lighting. Install new lighting and OCC sensors, exit sign and new receptacles. BP: Interior alterations to provide tenant improvements for the existing School-University/College (Group A2) at Level B2 in this existing mixed use building. This building is sprinklered. Scope of work includes demolition of existing washroom, shower, and dressing room space. Relocation of existing HVAC diffusers and existing electrical receptacles. Addition of new partition walls and fixtures. | Mott Electric General Partnership
SP-2023-02299 | 2023-12-20 | 149 W HASTINGS STREET, Vancouver, BC V6B 1H4 | Sprinkler Permit | Commercial | Tenant Improvement | Issued | Commercial - Add and relocate sprinkler heads for tenant improvement. >BP: Interior alterations to provide tenant improvements for the existing School-University/College (Group A2) at Level B2 in this existing mixed use building. This building is sprinklered. Scope of work includes demolition of existing washroom, shower, and dressing room space. Relocation of existing HVAC diffusers and existing electrical receptacles. Addition of new partition walls and fixtures. *****This application does not include any of the following: 1. Not more than 20 sprinklers (add, relocate, or remove), 2. hydraulic calculations, 3. change in occupancy and /or hazard classification, 4. warehouse storage arrangements, 5. mobile compact storage arrangements, 6. alternative solutions, 7. changes to the sprinkler system supply piping (e.g. valves, mains, cross-mains, branch-lines, etc.), or 8. flexible sprinkler pipe. | Priority Fire Systems Ltd
EP-2023-00650 | 2023-01-26 | 131 W HASTINGS STREET, Vancouver, BC V6B 1H4 | Electrical Permit | Commercial | Renovation | Completed | Installation / Repair - Commercial - To re & re three hundred and seven (307) light fixtures in common areas throughout inside of building * These are like for like LED equivalents | Fina Electrical Systems Ltd
EP-2023-03669 | 2023-04-28 | 131 W HASTINGS STREET, Vancouver, BC V6B 1H4 | Electrical Permit | Commercial | Tenant Improvement | Completed | Installation / Repair - Commercial - To install power for door operator to balcony on the 10th floor. Manual push buttons for handicap. | Pacific Western Power & Control Ltd
EP-2023-05661 | 2023-06-26 | 131 W HASTINGS STREET, Vancouver, BC V6B 1H4 | Electrical Permit | Commercial | Addition | Completed | Installation / Repair - Commercial - Installation of a security alarm system. | Chubb Fire & Security Canada Corp
SP-2022-00886 | 2022-09-16 | 1208 W PENDER STREET, Vancouver, BC V6E 2S8 | Sprinkler Permit | Commercial | Tenant Improvement | Completed | Commercial - Sprinkler alterations to provide improvements to this existing general office on the 3rd floor of this existing mixed-use commercial building on this site. TENANT: Murphy & Company LLP | Peak Fire Protection Ltd
NULL | NULL | 1208 W PENDER STREET, Vancouver, BC V6E 2S8 | Electrical Permit | Commercial | Tenant Improvement | Withdrawn | Installation / Repair - Commercial - -Reposition existing lighting to accommodate new office layout -Install customer supplied lighting in T-bar office ceiling -Install dimmers and receptacles in new office walls -Reposition existing EM lighting to accommodate new office layout | Alpine Electric Ltd
EP-2022-04164 | 2022-06-22 | 1208 W PENDER STREET, Vancouver, BC V6E 2S8 | Electrical Permit | Commercial | Tenant Improvement | Completed | Installation / Repair - Commercial - -Install customer supplied lighting -Reuse and relocate existing electrical infrastructure in office space >BP: 1208 W Pender St - 3d Level Interior alterations to provide improvements to this existing general office on the 3rd floor of this existing mixed-use commercial building on this site. Scope of work: remove/construct partition walls to create new office spaces, new doors, t-bar ceiling, new lighting throughout, electrical & sprinkler work. TENANT: Murphy & Company LLP Letter of Assurance submitted: Architectural Schedule B by Nicolas Waissbluth, Architect, AIBC, 604.612.5095 Building Sprinklered – Separate sprinkler permit required for proposed sprinkler work. E2 - Lighting - Upgrade to incorporate Scheduled Shutoff (per 9.4.1.1.(i) of ASHRAE 90.1-2016) Energy checklist is currently no longer required with your Building Permit (BP) application. Some supporting documents are still required at BP stage, specifically Envelope and HVAC, if applicable. Service Water Heating and Lighting supporting documents, if applicable, must be submitted with your related trades permits (e.g. electrical and plumbing). All energy upgrades will be checked during inspections stage. It is the applicant’s responsibility to identify and note all required upgrades including energy upgrades on their BP drawings at BP stage. | Alpine Electric Ltd
NULL | NULL | 505 BUTE STREET, Vancouver, BC V6E 0A9 | Plumbing Permit | Commercial | New | Draft | Commercial - Installing a new hair, washing station and plumbing for hot and cold water. | NULL
EP-2022-06448 | 2022-08-02 | 1128 W GEORGIA STREET, Vancouver, BC V6E 0A8 | Electrical Permit | Commercial | Tenant Improvement | Issued | Installation / Repair - Commercial - Re/re on various lights through elevator lobby's and parkade | Whitley Electric Ltd
EP-2023-05639 | 2023-06-26 | 111 W HASTINGS STREET #2nd to 4th, Vancouver, BC V6B 1H4 | Electrical Permit | Commercial | Renovation | Completed | Installation / Repair - Commercial - Install additional Edwards speaker as the fire alarm could not be heard | 0777792 BC Ltd
SP-2023-02284 | 2023-12-19 | 111 W HASTINGS STREET #5TH & 6TH , Vancouver, BC V6B 1H4 | Sprinkler Permit | Commercial | Tenant Improvement | Issued | Commercial - Relocate and Replace Sprinkler Heads >BP: To alter the interior of the 6th floor (#600 - full floor tenant) to provide improvements for the existing tenant (Vancouver Coastal Health). Work includes renovation of an existing office area with additional work stations, new IT room, Medical room, Meeting room and, Lunch room. Letters of assurance provided by: Vjekica Sucic Hruskovec, Reg Arch, Schedule A. Bin Ou-yang, P.Eng Electrical Schedule B. > *****This application does not include any of the following: 1. Not more than 20 sprinklers (add, relocate, or remove), 2. hydraulic calculations, 3. change in occupancy and /or hazard classification, 4. warehouse storage arrangements, 5. mobile compact storage arrangements, 6. alternative solutions, 7. changes to the sprinkler system supply piping (e.g. valves, mains, cross-mains, branch-lines, etc.), or 8. flexible sprinkler pipe. | Viking Fire Protection Inc
EP-2024-00335 | 2024-01-18 | 111 W HASTINGS STREET #5TH & 6TH , Vancouver, BC V6B 1H4 | Electrical Permit | Commercial | Tenant Improvement | Issued | Installation / Repair - Commercial - Supply and Install some new Exit Signs, Relocate some existing exits and lighting only. No new lighting Supply and install ceiling mount occupancy sensors. Supply and install new power receptacles in walls as per electrical drawings. Supply and install data cabling and equipment including data rack as per electrical drawings. Supply and installl cable tray inside Comm Room. Supply and install conduit for security devices to existing cable tray. Supply and Install 2 smoke detectors and 4 fire alarm speakers and relocate existing fire alarm speakers. Verification of all devices on Level 6 to be completed. Electrical Drawings incl | Houle Electric Limited
PP-2023-04305 | 2023-12-13 | 111 W HASTINGS STREET #5TH & 6TH , Vancouver, BC V6B 1H4 | Plumbing Permit | Commercial | Renovation | Issued | Commercial - Add Hand Sink, Re & Re Kitchen Sink and Add Floor Drain and Laundry Box >BP: To alter the interior of the 6th floor (#600 - full floor tenant) to provide improvements for the existing tenant (Vancouver Coastal Health). Work includes renovation of an existing office area with additional work stations, new IT room, Medical room, Meeting room and, Lunch room. | PMC Prestige Mechanical Contracting Ltd
PP-2023-02387 | 2023-07-10 | 303 ABBOTT STREET, Vancouver, BC V6B 0G6 | Plumbing Permit | Commercial | Tenant Improvement | Completed | Commercial - Replacement of existing sink with new hair wash sink **NOTE: Any structural work may require a building permit | Crescent Park Plumbing Ltd
SP-2022-00055 | 2022-01-19 | 4588 FRASER STREET, Vancouver, BC V5V 4G7 | Sprinkler Permit | Commercial | Tenant Improvement | Completed | Commercial - add heads into new ceilings >BP: Interior alterations, change of use and change of major occupancy from Restaurant - Class 1 (A2) to Health Care office, small suite (D) to provide tenant improvements for a new tenant at 4588 Fraser St on the 1st storey in this existing, 4 storey with 2 levels underground parking, mixed use building (Building 1) on this site. Scope of work includes: alterations to remove all walls, doors, millwork, wall finishes, flooring, electrical, plumbing and lighting fixtures; new walls and doors for reception/waiting area, mech/staff room and universal washroom, new electrical, plumbing and lighting fixtures, dental equipment, paint and finishes throughout. Tenant: Dr. Shahdad Ayoughi (approx. 1,131 sq. ft.) Ok for field review as per Rosa Astorino, September 16, 2021. Notes: ~ Energy Upgrade: E2 - Lighting - Upgrade to incorporate Automatic Full OFF (per 9.4.1.1.(h) of ASHRAE 90.1-2016) ~ Part 11 – Minor Alterations and change of Major Occupancy (Small Suite) - suite side, south side 2hr FRR wall is existing as per record drawings ~ Building Sprinklered – Sprinkler Permit is required as per DBI. ~ Storefront windows to remain clear and unobstructed at all times. ~ District Building Inspector to determine on site if removal of wall(s) requires a Structural Engineer. This permit was reviewed under the 2019 edition of the Vancouver Building bylaw during the COVID pandemic. > *****This application does not include any of the following: 1. Not more than 20 sprinklers (add, relocate, or remove), 2. hydraulic calculations, 3. change in occupancy and /or hazard classification, 4. warehouse storage arrangements, 5. mobile compact storage arrangements, 6. alternative solutions, 7. changes to the sprinkler system supply piping (e.g. valves, mains, cross-mains, branch-lines, etc.), or 8. flexible sprinkler pipe. | Five Star Fire Protection Ltd
PP-2022-00133 | 2022-01-18 | 4588 FRASER STREET, Vancouver, BC V5V 4G7 | Plumbing Permit | Commercial | Tenant Improvement | Completed | Commercial - Supply and install DWV , water pipe, hand wash sinks, staff room sink, toilet, lavatory, floor drain etc to tenant improvement Interior alterations, change of use and change of major occupancy from Restaurant - Class 1 (A2) to Health Care office, small suite (D) to provide tenant improvements for a new tenant at 4588 Fraser St on the 1st storey in this existing, 4 storey with 2 levels underground parking, mixed use building (Building 1) on this site. Scope of work includes: alterations to remove all walls, doors, millwork, wall finishes, flooring, electrical, plumbing and lighting fixtures; new walls and doors for reception/waiting area, mech/staff room and universal washroom, new electrical, plumbing and lighting fixtures, dental equipment, paint and finishes throughout. | Pine Mechanical Ltd.
NULL | NULL | 4588 FRASER STREET, Vancouver, BC V5V 4G7 | Electrical Permit | Commercial | Renovation | Draft | Installation / Repair - Commercial - Health Care Facility we will be following section 24 of CEC and will be using 12/2 iso BX and hospital grade receptacles scope of work is lights, receptacles, data, telephone, sound system and fire alarm device relocation | NULL
EP-2022-00035 | 2022-01-05 | 4588 FRASER STREET, Vancouver, BC V5V 4G7 | Electrical Permit | Commercial | Renovation | Completed | Installation / Repair - Commercial - This is a health care facility, and we will be following Sec 24 of the CEC by using 12/2 iso and hospital grade receptacles – Scope of work: Lights, receptacles, data, telephone, sound system, sign connections and fire alarm device relocation >BP: Interior alterations, change of use and change of major occupancy from Restaurant - Class 1 (A2) to Health Care office, small suite (D) to provide tenant improvements for a new tenant at 4588 Fraser St on the 1st storey in this existing, 4 storey with 2 levels underground parking, mixed use building (Building 1) on this site. Scope of work includes: alterations to remove all walls, doors, millwork, wall finishes, flooring, electrical, plumbing and lighting fixtures; new walls and doors for reception/waiting area, mech/staff room and universal washroom, new electrical, plumbing and lighting fixtures, dental equipment, paint and finishes throughout. Tenant: Dr. Shahdad Ayoughi (approx. 1,131 sq. ft.) Ok for field review as per Rosa Astorino, September 16, 2021. Notes: ~ Energy Upgrade: E2 - Lighting - Upgrade to incorporate Automatic Full OFF (per 9.4.1.1.(h) of ASHRAE 90.1-2016) ~ Part 11 – Minor Alterations and change of Major Occupancy (Small Suite) - suite side, south side 2hr FRR wall is existing as per record drawings ~ Building Sprinklered – Sprinkler Permit is required as per DBI. ~ Storefront windows to remain clear and unobstructed at all times. ~ District Building Inspector to determine on site if removal of wall(s) requires a Structural Engineer. This permit was reviewed under the 2019 edition of the Vancouver Building bylaw during the COVID pandemic. | ECE Electric Ltd
EP-2022-09288 | 2022-11-01 | 4590 FRASER STREET, Vancouver, BC V5V 4G7 | Electrical Permit | Commercial | Addition | Completed | Installation / Repair - Commercial - Installation of security alarm equipment for post office >BP: Interior alterations to provide improvements to this existing grocery store/drug store retail tenant. Scope of work includes new post office area, self checkouts addition, electrical and mechanical additions in the front of the sales area. Schedule B Structural - Jim Mandelli - 604-787-9308 Schedule B Architectural/Schedule A - Andrew Terrett - 604-736-3730 Schedule B Mechanical/Plumbing - David Pankratz - 604-372-3273 Schedule B Electrical - Sher Singh Deo P.L.Eng - 604-946-7680 E2 - SWH - Upgrade SWH system Temperature Controls (per 7.4.4.1 of ASHRAE 90.1-2016) Separate sprinkler permit may be required, to be determined by the District Building Inspector. Ok for field review as per Kirat Kang, May 25, 2022 | Chubb Fire & Security Canada Corp
EP-2022-08792 | 2022-10-24 | 4590 FRASER STREET, Vancouver, BC V5V 4G7 | Electrical Permit | Commercial | Renovation | Completed | Installation / Repair - Commercial - Post Office upgrade. Add 2 self contained 8' coolers -New post office area: to include outlets for wall monitor and front checkout. 1 switch & receptacle in Post Office storage area. Existing lighting in Post office area to be reconfigured in the sales & storage areas. No additional fixtures Front store area Relocate self checkouts & add 2 addition self checkouts. Electrical for 2 self contained 5 deck produce coolers in the front of the sales area. >BP: Interior alterations to provide improvements to this existing grocery store/drug store retail tenant. Scope of work includes new post office area, self checkouts addition, electrical and mechanical additions in the front of the sales area. Schedule B Structural - Jim Mandelli - 604-787-9308 Schedule B Architectural/Schedule A - Andrew Terrett - 604-736-3730 Schedule B Mechanical/Plumbing - David Pankratz - 604-372-3273 Schedule B Electrical - Sher Singh Deo P.L.Eng - 604-946-7680 E2 - SWH - Upgrade SWH system Temperature Controls (per 7.4.4.1 of ASHRAE 90.1-2016) Separate sprinkler permit may be required, to be determined by the District Building Inspector. Ok for field review as per Kirat Kang, May 25, 2022 | Paone Electric Ltd
PP-2023-02231 | 2023-06-23 | 1716 ROBSON STREET, Vancouver, BC V6G 1E2 | Plumbing Permit | Commercial | New | Completed | Commercial - INSTALL A NEW BACKFLOW DCVA | Blue Mountain Services Ltd
EP-2022-05472 | 2022-06-28 | 1720 ROBSON STREET, Vancouver, BC V6G 1E2 | Electrical Permit | Commercial | Addition | Completed | Installation / Repair - Commercial - re-lamp, re-ballast for T8 fixture. Replace fluorescent potlight into LED downlight. | Atlantic Electric Ltd
EP-2022-07902 | 2022-09-22 | 1798 ROBSON STREET, Vancouver, BC V6G 1E2 | Electrical Permit | Commercial | Addition | Completed | Installation / Repair - Commercial - Installation of a cell unit for monitoring the alarm system | Chubb Fire & Security Canada Corp
EP-2022-08734 | 2022-10-17 | 2320 KINGSWAY, Vancouver, BC V5R 5G9 | Electrical Permit | Commercial | Addition | Completed | Installation / Repair - Commercial - re-lamp, re-ballast on T8 fixture, no modification made. | Atlantic Electric Ltd
EP-2022-09636 | 2022-11-16 | 2320 KINGSWAY, Vancouver, BC V5R 5G9 | Electrical Permit | Commercial | Addition | Completed | Installation / Repair - Commercial - LED upgrade, re-lmap, re-ballast on the existing fixture, same brand of the elctronic ballast. Relamp into LED self in ballast. Replace old fluorescent potlight into LED downlight | Atlantic Electric Ltd
EP-2022-09598 | 2022-11-15 | 162 W 1ST AVENUE, Vancouver, BC V5Y 0H6 | Electrical Permit | Commercial | Renovation | Completed | Installation / Repair - Commercial - Rewiring the 8 t bar lights, rewiring two plugs and separating two light switches >BP: 162 W 1st Ave Interior alterations to provide improvements to the ancillary offices to the theatre at this existing mixed-use building on this site. **Amend 11/17/2022** Running 4 data cables, 4 telephone line and running floor plug | Akam Electric Ltd.
SP-2022-01931 | 2022-11-18 | 162 W 1ST AVENUE, Vancouver, BC V5Y 0H6 | Sprinkler Permit | Commercial | Tenant Improvement | Completed | Commercial - Add 2 sprinkler, relocate 2 sprinklers Interior alterations to provide improvements to the ancillary offices to the theatre at this existing mixed-use building on this site. *****This application does not include any of the following: 1. Not more than 20 sprinklers (add, relocate, or remove), 2. hydraulic calculations, 3. change in occupancy and /or hazard classification, 4. warehouse storage arrangements, 5. mobile compact storage arrangements, 6. alternative solutions, 7. changes to the sprinkler system supply piping (e.g. valves, mains, cross-mains, branch-lines, etc.), or 8. flexible sprinkler pipe. | CENTRE LINE FIRE SPRINKLERS LTD
SP-2022-01955 | 2022-11-29 | 1563 W 6TH AVENUE, Vancouver, BC V6J 1R1 | Sprinkler Permit | Commercial | Tenant Improvement | Completed | Commercial - Add and relocate sprinkler heads for tenant improvement. >BP: Interior alterations to provide improvements for a new Similar to Health Enhancement Centre with ancillary Retail Store tenant at 1563 W 6th Av in this existing mixed-use building. *****This application does not include any of the following: 1. Not more than 20 sprinklers (add, relocate, or remove), 2. hydraulic calculations, 3. change in occupancy and /or hazard classification, 4. warehouse storage arrangements, 5. mobile compact storage arrangements, 6. alternative solutions, 7. changes to the sprinkler system supply piping (e.g. valves, mains, cross-mains, branch-lines, etc.), or 8. flexible sprinkler pipe. | Priority Fire Systems Ltd
PP-2023-01966 | 2023-06-02 | 1563 W 6TH AVENUE, Vancouver, BC V6J 1R1 | Plumbing Permit | Commercial | Renovation | Completed | Commercial - Install new kitchen sink >BP: Interior alterations to provide improvements for a new Similar to Health Enhancement Centre with ancillary Retail Store tenant at 1563 W 6th Av in this existing mixed-use building. | BD Plumbing
EP-2022-04071 | 2022-05-19 | 89 W GEORGIA STREET, Vancouver, BC V6B 0N8 | Electrical Permit | Commercial | Tenant Improvement | Completed | Installation / Repair - Commercial - Tenant Improvement. 9th Floor Aquilini Development and Construction The service is remaining exactly the same.....The existing panel which is supplying the floor is remaining in place , only the branch circuits are changing. | Mainland Electric Corp
PP-2022-01498 | 2022-05-05 | 89 W GEORGIA STREET, Vancouver, BC V6B 0N8 | Plumbing Permit | Commercial | Renovation | Completed | Commercial - install DWV and domestic cold water from existing builidng connections on 9th floor and 8th floor to accommodate kitchen sink, hot water tank and dish washer for kitchenet. Drainage will be on the 8th floor for inspection -the drainage for the kitchen sink will be in the ceiling space of the 8th floor. >#900 - 9th floor (combining #900, #910, & #930) Interior alterations to provide tenant improvements to an existing office tenant on the 9th floor (#900) to expand into an adjacent units (#910 & #930 ), in this existing commercial building. Scope of work: removing demising walls and combing #900, #910, #930 & retaining #900). Remove and construct partition walls for new layout, electrical, plumbing and sprinkler work. TENANT: Aquilini Development | Mainland Plumbing & Heating
SP-2022-00336 | 2022-06-08 | 89 W GEORGIA STREET, Vancouver, BC V6B 0N8 | Sprinkler Permit | Commercial | Tenant Improvement | Completed | Commercial - Sprinkler alterations to provide tenant improvements to an existing office tenant on the 9th floor (#900) to expand into an adjacent units (#910 & #930 ), in this existing commercial building. TENANT: Aquilini Development | Evolution Fire Suppression Ltd
PP-2023-02526 | 2023-07-19 | 800 GRIFFITHS WAY #levels 6 & below , Vancouver, BC V6B 6G1 | Plumbing Permit | Commercial | Renovation | Completed | Commercial - LEVEL L000 - Construction of a commercial kitchen and washrooms >DB: Level L000 Exterior / Interior alterations to provide improvements at level 000 of this existing Arena (Rogers Arena) building. Scope of work to create a new dining area and club space to be serviced with a commercial kitchen and 2 private bathrooms. Cass 1 cooking proposed 2019 VBBL | PR Mechanical LTD.
EP-2023-06979 | 2023-08-02 | 800 GRIFFITHS WAY #levels 6 & below , Vancouver, BC V6B 6G1 | Electrical Permit | Commercial | Tenant Improvement | Completed | Installation / Repair - Commercial - Class II extra low voltage controls for VRF and kitchen equipment Level L000 Exterior / Interior alterations to provide improvements at level 000 of this existing Arena (Rogers Arena) building. Scope of work to create a new dining area and club space to be serviced with a commercial kitchen and 2 private bathrooms. Cass 1 cooking proposed | Modergy Electric & Controls Installations Ltd
EP-2023-00572 | 2023-01-25 | 800 GRIFFITHS WAY #levels 6 & below , Vancouver, BC V6B 6G1 | Electrical Permit | Commercial | NULL | Issued | Annual / Operating - Annual Operating Permit Renewal of EP-2022-01279 Valid: March 25, 2023 - March 24, 2024 | Nonis Electrical Services Inc
EP-2023-00570 | 2023-01-25 | 800 GRIFFITHS WAY #levels 6 & below , Vancouver, BC V6B 6G1 | Electrical Permit | Commercial | NULL | Expired | Annual / Operating - Annual Operating Permit RENEWAL of EP-2022-00721 VALID: Jan 22, 2023 to Jan 21, 2024 | Nonis Electrical Services Inc
PP-2023-00341 | 2023-02-01 | 800 GRIFFITHS WAY #levels 6 & below , Vancouver, BC V6B 6G1 | Plumbing Permit | Commercial | Renovation | Completed | Commercial - Commercial change room and therapy area renovation with 2 washrooms and therapy tub and shower >BP: Interior alterations to provide improvements to convert the existing lounge to a spouses/family lounge and addition of a therapy room with change rooms at level 100 of this existing Arena (Rogers Arena) building on this site. | PR Mechanical LTD.
EP-2023-00958 | 2023-02-07 | 800 GRIFFITHS WAY #levels 6 & below , Vancouver, BC V6B 6G1 | Electrical Permit | Commercial | Tenant Improvement | Issued | Installation / Repair - Commercial - Supply and install new lighting, lighting controls, convenience outlets, new fire alarm speaker(s) and new 60 amp panel. Add a 45kva 600-120/208v transformer >BP: Interior alterations to provide improvements to convert the existing lounge to a spouses/family lounge and addition of a therapy room with change rooms at level 100 of this existing Arena (Rogers Arena) building on this site. Upgrade to incorporate Automatic Partial OFF (per 9.4.1.1.(g) of ASHRAE 90.1-2016) Letters of Assurance submitted by: Schedule A and Architectural Schedule B, Ben Gardner, ph: 587.735.4845 Mechanical and Plumbing Schedule B, Charles Powell, P. Eng., ph:604.595.4869 Electrical Schedule B, Blake Shine, P. Eng., ph: 604.346.5131 OK to process as DTI per W. Wong September 16, 2022 | Nonis Electrical Services Inc
SP-2023-00102 | 2023-01-19 | 800 GRIFFITHS WAY #levels 6 & below , Vancouver, BC V6B 6G1 | Sprinkler Permit | Commercial | Renovation | Completed | Commercial - Relocate 8 heads >BP: Interior alterations to provide improvements to convert the existing lounge to a spouses/family lounge and addition of a therapy room with change rooms at level 100 of this existing Arena (Rogers Arena) building on this site. *****This application does not include any of the following: 1. Not more than 20 sprinklers (add, relocate, or remove), 2. hydraulic calculations, 3. change in occupancy and /or hazard classification, 4. warehouse storage arrangements, 5. mobile compact storage arrangements, 6. alternative solutions, 7. changes to the sprinkler system supply piping (e.g. valves, mains, cross-mains, branch-lines, etc.), or 8. flexible sprinkler pipe. | Evolution Fire Suppression Ltd
NULL | NULL | 800 GRIFFITHS WAY #levels 6 & below , Vancouver, BC V6B 6G1 | Electrical Permit | Commercial | Tenant Improvement | Draft | Installation / Repair - Commercial | Nonis Electrical Services Inc
EP-2022-08000 | 2022-09-23 | 800 GRIFFITHS WAY #levels 6 & below , Vancouver, BC V6B 6G1 | Electrical Permit | Commercial | New | Completed | Installation / Repair - Commercial - Install of Low Voltage Security Devices Interior renovation within Rogers Arena, consisting of one section of typical arena bleachers. Remove one existing precast concrete bleacher segment and replace with new custom precast concrete segment that has camera platform built-in. Minor electrical & broadcasting upgrades, as required. Install new safety guards all around camera platform | Tyco Integrated Fire & Security Canada Inc/Tyco Feu Et Securite Integres Canada Inc
PP-2022-02277 | 2022-07-13 | 800 GRIFFITHS WAY #levels 6 & below , Vancouver, BC V6B 6G1 | Plumbing Permit | Commercial | Renovation | Completed | Commercial - Renovation and installation of several locker rooms / washrooms at Rogers arena >Interior alterations to provide improvements to team facilities including the fitness centre, team officials offices, media room and staff locker rooms at level 100 of this existing Arena (Rogers Arena) building on this site. Okay by A. Cashato OK to process as DTI as per W. Wong June 15, 2022 Amend: Oct 24, 2022 Additional fixtures to be added to the permit: Sinks x3 Backflow: x1 (ice machine) DCVA x3 (commercial dryers) RP x4 (commercial washing machine) | PR Mechanical LTD.
EP-2022-05629 | 2022-07-13 | 800 GRIFFITHS WAY #levels 6 & below , Vancouver, BC V6B 6G1 | Electrical Permit | Commercial | Tenant Improvement | Completed | Installation / Repair - Commercial - Facility improvements -on level 000 including branch wiring, relocating two existing panels, lighting upgrades (per the previously attached ASHRAE lighting), wiring mechanical exhaust fans and air handling units, relocating existing fire alarm devices and possibly data (not currently confirmed but I wanted to include it just in case). >BP: Interior alterations to provide improvements to team facilities including the fitness centre, team officials offices, media room and staff locker rooms at level 100 of this existing Arena (Rogers Arena) building on this site. Okay by A. Cashato OK to process as DTI as per W. Wong June 15, 2022 >>>>Amend: Sept. 13th -Relocate fire alarm devices and verification | Nonis Electrical Services Inc
SP-2022-01043 | 2022-08-19 | 800 GRIFFITHS WAY #levels 6 & below , Vancouver, BC V6B 6G1 | Sprinkler Permit | Commercial | Renovation | Completed | Commercial - Sprinkler alterations to provide improvements to team facilities including the fitness centre, team officials offices, media room and staff locker rooms at level 100 of this existing Arena (Rogers Arena) building on this site. | Evolution Fire Suppression Ltd
SP-2023-01473 | 2023-08-14 | 800 GRIFFITHS WAY #levels 6 & below , Vancouver, BC V6B 6G1 | Sprinkler Permit | Commercial | Renovation | Completed | Commercial - Adding heads to new area >DB: Level L000 Exterior / Interior alterations to provide improvements at level 000 of this existing Arena (Rogers Arena) building. Scope of work to create a new dining area and club space to be serviced with a commercial kitchen and 2 private bathrooms. Cass 1 cooking proposed 2019 VBBL *****This application does not include any of the following: 1. Not more than 20 sprinklers (add, relocate, or remove), 2. hydraulic calculations, 3. change in occupancy and /or hazard classification, 4. warehouse storage arrangements, 5. mobile compact storage arrangements, 6. alternative solutions, 7. changes to the sprinkler system supply piping (e.g. valves, mains, cross-mains, branch-lines, etc.), or 8. flexible sprinkler pipe. | Evolution Fire Suppression Ltd
EP-2023-07500 | 2023-08-23 | 800 GRIFFITHS WAY #levels 6 & below , Vancouver, BC V6B 6G1 | Electrical Permit | Commercial | Tenant Improvement | Issued | Installation / Repair - Commercial - Tenant Improvements - Lighting, Distribution, Branch Circuit Wiring, Fire Alarm. -We will be adding/moving devices on an existing fire alarm system followed by reverification >BP: Level L000 Exterior / Interior alterations to provide improvements at level 000 of this existing Arena (Rogers Arena) building. Scope of work to create a new dining area and club space to be serviced with a commercial kitchen and 2 private bathrooms. Cass 1 cooking proposed 2019 VBBL New exterior wall louvre supported by Planner – Shadi S. | Nonis Electrical Services Inc
EP-2023-07888 | 2023-08-31 | 800 GRIFFITHS WAY #levels 6 & below , Vancouver, BC V6B 6G1 | Electrical Permit | Commercial | Tenant Improvement | Completed | Installation / Repair - Commercial - Supply and install power for the installation of new score clock display and ribbon boards. Branch circuits from existing distribution. | Nonis Electrical Services Inc
NULL | NULL | 1128 E PENDER STREET, Vancouver, BC V6A 1W5 | Electrical Permit | Residential | New | Draft | Installation / Repair - Residential - We would like to get a permit for getting a heat pump installed. | NULL
MP-2022-00383 | 2022-10-18 | 1128 E PENDER STREET, Vancouver, BC V6A 1W5 | Mechanical Permit | NULL | NULL | Completed | NULL | Reliance Comfort Limited Partnership
EP-2022-07280 | 2022-08-31 | 1128 E PENDER STREET, Vancouver, BC V6A 1W5 | Electrical Permit | Residential | Renovation | Completed | Installation / Repair - Residential - Dedicated Circuit for AC Install. Note: A mechanical permit is required. | Pacific Star Electric Inc
PP-2022-04357 | 2022-12-07 | 2488 SW MARINE DRIVE, Vancouver, BC V6P 6C2 | Plumbing Permit | Residential | New | Completed | Residential - Sump and sanitary connections for new home >BP: Construction of a new 4-story 1FD building. Note: Application is reviewed under VBBL 2014. If work on this site could lead to the disturbance of soil advise applicant to contact the Provincial Archeology Branch at 250-953-3334 for necessary permits. In addition, please be advised that reports from an Archeologist(AIA,AOA) and permits from the First Nations may be necessary prior to the release of your City of Vancouver Permits | Canstar Excavating & Landscaping Ltd
EP-2023-01979 | 2023-03-08 | 2488 SW MARINE DRIVE, Vancouver, BC V6P 6C2 | Electrical Permit | Residential | New | Completed | Installation / Repair - Residential - 1FD - completion for alarm, cctv,intercom and audio >BP: Construction of a new 4-story 1FD building. Note: Application is reviewed under VBBL 2014. If work on this site could lead to ground disturbance (impacting soil) advise applicant to contact the Provincial Archaeology Branch at 250-953-3334 for a list of archaeological consultants, who when retained by the proponent, will apply on the proponent’s behalf for the necessary archaeological permits. In addition, please be advised that reports from an Archaeologist (Archaeological Overview Assessment (AOA) or Archaeological Impact Assessment (AIA) reports) and archaeological/heritage inspection permits from the First Nations may be necessary prior to the release of your City of Vancouver permits. | Guardian Security Systems ltd
EP-2023-04337 | 2023-06-30 | 2488 SW MARINE DRIVE, Vancouver, BC V6P 6C2 | Electrical Permit | Residential | New | Completed | Installation / Repair - Residential - TO CONTINUE WORK STARTED BY OTHERS (EP-2019-03947: expired) Finishing new single family house. Rough wire have done by another company *An approved mechanical permit is required for the installation of air conditioning or heat pump unit at the time of installation before an electrical inspection will be performed >BP: Construction of a new 4-story 1FD building. Note: Application is reviewed under VBBL 2014. If work on this site could lead to ground disturbance (impacting soil) advise applicant to contact the Provincial Archaeology Branch at 250-953-3334 for a list of archaeological consultants, who when retained by the proponent, will apply on the proponent’s behalf for the necessary archaeological permits. In addition, please be advised that reports from an Archaeologist (Archaeological Overview Assessment (AOA) or Archaeological Impact Assessment (AIA) reports) and archaeological/heritage inspection permits from the First Nations may be necessary prior to the release of your City of Vancouver permits. | Powerful Electric Ltd
PP-2020-03784 | 2023-01-13 | 2488 SW MARINE DRIVE, Vancouver, BC V6P 6C2 | Plumbing Permit | Residential | New | Completed | Residential - backflow preventor for lawn irrigation If work on this site could lead to the disturbance of soil advise applicant to contact the Provincial Archeology Branch at 250-953-3334 for necessary permits. In addition, please be advised that reports from an Archeologist(AIA,AOA) and permits from the First Nations may be necessary prior to the release of your City of Vancouver Permits | Oriental Landscaping & Home Improvement ltd
GP-2023-00872 | 2023-03-13 | 968 W 22ND AVENUE, Vancouver, BC V5Z 2A1 | Gas Permit | Residential | Renovation | Completed | Residential - Gas fireplace installation | 496302 BC Ltd
EP-2023-07329 | 2023-09-07 | 6033 MAPLE STREET, Vancouver, BC V6M 2E9 | Electrical Permit | Residential | Addition | Completed | Installation / Repair - Residential - ****HOMEOWNER PERMIT**** Addition floor area at second floor | NULL
SP-2023-01641 | 2023-09-08 | 6033 MAPLE STREET, Vancouver, BC V6M 2E9 | Sprinkler Permit | Residential | Renovation | Completed | Residential - Install 2 sprinkler heads in existing sprinklered house >BP: Building Permit for DP-2021-01054 Exterior and interior alterations to enclose a portion of the existing roof deck to create habitable space for this existing two storey plus basement one family dwelling on this corner with lane site. - Addition floor area at second floor - Add new window at existing ensuite and new den | Gold Key Fire Protection Ltd
SP-2022-00081 | 2022-01-27 | 1462 GRANVILLE STREET, Vancouver, BC V6Z 1N2 | Sprinkler Permit | Commercial | Tenant Improvement | Completed | Commercial - Relocate 6 QR Concealed 5.6K Relocate 4 QR SSU 5.6K >BP: #105 - Level 2 Interior alterations to change of use from retail to Barber Shop and provide first tenant improvements to this unit #105 on the level 2 of this existing commercial building on this site. OK for field review as per Jamie Zhang, Mar.23/21 Schedule B - Mech/Plumb Submitted by Ron Braun - 604.609.0500 > *****This application does not include any of the following: 1. Not more than 20 sprinklers (add, relocate, or remove), 2. hydraulic calculations, 3. change in occupancy and /or hazard classification, 4. warehouse storage arrangements, 5. mobile compact storage arrangements, 6. alternative solutions, 7. changes to the sprinkler system supply piping (e.g. valves, mains, cross-mains, branch-lines, etc.), or 8. flexible sprinkler pipe. | Gisborne Industrial Construction Ltd
GP-2023-04045 | 2023-12-15 | 3132 W 7TH AVENUE, Vancouver, BC V6K 2A1 | Gas Permit | Residential | Renovation | Issued | Residential - Decommission and remove old gas boiler and install new boiler | Ashton Service Group/Ashton Mechanical Ltd.
GP-2022-01849 | 2022-06-17 | 3134 W 7TH AVENUE #1 & 2, Vancouver, BC V6K 2A1 | Gas Permit | Residential | Addition | Completed | Residential - re and re gas range | Christopher Sterling
SP-2022-01243 | 2022-08-05 | 510 SEYMOUR STREET, Vancouver, BC V6B 3J5 | Sprinkler Permit | Commercial | Tenant Improvement | Completed | Commercial - Add (3) new Concealed Sprinklers to new offices Relocate (2) existing Uprights outside new office area >BP: Interior alterations to provide tenant improvements for this existing office tenant on the 10th floor (#1010) in this existing commercial use building on this site. Scope of work: select removal of glazing partition and install new partitions to add new offices, electrical and sprinkler work OK For Field Review per K. Vogt - Jan 28, 2022 E2 - Lighting - Upgrade to incorporate Automatic FULL OFF (per 9.4.1.1 (h) of ASHRAE 90.1-2016 Energy checklist is currently no longer required with your Building Permit (BP) application. Some supporting documents are still required at BP stage, specifically Envelope and HVAC, if applicable. Service Water Heating and Lighting supporting documents, if applicable, must be submitted with your related trades permits (e.g. electrical and plumbing). All energy upgrades will be checked during inspections stage. It is the applicant's responsibility to identify and note all required upgrades including energy upgrades on their BP drawings at BP stage. *****This application does not include any of the following: 1. Not more than 20 sprinklers (add, relocate, or remove), 2. hydraulic calculations, 3. change in occupancy and /or hazard classification, 4. warehouse storage arrangements, 5. mobile compact storage arrangements, 6. alternative solutions, 7. changes to the sprinkler system supply piping (e.g. valves, mains, cross-mains, branch-lines, etc.), or 8. flexible sprinkler pipe. | Community Fire Prevention Ltd
EP-2022-06317 | 2022-07-27 | 510 SEYMOUR STREET, Vancouver, BC V6B 3J5 | Electrical Permit | Commercial | Tenant Improvement | Completed | Installation / Repair - Commercial - UNIT #1010 - Install new receptacles, run Data, 3 occupancy sensor switches for 3 new office and relocate 2 light fixtures. #1010 - 10th floor Interior alterations to provide tenant improvements for this existing office tenant on the 10th floor (#1010) in this existing commercial use building on this site. Scope of work: select removal of glazing partition and install new partitions to add new offices, electrical and sprinkler work | Marcel Electric Inc
EP-2022-10315 | 2022-12-07 | 510 SEYMOUR STREET, Vancouver, BC V6B 3J5 | Electrical Permit | Commercial | NULL | Expired | Annual / Operating - Misc electrical work throughout Renewal of expired EP-2021-08213 Valid: November 4, 2022 to November 3, 2023 | Mott Electric General Partnership
EP-2023-03513 | 2023-04-25 | 510 SEYMOUR STREET, Vancouver, BC V6B 3J5 | Electrical Permit | Commercial | Tenant Improvement | Completed | Installation / Repair - Commercial - Install data and power for workstations, and power for Telus equipment, and power for little kitchenette (fridge, and counter receptacles. Power is from existing electrical panel in the suite. | Mott Electric General Partnership
EP-2023-10765 | 2024-02-01 | 510 SEYMOUR STREET, Vancouver, BC V6B 3J5 | Electrical Permit | Commercial | Addition | Issued | Installation / Repair - Commercial - EV Charger Installation fed from existing house panel QTY: 4 | Grove Electric Ltd
EP-2023-09809 | 2023-10-31 | 510 SEYMOUR STREET, Vancouver, BC V6B 3J5 | Electrical Permit | Commercial | NULL | Issued | Annual / Operating - Misc work throughout Renewal of EP-2022-10315 Valid: November 4, 2023 to November 3, 2024 | Mott Electric General Partnership
EP-2023-08477 | NULL | 6311 CAMBIE STREET #103, Vancouver, BC V5Z 3B2 | Electrical Permit | Commercial | Addition | Withdrawn | Installation / Repair - Commercial - #103 Install 20A circuit for heat pump (MP-2023-01403) | Royal Vancouver Air Conditioning
MP-2023-01403 | 2023-08-01 | 6311 CAMBIE STREET #103, Vancouver, BC V5Z 3B2 | Mechanical Permit | NULL | NULL | Cancelled | NULL | Royal Vancouver Air Conditioning
MP-2022-00533 | NULL | 6311 CAMBIE STREET #501, Vancouver, BC V5Z 3B2 | Mechanical Permit | NULL | NULL | Draft | NULL | NULL
MP-2022-00535 | 2022-11-08 | 6311 CAMBIE STREET #501, Vancouver, BC V5Z 3B2 | Mechanical Permit | NULL | NULL | Cancelled | NULL | ARCON HEATING AND AIR CONDITIONING
NULL | NULL | 6311 CAMBIE STREET #501, Vancouver, BC V5Z 3B2 | Mechanical Permit | NULL | NULL | Withdrawn | NULL | Arconn Contracting Ltd
MP-2022-00071 | 2022-08-03 | 6311 CAMBIE STREET #704, Vancouver, BC V5Z 3B2 | Mechanical Permit | NULL | NULL | Completed | NULL | Pro Ace Heating & Air Conditioning Services Ltd
EP-2023-02554 | 2023-05-23 | 6311 CAMBIE STREET #704, Vancouver, BC V5Z 3B2 | Electrical Permit | Residential | Addition | Completed | Installation / Repair - Residential - Electrical installation for Air Conditioner condenser unit *MP-2022-00071 | Daniel Topping
EP-2023-06963 | 2023-08-01 | 730 E HASTINGS STREET, Vancouver, BC V6A 1R5 | Electrical Permit | Commercial | NULL | Issued | Annual / Operating - ***ANNUAL OPERATING PERMIT*** Misc work throughout -renewal of: EP-2022-06680 -Valid: August 1, 2023 - July 31, 2024 | Mott Electric General Partnership
NULL | NULL | 1101 SEYMOUR STREET, Vancouver, BC V6B 0R1 | Electrical Permit | Commercial | Addition | Draft | Installation / Repair - Commercial - Demolition Demo the existing as per the demo plans Lighting and Controls Provide rough-in for lighting, emergency, and controls Supply and installation of lighting package (Alternate Lighting Package (Subject to Approval) Supply and installation of emergency lighting Supply and installation of Lighting controls Distribution Re/Re the existing panel as per plans General Power and Appliances Provide cable, conduits, wiring, and terminations for all general receptacles, floor boxes, and appliances shown on the drawings. Mechanical Equipment Provide conduits, cabling, wiring, and terminations of all line voltage power required by the mechanical equipment that is listed on the mechanical schedule Data and Communications Provide CAT6 Cabling, labeling and terminations as shown on the drawings Supply and installation of conduit stubs into ceiling space Supply and installation of J-Hook Raceway Supply and installation of patch panels Fire Alarm Supply and installation of fire alarm devices as indicated on the drawings Fire alarm verification included | TDR Electric Inc
PP-2023-03291 | 2023-09-15 | 1101 SEYMOUR STREET, Vancouver, BC V6B 0R1 | Plumbing Permit | Commercial | Renovation | Issued | Commercial - Add one toilet to unisex washroom, Cap off two urinals in same washroom. Remove and reinstall new fixtures only for one universal washroom, two unisex washrooms and one staff lounge kitchen sink. >BP: 2nd floor Including the operational letter from Salal dated June 12th, 2023 to provide improvements for a new Social Service Center tenant on the 2nd floor of this mixed use building on this site. | Mainland Plumbing & Heating
SP-2023-01515 | 2023-11-30 | 1101 SEYMOUR STREET, Vancouver, BC V6B 0R1 | Sprinkler Permit | Commercial | Tenant Improvement | Issued | Commercial - For sprinkler system alterations to the 2019 VBBL and NFPA 13, 2013 for the tenant improvements to provide improvements for a new Social Service Center tenant on the 2nd floor of this mixed use building on this site. Engineer of Record: Erik Watson-Hurthig 604-209-2594 erikwh@eriksberg.ca | Alco Fire Protection Ltd
EP-2023-09149 | 2023-10-11 | 1101 SEYMOUR STREET, Vancouver, BC V6B 0R1 | Electrical Permit | Commercial | Renovation | Issued | Installation / Repair - Commercial - Demolition - Demo the existing, install Lighting and Controls. Installation of rough-in for lighting, emergency, and controls. Installation of lighting package. Installation of emergency lighting. Supply and installation of Lighting controls. Distribution. Re/Re the existing pane. General Power and Appliances. Provide cable, conduits, wiring, and terminations for all general receptacles, floor boxes, and appliances. Mechanical Equipment. Provide conduits, cabling, wiring, and terminations of all line voltage power required by the mechanical equipment. Data and Communications Provide CAT6 Cabling, labeling and terminations. Supply and installation of conduit stubs into ceiling space, J-Hook Raceway, patch panels. Supply and installation of fire alarm devices. Fire alarm verification included. >BP: 2nd floor Including the operational letter from Salal dated June 12th, 2023 to provide improvements for a new Social Service Center tenant on the 2nd floor of this mixed use building on this site. OK for DB per S.Dugaro OK for Field Review per W.Wong Letter of assurance submitted: - Sch B (Mech, Plumb): Eric Cresswell, P.Eng., 604.684.5995 - Sch A/B (Elec): Birinder Walia, P.Eng., 604.561.3234 | TDR Electric Inc
EP-2024-00197 | 2024-01-16 | 1661 E 2ND AVENUE #307, Vancouver, BC V5N 1E1 | Electrical Permit | Commercial | Renovation | Issued | Installation / Repair - Commercial - adding living room pots, relocate kitchen plugs, new wine fridge #307 Interior alterations to provide improvements to the kitchen of dwelling unit #307 on the 3rd floor of this multiple dwelling building on this site. | Paul A Schipizky
PP-2024-00065 | 2024-01-10 | 1661 E 2ND AVENUE #307, Vancouver, BC V5N 1E1 | Plumbing Permit | Residential | Renovation | Issued | Residential - Kitchen renovation. Alteration to kitchen. Add a fridge water line >BP: #307 Interior alterations to provide improvements to the kitchen of dwelling unit #307 on the 3rd floor of this multiple dwelling building on this site. | James Wilson
EP-2022-00099 | 2022-01-13 | 860 RICHARDS STREET, Vancouver, BC V6B 3A7 | Electrical Permit | Commercial | New | Completed | Installation / Repair - Commercial - Addition of Lighting / Lighting Controls / Receptacles and new sub panel. >BP: To construct a cafe, pedestrian bridges and sky frames for this new park. The cafe is a SHELL occupancy. A separate Permit is required for future tenant improvement. *Soil Remediation permit under BP-2018-00879. Rev. #1, May 18, 2018 - Project description to include the Cafe as a shell space and a permit is required for future tenant improvements. Rev #2, May 1, 2020 - To reprint the original plans to replace the lost set on site. - Processed during the 2020 pandemic crisis. Rev #3 - Feb. 24, 2021 - Interior alterations to the staff washrooms, D4 door width change, hot water tank, under-slab drainage revised to accommodate grease trap, revise floor cleanouts, domestic water rough-ins, and power/Data rough-ins. Rev. #4 - Dec. 10. 2021 - To add anti-climb mesh infill panels to the guardrails. See plans for locations. | Steele Electric (2001) Ltd
PP-2022-00758 | 2022-03-07 | 860 RICHARDS STREET, Vancouver, BC V6B 3A7 | Plumbing Permit | Commercial | New | Completed | Commercial - New fixtures: sinks, mop sink, lav, wc, and water filter >>>AMEND: May 24th -this plumbing permit should be related to BP-2021-04347 >BP: 860 Richards Street - Commercial Interior alterations to this existing CAFE (Shell) for CAFE use including fixtures, equipment, millwork & lighting in this new commercial building | Broadway Refrigeration & Air Conditioning Co
EP-2022-02319 | 2022-03-24 | 860 RICHARDS STREET, Vancouver, BC V6B 3A7 | Electrical Permit | Commercial | Tenant Improvement | Completed | Installation / Repair - Commercial - Relocate existing FA Devices in Café Shell space, to Commercial Café Space. Fire Alarm relocations only. Pull Station, Annunciator Panel & Speaker >BP: 860 Richards Street - Commercial Interior alterations to this existing CAFE (Shell) for CAFE use including fixtures, equipment, millwork & lighting in this new commercial building OK for field review per R.Rattray 08/13/21 No OC, pending permit BP-2018-00810, ok to proceed concurrently per R.Rattray 8/13/21 Building Sprinklered - DBI to determine on site if separate sprinkler permit required. | Protec Installations Group
EP-2022-02333 | 2022-03-23 | 860 RICHARDS STREET, Vancouver, BC V6B 3A7 | Electrical Permit | Commercial | New | Completed | Installation / Repair - Commercial - Alarm and Access Control (NO MAGLOCKS) >BP: To construct a cafe, pedestrian bridges and sky frames for this new park. The cafe is a SHELL occupancy. A separate Permit is required for future tenant improvement. *Soil Remediation permit under BP-2018-00879. Rev. #1, May 18, 2018 - Project description to include the Cafe as a shell space and a permit is required for future tenant improvements. Rev #2, May 1, 2020 - To reprint the original plans to replace the lost set on site. - Processed during the 2020 pandemic crisis. Rev #3 - Feb. 24, 2021 - Interior alterations to the staff washrooms, D4 door width change, hot water tank, under-slab drainage revised to accommodate grease trap, revise floor cleanouts, domestic water rough-ins, and power/Data rough-ins. Rev. #4 - Dec. 10. 2021 - To add anti-climb mesh infill panels to the guardrails. See plans for locations. | Rose Security Services Inc
PP-2023-01680 | 2023-05-11 | 860 RICHARDS STREET, Vancouver, BC V6B 3A7 | Plumbing Permit | Commercial | Addition | Completed | Commercial - Installing a potable water by pass on a non potable water system. | City of Vancouver REFM Plumbing Dept
PP-2022-03754 | 2022-10-20 | 860 RICHARDS STREET, Vancouver, BC V6B 3A7 | Plumbing Permit | Commercial | Renovation | Completed | Commercial - Install backflow preventer as per water operations managers instructions on water make up line to underground tank | Total Energy Systems Ltd
EP-2024-00453 | 2024-01-31 | 550 W BROADWAY, Vancouver, BC V5Z 0E9 | Electrical Permit | Commercial | Tenant Improvement | Issued | Installation / Repair - Commercial - Electrical receptacle, and some LED strip light | D S Clayton Electric Ltd
EP-2023-09311 | 2023-11-28 | 550 W BROADWAY, Vancouver, BC V5Z 0E9 | Electrical Permit | Commercial | Addition | Completed | Installation / Repair - Commercial - Installation of Four, level two EV Chargers *EV Chargers are being fed from existing house panel. See attached picture. EV Chargers have a built in EVMS. EVMS is Hypercharge. | Yastremski Associates Inc
EP-2023-07597 | 2023-08-23 | 550 W BROADWAY, Vancouver, BC V5Z 0E9 | Electrical Permit | Commercial | Renovation | Completed | Installation / Repair - Commercial - Add receptacles for office room. BP: Interior alterations to provide tenant improvements to this new office tenant on the 3rd floor (#308) of this existing mixed-use building on site. Scope of work: Construct new partitions to create new rooms, new doors, switches and lighting. | Dragon Electric Ltd
PP-2022-02540 | 2022-07-22 | 2149 VENABLES STREET, Vancouver, BC V5L 2J3 | Plumbing Permit | Residential | Renovation | Completed | Residential - House renovation- 1 new bathroom >BP: Exterior and interior alterations to this existing two family dwelling unit building. The scope of work includes to propose an addition half storey above the existing second floor. | Kearney Plumbing & Heating
EP-2022-05684 | 2022-07-06 | 2149 VENABLES STREET, Vancouver, BC V5L 2J3 | Electrical Permit | Residential | Addition | Completed | Installation / Repair - Residential - Installing new receptacles switches pot lights for 2 bedrooms , 1 bathroom Exterior and interior alterations to this existing two family dwelling unit building. The scope of work includes to propose an addition half storey above the existing second floor. | Optus Power Ltd
SP-2022-01297 | 2022-08-23 | 2149 VENABLES STREET, Vancouver, BC V5L 2J3 | Sprinkler Permit | Residential | Addition | Completed | Residential - Adding sprinklers to new rooms >BP: Exterior and interior alterations to this existing two family dwelling unit building. The scope of work includes to propose an addition half storey above the existing second floor. | Titan Fire Protection Ltd
EP-2022-04385 | NULL | 2149 VENABLES STREET, Vancouver, BC V5L 2J3 | Electrical Permit | Residential | Renovation | Withdrawn | Installation / Repair - Residential - Pulling electrical and ethernet cables. Installing lights, plugs, switches, fan and heating. | NULL
EP-2022-04475 | NULL | 2149 VENABLES STREET, Vancouver, BC V5L 2J3 | Electrical Permit | Residential | Renovation | Withdrawn | Installation / Repair - Residential - Installing/moving fixtures, switches, plugs, base board heating and fan. >BP: Exterior and interior alterations to this existing two family dwelling unit building. The scope of work includes to propose an addition half storey above the existing second floor. Structural schedule B signed and sealed by Shaozhe Guo, 778.926.0525 Renovation energy upgrade proposal prepared by Peter Cho, 778.316.9053 | NULL
EP-2023-07950 | 2023-09-05 | 1351 CONTINENTAL STREET, Vancouver, BC V6Z 1R6 | Electrical Permit | Commercial | Renovation | Completed | Installation / Repair - Commercial - 1) Install LED strip lighting behind wooden benches in Dry Sauna common area. 2) Replace existing Wet Sauna heater (15KW) with new Dry Sauna heater (15KW) of the same wattage. Existing cable and circuit breaker already in place from previous heater. | Daniel Topping
EP-2022-04229 | 2022-05-24 | 3412 W 3RD AVENUE, Vancouver, BC V6R 1L5 | Electrical Permit | Residential | Renovation | Completed | Installation / Repair - Residential - -Supply and install new 30A dryer receptacle -Supply and install new 15A washer receptacle -Use existing breakers -Remove old wiring from the panel and make safe -Demo existing washer and dryer receptacles -Demo existing fan switch line in the ceiling and from the 2 gang on the wall -Relocate existing light switch leg to exterior wall -Relocate existing GFCI receptacle for new iron plug -Remove existing Pot light and install new surface mount light fixture. | TDR Electric Inc
EP-2022-00095 | 2022-01-12 | 3412 W 3RD AVENUE, Vancouver, BC V6R 1L5 | Electrical Permit | Residential | Addition | Completed | Installation / Repair - Residential - EV Charger Installation -Supply and install DCC 12 load managing device -Supply and install #8 teck cable from the panel to the EV Charger located in the garage next to the panel -Supply and install 40A home line 240V breaker -Turn on and test | TDR Electric Inc
GP-2023-00923 | 2023-03-15 | 3412 W 3RD AVENUE, Vancouver, BC V6R 1L5 | Gas Permit | Residential | Renovation - Dwelling Unit(s) only | Completed | Residential - R&R Boiler Replacement | General Heating Ltd
EP-2022-09207 | 2022-10-31 | 538 W BROADWAY, Vancouver, BC V5Z 1E9 | Electrical Permit | Commercial | Tenant Improvement | Completed | Installation / Repair - Commercial - Hook up LED retrofitted Signage to the existing power | Top's Lighting (2003) Ltd
EP-2023-02560 | 2023-03-28 | 550 W BROADWAY #329, Vancouver, BC V5Z 0E9 | Electrical Permit | Residential | Renovation - Dwelling Unit(s) only | Completed | Installation / Repair - Residential - Change old style pot lights to new LED pot lights | Morning Star Electrical Ltd
PP-2023-01347 | 2023-04-18 | 550 W BROADWAY #329, Vancouver, BC V5Z 0E9 | Plumbing Permit | Commercial | Renovation | Completed | Commercial - move sink location | Doctor Plumbing & Heating Ltd
EP-2022-00328 | 2022-01-18 | 550 W BROADWAY #329, Vancouver, BC V5Z 0E9 | Electrical Permit | Residential | Addition | Completed | Installation / Repair - Residential - Add 11 new receptacles in new walls #329 - 3rd Floor Interior alterations to create a demising wall between units #333 and #329 and to add new partition walls in unit #337. Change of occupancy from church/meditation space (A2) to office shell (D) for units #333 and #329. Change of occupancy from church/meditation space (A2) to Health care Office (D) for unit #337. Occupant load not to exceed 60. | Morning Star Electrical Ltd
EP-2022-04245 | NULL | 550 W BROADWAY #329, Vancouver, BC V5Z 0E9 | Electrical Permit | Residential | Renovation | Withdrawn | Installation / Repair - Residential - Fire alarm wiring repair | Morning Star Electrical Ltd
EP-2022-04246 | NULL | 550 W BROADWAY #333, Vancouver, BC V5Z 0E9 | Electrical Permit | Residential | Renovation | Withdrawn | Installation / Repair - Residential - First alarm wiring repair | Morning Star Electrical Ltd
EP-2022-00469 | 2022-01-27 | 550 W BROADWAY #333, Vancouver, BC V5Z 0E9 | Electrical Permit | Residential | Addition | Completed | Installation / Repair - Residential - Add few plugs in new walls for UNIT 333 > Interior alterations to create a demising wall between units #333 and #329 and to add new partition walls in unit #337. Change of occupancy from church/meditation space (A2) to office shell (D) for units #333 and #329. Change of occupancy from church/meditation space (A2) to Health care Office (D) for unit #337. Occupant load not to exceed 60. | Morning Star Electrical Ltd
EP-2022-00468 | 2022-01-27 | 550 W BROADWAY #337, Vancouver, BC V5Z 0E9 | Electrical Permit | Residential | Addition | Completed | Installation / Repair - Residential - Add few plugs in new wall FOR UNIT #337 >RELATED TO: EP-2022-00328; EP-2022-00469 >BP: #329 - 3rd Floor Interior alterations to create a demising wall between units #333 and #329 and to add new partition walls in unit #337. Change of occupancy from church/meditation space (A2) to office shell (D) for units #333 and #329. Change of occupancy from church/meditation space (A2) to Health care Office (D) for unit #337. Occupant load not to exceed 60. Letters of assurance submitted: Sch A (Arch): Patrick (Xu) Yang, 604-616-7892 Sch B (Arch): Patrick (Xu) Yang, 604-616-7892 Okay for field review as per K. Kang October 21, 2021 Addressing notes: 3rd Floor, Units 337, 333, 329 #333 has divided into 3 units, #329 & #337 have been assigned to the newly created space and #333 retained for the remaining space. #329 & #337 & #333 are to be posted as shown on the approved plans & clearly visible from the street prior to final inspection. Notes: - Energy upgrade: E2 - Lighting - Upgrade to incorporate Automatic Partial OFF (per 9.4.1.1.(g) of ASHRAE 90.1-2016) Energy checklist is currently no longer required with your Building Permit (BP) application. Some supporting documents are still required at BP stage, specifically Envelope and HVAC, if applicable. Service Water Heating and Lighting supporting documents, if applicable, must be submitted with your related trades permits (e.g. electrical and plumbing). All energy upgrades will be checked during inspections stage. It is the applicant’s responsibility to identify and note all required upgrades including energy upgrades on their BP drawings at BP stage. | Morning Star Electrical Ltd
SP-2022-00230 | 2022-02-22 | 550 W BROADWAY #337, Vancouver, BC V5Z 0E9 | Sprinkler Permit | Commercial | Renovation | Completed | Commercial - 3 new sprinkler heads and one relocate #329 - 3rd Floor Interior alterations to create a demising wall between units #333 and #329 and to add new partition walls in unit #337. Change of occupancy from church/meditation space (A2) to office shell (D) for units #333 and #329. Change of occupancy from church/meditation space (A2) to Health care Office (D) for unit #337. Occupant load not to exceed 60. | BC FIRE SPRINKLERS--Gordon Knight
EP-2022-04244 | 2022-05-26 | 550 W BROADWAY #337, Vancouver, BC V5Z 0E9 | Electrical Permit | Commercial | Renovation | Completed | Installation / Repair - Commercial - Repair fire alarm wiring and verification -move one fire alarm speeker and change its wire to bx cable as per inspector required >BP: #329 - 3rd Floor Interior alterations to create a demising wall between units #333 and #329 and to add new partition walls in unit #337. Change of occupancy from church/meditation space (A2) to office shell (D) for units #333 and #329. Change of occupancy from church/meditation space (A2) to Health care Office (D) for unit #337. Occupant load not to exceed 60. Letters of assurance submitted: Sch A (Arch): Patrick (Xu) Yang, 604-616-7892 Sch B (Arch): Patrick (Xu) Yang, 604-616-7892 Okay for field review as per K. Kang October 21, 2021 Addressing notes: 3rd Floor, Units 337, 333, 329 #333 has divided into 3 units, #329 & #337 have been assigned to the newly created space and #333 retained for the remaining space. #329 & #337 & #333 are to be posted as shown on the approved plans & clearly visible from the street prior to final inspection. Notes: - Energy upgrade: E2 - Lighting - Upgrade to incorporate Automatic Partial OFF (per 9.4.1.1.(g) of ASHRAE 90.1-2016) Energy checklist is currently no longer required with your Building Permit (BP) application. Some supporting documents are still required at BP stage, specifically Envelope and HVAC, if applicable. Service Water Heating and Lighting supporting documents, if applicable, must be submitted with your related trades permits (e.g. electrical and plumbing). All energy upgrades will be checked during inspections stage. It is the applicant’s responsibility to identify and note all required upgrades including energy upgrades on their BP drawings at BP stage. | Morning Star Electrical Ltd
SP-2022-00017 | 2022-01-11 | 550 W BROADWAY #346, Vancouver, BC V5Z 1E9 | Sprinkler Permit | Commercial | Tenant Improvement | Completed | Commercial - Add and relocate sprinkler heads >BP: #346 - 3rd floor Interior alterations to provide tenant improvements to this shell (office) space for a new Health Care Office tenant on the 3rd floor (346) in this existing commercial building. Scope of work includes: new partition walls with doors to create three treatment rooms. Electrical, sprinkler and plumbing to suite Tenant: Arion Clinic OK for field review as per Rosa Astorino May 27, 2021 Notes: - Energy Upgrade Trigger: E2 - Lighting - Upgrade to Local Control (per 9.4.1.1.(a) of ASHRAE 90.1-2016) - Separate permits will be required for signs and/or awnings. > *****This application does not include any of the following: 1. Not more than 20 sprinklers (add, relocate, or remove), 2. hydraulic calculations, 3. change in occupancy and /or hazard classification, 4. warehouse storage arrangements, 5. mobile compact storage arrangements, 6. alternative solutions, 7. changes to the sprinkler system supply piping (e.g. valves, mains, cross-mains, branch-lines, etc.), or 8. flexible sprinkler pipe. | Viking Fire Protection Inc
EP-2022-00273 | 2022-01-28 | 550 W BROADWAY #346, Vancouver, BC V5Z 1E9 | Electrical Permit | Commercial | Tenant Improvement | Completed | Installation / Repair - Commercial - Tenant Improvement for a health care office -Medical clinic. 3 exam rooms. 1 washer and dryer. Reception waiting area. 2x4 fixtures controlled by wall mount Vacancy Sensors. Existing electrical panel is in the unit. -No surgeries will be performed -We will be installing (3) 2x2 and (7) 2x4 LED Flat Panel fixtures controlled by individual room controller VAC/OCC Sensors. I have completed the lighting form for review. No exterior lighting required Note: The installation of electrical wiring and equipment within the patient care areas of health care facility must meet the relevant Rules of Section 24 of the CE Code. >BP: #346 - 3rd floor Interior alterations to provide tenant improvements to this shell (office) space for a new Health Care Office tenant on the 3rd floor (346) in this existing commercial building. Scope of work includes: new partition walls with doors to create three treatment rooms. Electrical, sprinkler and plumbing to suite Tenant: Arion Clinic | Marathon Electric Ltd
PP-2023-03889 | 2024-01-31 | 550 W BROADWAY #530, Vancouver, BC V5Z 0E9 | Plumbing Permit | Commercial | New | Issued | Commercial - SUITE #530 - 5TH FLOOR - Add a hand wash sink to a proposed nail salon >DB: #530 - 550 W Broadway Project Description: Interior renovations and a change of use from School Arts or Self-Improvement (Small Suite D Occupancy) to Beauty and Wellness , Group D at unit #530 on the 4th floor of this commercial building on this site. Scope of Work includes new hand sinks to comply with VCH. | PHD PLUMBING HEATING & DRAINAGE LTD
PP-2022-01108 | 2022-04-01 | 550 W BROADWAY #603, Vancouver, BC V5Z 0E9 | Plumbing Permit | Commercial | New | Issued | Commercial - new kitchen sink | Pioneer Plumbing & Heating Inc
PP-2024-00159 | 2024-01-24 | 550 W BROADWAY #603, Vancouver, BC V5Z 0E9 | Plumbing Permit | Commercial | Tenant Improvement | Issued | Commercial - SUITE #603 - 6TH FLOOR - Adding 4 fixtures plus water supplier and drainage for electric hwt. >BP: Unit #603 - 550 W Broadway Interior renovations and first TI to office (shell) for new beauty salon in existing mixed-use building on site. Scope of work to include layout changes and additions of plumbing fixtures. | Resilient Plumbing & Heating Inc
NULL | NULL | 550 W BROADWAY #603, Vancouver, BC V5Z 0E9 | Plumbing Permit | Commercial | New | Withdrawn | Commercial - Install plumbing and drainage and venting for 4 fixtures and hot water tank | Resilient Plumbing & Heating Inc
PP-2023-01685 | 2023-05-12 | 550 W BROADWAY #713, Vancouver, BC V5Z 0E9 | Plumbing Permit | Commercial | Tenant Improvement | Completed | Commercial - SUITE #713 - 7TH FLOOR - Install new sink to existing drainage and water lines. >BP: #713 - 7th Floor Interior alterations to provide first tenant improvements to office (shell) space for a new office tenant on the 7th floor (#713) in this existing commercial building. Scope of work: construct partition walls for new office and storage room, till ceiling, lighting, relocate sink, electrical, plumbing and sprinkler work. | One Stop Mechanical Ltd
EP-2023-04022 | 2023-05-19 | 550 W BROADWAY #713, Vancouver, BC V5Z 0E9 | Electrical Permit | Commercial | Addition | Completed | Installation / Repair - Commercial - Add sime light fixtures, exit light units,wiring circuits for outlets. >BP: Interior alterations to provide first tenant improvements to office (shell) space for a new office tenant on the 7th floor (#713) in this existing commercial building. Scope of work: construct partition walls for new office and storage room, till ceiling, lighting, relocate sink, electrical, plumbing and sprinkler work. TENANT: Nick Go Law Corporation Building Sprinklered - Separate sprinkler permit required for proposed work. OK for Office TI Energy checklist is currently no longer required with your Building Permit (BP) application. Some supporting documents are still required at BP stage, specifically Envelope and HVAC, if applicable. Service Water Heating and Lighting supporting documents, if applicable, must be submitted with your related trades permits (e.g. electrical and plumbing). | Myarc Electrical Inc
EP-2023-04399 | 2023-05-23 | 550 W BROADWAY #713, Vancouver, BC V5Z 0E9 | Electrical Permit | Commercial | Addition | Completed | Installation / Repair - Commercial - Installation of data network. >BP: Interior alterations to provide first tenant improvements to office (shell) space for a new office tenant on the 7th floor (#713) in this existing commercial building. Scope of work: construct partition walls for new office and storage room, till ceiling, lighting, relocate sink, electrical, plumbing and sprinkler work. TENANT: Nick Go Law Corporation Building Sprinklered - Separate sprinkler permit required for proposed work. OK for Office TI Energy checklist is currently no longer required with your Building Permit (BP) application. Some supporting documents are still required at BP stage, specifically Envelope and HVAC, if applicable. Service Water Heating and Lighting supporting documents, if applicable, must be submitted with your related trades permits (e.g. electrical and plumbing). | Opticnet Communications Inc
SP-2023-00894 | 2023-05-19 | 550 W BROADWAY #713, Vancouver, BC V5Z 0E9 | Sprinkler Permit | Commercial | Renovation | Completed | Commercial - SUITE #713 - 7TH FLOOR - 2 upright sprinkler relocated to pendent sprinkler >BP: #713 - 7th Floor Interior alterations to provide first tenant improvements to office (shell) space for a new office tenant on the 7th floor (#713) in this existing commercial building. Scope of work: construct partition walls for new office and storage room, till ceiling, lighting, relocate sink, electrical, plumbing and sprinkler work. *****This application does not include any of the following: 1. Not more than 20 sprinklers (add, relocate, or remove), 2. hydraulic calculations, 3. change in occupancy and /or hazard classification, 4. warehouse storage arrangements, 5. mobile compact storage arrangements, 6. alternative solutions, 7. changes to the sprinkler system supply piping (e.g. valves, mains, cross-mains, branch-lines, etc.), or 8. flexible sprinkler pipe. | Spectrum Fire Protection Ltd
EP-2023-04649 | 2023-05-30 | 550 W BROADWAY #713, Vancouver, BC V5Z 0E9 | Electrical Permit | Commercial | Tenant Improvement | Completed | Installation / Repair - Commercial - Relocate, lower a fire alarm speaker. >BP: #713 - 7th Floor Interior alterations to provide first tenant improvements to office (shell) space for a new office tenant on the 7th floor (#713) in this existing commercial building. Scope of work: construct partition walls for new office and storage room, till ceiling, lighting, relocate sink, electrical, plumbing and sprinkler work. TENANT: Nick Go Law Corporation | MILKYWAY INDUSTRY LTD
PP-2023-03113 | 2023-09-05 | 8488 CORNISH STREET, Vancouver, BC V6P 0C2 | Plumbing Permit | Commercial | Addition | Completed | Commercial - Installing one ¾" DCVA backflow preventer - 9th Floor | Ainsworth Inc
PP-2023-02482 | 2023-07-14 | 333 POWELL STREET, Vancouver, BC V6A 1G5 | Plumbing Permit | Commercial | Renovation | Completed | Commercial - rough in for bedpan washer and mop sink. ***NOTE: Any structural work may require a building permit Amend: July 19, 2023 drinking fountain needs to be changed to mop sink. Need to add 2 backflows for both mop sink and bed pan washer. So 4 backflows total. | Across Town Plumbing & Heating (2017) Ltd
MP-2022-00713 | 2022-12-15 | 1308 HORNBY STREET #507, Vancouver, BC V6Z 0C5 | Mechanical Permit | NULL | NULL | Completed | NULL | Moore And Russell Heating And Air Conditioning Ltd
EP-2022-10640 | 2022-12-20 | 1308 HORNBY STREET #507, Vancouver, BC V6Z 0C5 | Electrical Permit | Residential | Tenant Improvement | Completed | Installation / Repair - Residential - UNIT# 507 Electrical installation of heat pump No change to existing service. MP obtained:MP-2022-00713 issued Building permit not required. | Moore And Russell Heating And Air Conditioning Ltd
MP-2023-00218 | 2023-02-16 | 1308 HORNBY STREET #1801, Vancouver, BC V6Z 0C5 | Mechanical Permit | NULL | NULL | Cancelled | NULL | 1236318 BC Ltd DBA Aquatech Vancouver
MP-2023-00177 | NULL | 1308 HORNBY STREET #1801, Vancouver, BC V6Z 0C5 | Mechanical Permit | NULL | NULL | Withdrawn | NULL | 1236318 BC Ltd
GP-2023-02047 | 2023-07-10 | 3898 W 3RD AVENUE, Vancouver, BC V6R 1M4 | Gas Permit | Residential | Renovation | Issued | Residential - Installation of 1 outdoor gas fireplace - venting and hook up only | Urban Fireplaces Ltd
EP-2021-09577 | 2022-01-24 | 1560 E 58TH AVENUE, Vancouver, BC V5P 2C2 | Electrical Permit | Residential | Addition | Completed | Installation / Repair - Residential - Install circuit for EV Charger | Superb Electric Limited
SP-2022-01596 | 2022-10-03 | 2540 NANAIMO STREET, Vancouver, BC V5N 5X1 | Sprinkler Permit | Commercial | Tenant Improvement | Issued | Commercial - addition of 2 sprinkler heads *****This application does not include any of the following: 1. Not more than 20 sprinklers (add, relocate, or remove), 2. hydraulic calculations, 3. change in occupancy and /or hazard classification, 4. warehouse storage arrangements, 5. mobile compact storage arrangements, 6. alternative solutions, 7. changes to the sprinkler system supply piping (e.g. valves, mains, cross-mains, branch-lines, etc.), or 8. flexible sprinkler pipe. | Mountain Fire Protection Ltd
EP-2022-03959 | NULL | 3349 DUNBAR STREET #1, Vancouver, BC V6S 2B9 | Electrical Permit | Residential | Renovation | Withdrawn | Installation / Repair - Residential - Low voltage including security and TV | Moda Smart Home Inc
EP-2022-04659 | 2022-06-03 | 3302 NORTH ARM AVENUE, Vancouver, BC | Electrical Permit | Commercial | Addition | Completed | Installation / Repair - Commercial - Installation of conduit only from PMT to main switch >BP: To construct a pre-fabricated gas boiler within a container on this vacant site to provide heat to the district heating system for River District, Parcel 28. This is Temporary Energy Center #3 is for 5 years base on the issued date of this permit. VBBL 2019 - Reviewed during 2020/21 Pandemic. | Trans-Western Electric Ltd
EP-2022-01439 | 2022-03-03 | 3302 NORTH ARM AVENUE, Vancouver, BC | Electrical Permit | Commercial | New | Completed | Installation / Repair - Commercial - Supply and install breaker panels meter base disconnect. install breakers and wiring for 2 boilers and related equipment pumps etc. wiring for lights and receptacles. AMEND: JUN 10/2022 Installation of fire alarm conduits and related wiring | CPS Electrical LTD
EP-2022-07771 | 2022-09-16 | 3302 NORTH ARM AVENUE, Vancouver, BC | Electrical Permit | Commercial | New | Completed | Installation / Repair - Commercial - new security system and cameras >>BP: To construct a pre-fabricated gas boiler within a container on this vacant site to provide heat to the district heating system for River District, Parcel 28. This is Temporary Energy Center #3 is for 5 years base on the issued date of this permit. VBBL 2019 - Reviewed during 2020/21 Pandemic. | Atlas Alarms Ltd
EP-2022-05812 | 2022-07-29 | 3302 NORTH ARM AVENUE, Vancouver, BC | Electrical Permit | Residential | Addition | Completed | Installation / Repair - Residential - ETS Controls for TEC3 >BP: To construct a pre-fabricated gas boiler within a container on this vacant site to provide heat to the district heating system for River District, Parcel 28. This is Temporary Energy Center #3 is for 5 years base on the issued date of this permit. VBBL 2019 - Reviewed during 2020/21 Pandemic. | ESC Automation Inc
EP-2022-06566 | 2022-08-12 | 3302 NORTH ARM AVENUE, Vancouver, BC | Electrical Permit | Commercial | New | Cancelled | Installation / Repair - Commercial - installation of a security alarm system >BP: To construct a pre-fabricated gas boiler within a container on this vacant site to provide heat to the district heating system for River District, Parcel 28. This is Temporary Energy Center #3 is for 5 years base on the issued date of this permit. VBBL 2019 - Reviewed during 2020/21 Pandemic. | Telus Custom Security Systems Inc
EP-2023-07808 | 2023-08-29 | 3302 NORTH ARM AVENUE, Vancouver, BC | Electrical Permit | Commercial | Renovation | Issued | Installation / Repair - Commercial - Controls for Exhaust fan and monitoring. | Ainsworth Inc
PP-2022-02798 | 2022-08-12 | 489 W 2ND AVENUE, Vancouver, BC V5Y 1E3 | Plumbing Permit | Commercial | Tenant Improvement | Completed | Commercial - Install bottle filler >Change of major occupancy classification and minor renovation Interior alterations only to expand the existing fitness center at 489 W 2nd Avenue to the adjacent retail unit 459 W 2nd Avenue in this existing high rise mixed use (fitness center/residential) building. Notes: 1. Occupant load is 192 person 2. Permit application was reviewed for conformance with VBBL 2019. | True Blue Plumbing Limited
PP-2022-03425 | 2022-09-28 | 1925 WOODLAND DRIVE, Vancouver, BC V5N 5N9 | Plumbing Permit | Commercial | Tenant Improvement | Completed | Commercial - INSIDE Backflow Preventor - lawn irrigation- mechanical room | Werner Smith Mechanical Inc
EP-2022-07361 | 2022-08-31 | 4885 SAINT JOHN PAUL II WAY, Vancouver, BC V5Z 0G3 | Electrical Permit | Commercial | NULL | Expired | Annual / Operating - ANNUAL OPERATING PERMIT VALID: JULY 29/2022 - JULY July 28, 2023 EXPIRED PERMIT: EP-2021-05776 misc electrical work throughout | Mott Electric General Partnership
EP-2022-10258 | NULL | 4885 SAINT JOHN PAUL II WAY, Vancouver, BC V5Z 0G3 | Electrical Permit | Commercial | NULL | Withdrawn | Annual / Operating - Misc electrical work throughout | Mott Electric General Partnership
EP-2023-06281 | 2023-07-12 | 4885 SAINT JOHN PAUL II WAY, Vancouver, BC V5Z 0G3 | Electrical Permit | Commercial | Addition | Issued | Annual / Operating - Misc electrical work throughout RENEWAL OF EP-2022-07361 VALID: JULY 29/2023 - JULY July 28, 2024 | Mott Electric General Partnership
EP-2023-11383 | NULL | 4885 SAINT JOHN PAUL II WAY, Vancouver, BC V5Z 0G3 | Electrical Permit | Commercial | Renovation | Applicant Revisions | Installation / Repair - Commercial - Remove existing EM lighting UPS and replace with feed from Standby generator. -There is no current BP for the generator, it is existing. It was installed in 2019-2020 the BP at that time was DB-2019-05600 Please note that we have spoken to Jason Rowley and he has agreed to review the permit application with out an engineers drawing. We understand that this is not commitment to approve but rather a consideration for a not-for-profit client. The Roman Catholic Archdiocese is hoping to save the engineering fees but understands that this is not a certainty. Ian Collins Mott Electric 778 231 8121 | Mott Electric General Partnership
GP-2022-01273 | 2022-04-22 | 767 E 14TH AVENUE, Vancouver, BC V5T 2N3 | Gas Permit | Commercial | Tenant Improvement | Completed | Commercial - Removal of existing Viessman boiler and replace with IBC condensing boiler | Pioneer Plumbing & Heating Inc
EP-2022-01925 | 2022-03-09 | 409 W 2ND AVENUE, Vancouver, BC V5Y 1E3 | Electrical Permit | Commercial | Renovation | Completed | Installation / Repair - Commercial - Removing old Fixtures, and Replacing with New Led Fixtures. | Energy Network Services Inc
NULL | NULL | 409 W 2ND AVENUE, Vancouver, BC V5Y 1E3 | Electrical Permit | Commercial | Renovation | Withdrawn | Installation / Repair - Commercial - Upgrading old Fixtures to New LED fixtures | Energy Network Services Inc
EP-2023-11096 | 2024-01-03 | 429 W 2ND AVENUE #200, Vancouver, BC V5Y 1E3 | Electrical Permit | Commercial | Addition | Completed | Installation / Repair - Commercial - Installing 2x 40A circuits for 2x dedicated 6.6kW Charging Stations fed with 6cu + 10cu to existing conduit fed to 2x 40A breakers. Parkade -Commercial side | Trudel, Daniel, DBA: Electrum Charging Solutions Inc.
EP-2023-04937 | 2023-06-05 | 880 W 28TH AVENUE, Vancouver, BC | Electrical Permit | Commercial | NULL | Issued | Annual / Operating - operating electrical equipment through out the building, carry out electrical work in the hospital building. Renewal of EP-2022-04977 Valid: May 20, 2023 - May 19, 2024 | Black & McDonald Limited
EP-2022-04977 | 2022-06-14 | 880 W 28TH AVENUE, Vancouver, BC | Electrical Permit | Commercial | NULL | Expired | Annual / Operating - operating electrical equipment through out the building, carry out electrical work in the hospital building. Renewal of EP-2021-03708 Valid: May 20, 2022 - May 19, 2023 | Black & McDonald Limited
EP-2023-01236 | 2023-02-16 | 2154 W 7TH AVENUE, Vancouver, BC V6K 0E3 | Electrical Permit | Commercial | New | Completed | Installation / Repair - Commercial - Supply and install 3 LED lights on temporary hoarding at the corner of Arbutus and W 8th Ave. | Harbourview Electric Ltd
EP-2022-10106 | 2022-12-06 | 95 W 15TH AVENUE, Vancouver, BC V5Y 1X7 | Electrical Permit | Residential | Addition | Completed | Installation / Repair - Residential - Supply and install an EV charger with an existing wiring in outdoor carport. Circuit already exists. There is No alteration to the panel. | Hall Electrical Ltd
EP-2023-03314 | 2023-04-18 | 1401 GRANVILLE STREET, Vancouver, BC V6Z 1N1 | Electrical Permit | Commercial | Tenant Improvement | Completed | Installation / Repair - Commercial - Security, CCTV, and Data roughin and finishing >BP: First tenant improvement. Interior and exterior alteration and change of major occupancy from retail (Group E) to restaurant (Group A-2) to provide a new restaurant at 1401 Granville Street. Scope of work also includes to place mechanical equipment in the mechanical room on Level 6/Mezzanine and to provide improvements to 2 service rooms at P1 ( located at Northeast and Northwest corners of the building) for food storage and change rooms for this restaurant. Proposed Occupant Load - 133 p. Proposed: 2 Male and 3 Female Wrs. Five Class 1 operations. This Permit has been reviewed under the 2019 VBBL, and during the COVID-19 pandemic. Related to DP-2019-00015. NO DP REQUIRED AS PER JOHN GREER - DEC 16/19 Revision#1 -In Review Changes to the tenant – the original tenant was Momofuku Noodle Bar, but it will now be Monzo Burger. Design changes 22-Nov-2022 - Updated Code report BP Revision submitted Change of sprinkler engineer to H. Chen, P. Eng. | Venture One Services Inc
EP-2023-05218 | 2023-06-12 | 1401 GRANVILLE STREET, Vancouver, BC V6Z 1N1 | Electrical Permit | Commercial | Tenant Improvement | Completed | Installation / Repair - Commercial - Heat trace install in parkade on DCW and drains (150ft) >BP: >BP: First tenant improvement. Interior and exterior alteration and change of major occupancy from retail (Group E) to restaurant (Group A-2) to provide a new restaurant at 1401 Granville Street. Scope of work also includes to place mechanical equipment in the mechanical room on Level 6/Mezzanine and to provide improvements to 2 service rooms at P1 ( located at Northeast and Northwest corners of the building) for food storage and change rooms for this restaurant. Proposed Occupant Load - 133 p. Proposed: 2 Male and 3 Female Wrs. Five Class 1 operations. This Permit has been reviewed under the 2019 VBBL, and during the COVID-19 pandemic. Related to DP-2019-00015. NO DP REQUIRED AS PER JOHN GREER - DEC 16/19 01-May-2023 - Revision#1 issued. New tenant - Monzo Burger. Design changes; OL=140p. Change of sprinkler engineer to H. Chen, P. Eng. REL to SP-2020-00421. | Brian Wuttke
PP-2023-01822 | 2023-06-01 | 1401 GRANVILLE STREET, Vancouver, BC V6Z 1N1 | Plumbing Permit | Commercial | Tenant Improvement | Completed | Commercial - plumbing - drainage and water lines for restaurant >BP: First tenant improvement. Interior and exterior alteration and change of major occupancy from retail (Group E) to restaurant (Group A-2) to provide a new restaurant at 1401 Granville Street. Scope of work also includes to place mechanical equipment in the mechanical room on Level 6/Mezzanine and to provide improvements to 2 service rooms at P1 ( located at Northeast and Northwest corners of the building) for food storage and change rooms for this restaurant. Proposed Occupant Load - 133 p. Proposed: 2 Male and 3 Female Wrs. Five Class 1 operations. This Permit has been reviewed under the 2019 VBBL, and during the COVID-19 pandemic. | BPH Mechanical Systems Ltd.
EP-2023-04406 | 2023-05-23 | 1401 GRANVILLE STREET, Vancouver, BC V6Z 1N1 | Electrical Permit | Commercial | Tenant Improvement | Completed | Installation / Repair - Commercial - Install additional appliance circuits for switching, refrigeration, receptacles, restaurant tenant improvement. No change or increase to service size. >BP: First tenant improvement. Interior and exterior alteration and change of major occupancy from retail (Group E) to restaurant (Group A-2) to provide a new restaurant at 1401 Granville Street. Scope of work also includes to place mechanical equipment in the mechanical room on Level 6/Mezzanine and to provide improvements to 2 service rooms at P1 ( located at Northeast and Northwest corners of the building) for food storage and change rooms for this restaurant. Proposed Occupant Load - 133 p. Proposed: 2 Male and 3 Female Wrs. Five Class 1 operations. This Permit has been reviewed under the 2019 VBBL, and during the COVID-19 pandemic. Related to DP-2019-00015. NO DP REQUIRED AS PER JOHN GREER - DEC 16/19 01-May-2023 - Revision#1 issued. New tenant - Monzo Burger. Design changes; OL=140p. Change of sprinkler engineer to H. Chen, P. Eng. REL to SP-2020-00421. | TKG Electic Ltd
EP-2023-05397 | 2023-06-20 | 1480 CONTINENTAL STREET, Vancouver, BC | Electrical Permit | Commercial | Tenant Improvement | Completed | Installation / Repair - Commercial - Installation of new light fixtures and receptacles, relocating sub panel in area of cafe, data lines. >BP: Interior alterations to provide first TI for this existing Restaurant Class 1 shell space on the fist storey of this existing 5-storey commercial building on this site. Notes: 1. Restaurant obtained occupancy per OC-2020-00634, (restaurant shell per DP-2019-00015/BP-2019-04213) 2. Occupant load (interior, exterior seats, and staff) is 42 person 3. One Class-5 and one Class-2 Cooking operations 4. Permit is reviewed for compliance with VBBL 2019 | FOS Electric Systems Ltd
PP-2023-02164 | 2023-06-29 | 1480 CONTINENTAL STREET, Vancouver, BC | Plumbing Permit | Commercial | Tenant Improvement | Completed | Commercial - plumbing GI 1: 50 GPM - d/w, combi, rinser, prep sink, 2-comp, mop, proofer GI 2: 7 GPM - dump sink BP: Interior alterations to provide first TI for this existing Restaurant Class 1 shell space on the fist storey of this existing 5-stoery commercial building on this site. Notes: 4. Permit is reviewed for compliance with VBBL 2019 | Hermco Mechanical Ltd
SP-2023-01055 | 2023-06-15 | 1480 CONTINENTAL STREET, Vancouver, BC | Sprinkler Permit | Commercial | Tenant Improvement | Completed | Commercial - add 3 sprinklers >BP: Interior alterations to provide first TI for this existing Restaurant Class 1 shell space on the fist storey of this existing 5-stoery commercial building on this site. *****This application does not include any of the following: 1. Not more than 20 sprinklers (add, relocate, or remove), 2. hydraulic calculations, 3. change in occupancy and /or hazard classification, 4. warehouse storage arrangements, 5. mobile compact storage arrangements, 6. alternative solutions, 7. changes to the sprinkler system supply piping (e.g. valves, mains, cross-mains, branch-lines, etc.), or 8. flexible sprinkler pipe. | Titan Fire Protection Ltd
SP-2022-01101 | 2022-07-06 | 2137 W 4TH AVENUE, Vancouver, BC V6K 1N7 | Sprinkler Permit | Commercial | Tenant Improvement | Completed | Commercial - adjusting fire sprinklers Interior alterations and a change of use from Retail Store to Health Care Office at 2137 W 4th Ave on the ground floor of this commercial building on this site. *****This application does not include any of the following: 1. Not more than 20 sprinklers (add, relocate, or remove), 2. hydraulic calculations, 3. change in occupancy and /or hazard classification, 4. warehouse storage arrangements, 5. mobile compact storage arrangements, 6. alternative solutions, 7. changes to the sprinkler system supply piping (e.g. valves, mains, cross-mains, branch-lines, etc.), or 8. flexible sprinkler pipe. | Titan Fire Protection Ltd
EP-2022-05633 | 2022-07-05 | 2137 W 4TH AVENUE, Vancouver, BC V6K 1N7 | Electrical Permit | Commercial | Renovation | Completed | Installation / Repair - Commercial - Supply and install lights and receptacles in store BP: Interior alterations and a change of use from Retail Store to Health Care Office at 2137 W 4th Ave on the ground floor of this commercial building on this site. *ATTACHMENT L UPLOADED. | FOS Electric Systems Ltd
EP-2023-01326 | 2023-02-17 | 1009 HARWOOD STREET, Vancouver, BC V6E 0C2 | Electrical Permit | Commercial | NULL | Issued | Annual / Operating - Provide maintenance to the building | Ryan J P Lundquist
EP-2023-04461 | 2023-05-29 | 138 E 38TH AVENUE, Vancouver, BC V5W 1H1 | Electrical Permit | Residential | Renovation | Completed | Installation / Repair - Residential - Garage wiring and new second 200 amp service install at garage. >BP: To construct a detached 33' x 23'-5" accessory building (garage) at the rear of this existing one family dwelling providing 3 parking space having vehicular access from the lane. >>Amend: June 2nd -Service installed in Garage 100 Amp instead 200 Amp. | Alp Electric Ltd
GP-2023-03846 | 2023-12-04 | 2916 W 28TH AVENUE, Vancouver, BC V6L 1X2 | Gas Permit | Residential | Renovation | Completed | Residential - to replace 1 hot water tank in the same location. | Paolo's Plumbing & Heating Ltd
EP-2023-11045 | 2023-12-11 | 8588 JELLICOE STREET, Vancouver, BC | Electrical Permit | Commercial | NULL | Issued | Annual / Operating - *** Annual Operating Permit*** Valid from: December 10, 2023 to: December 09, 2024 Renewal of EP-2022-10409 For service over 500 kVA | S1 ELECTRIC LTD
EP-2022-07174 | 2022-08-26 | 8588 JELLICOE STREET, Vancouver, BC | Electrical Permit | Residential | Renovation - Dwelling Unit(s) only | Completed | Installation / Repair - Residential - Remove 2 dedicated circuits for Dialysis equipment that has been decommissioned. Includes circuit breakers, wiring, straps and boxes. Wiring was removed from main panel in master bedroom to spare bedroom -There is no alteration to the service only removing branch circuits. | SUNNYSIDE ELECTRICAL MAINTENANCE SERVICES LTD.
EP-2022-10409 | 2022-12-12 | 8588 JELLICOE STREET, Vancouver, BC | Electrical Permit | Commercial | NULL | Expired | Annual / Operating - *** Annual Operating Permit*** Valid from: December 10, 2022 to: December 09, 2023 Expired permit: EP-2021-09055 For service over 500 kVA | S1 ELECTRIC LTD
EP-2023-03390 | 2023-04-19 | 754 E 12TH AVENUE, Vancouver, BC V5T 2H9 | Electrical Permit | Residential | Addition | Completed | Installation / Repair - Residential - Supply and install 20A Breaker in the Garage Panel. Supply and install 12 AWG 3C Teck from the Garage Panel to the Customer Supplied EV Charger Location. Hardwire Grizzl-E EV Charger and dial settings to 20A Breaker Supply. Test connections and commission installation. Tidy site and dispose of garbage correctly and safely. | TDR Electric Inc
GP-2023-00480 | 2023-02-09 | 2138 E 27TH AVENUE, Vancouver, BC V5N 2W9 | Gas Permit | Residential | Renovation - Dwelling Unit(s) only | Completed | Residential - BOILER REPLACEMENT | CoStar Home Energy Ltd
EP-2022-04621 | 2023-03-07 | 110 SWITCHMEN STREET, Vancouver, BC V6A 0C6 | Electrical Permit | Residential | Addition | Cancelled | Installation / Repair - Residential - Install a level 2 charger in apartment building parking stall. New apartment building that is pre wired for EV chargers (junction boxes throughout parkade). | Greenwest Electric Ltd
EP-2023-06003 | 2023-07-05 | 110 SWITCHMEN STREET, Vancouver, BC V6A 0C6 | Electrical Permit | Commercial | Renovation | Completed | Installation / Repair - Commercial - Demo old chiller, install feed for new chiller; Install new feed to 3 way valve and heat trace. | 635913 BC Ltd. DBA: Mustang Contracting
MP-2023-01329 | 2023-07-20 | 1839 E 13TH AVENUE, Vancouver, BC V5N 2B9 | Mechanical Permit | NULL | NULL | Issued | NULL | Tek Climate Heating & Air Conditioning Ltd
NULL | NULL | 1839 E 13TH AVENUE, Vancouver, BC V5N 2B9 | Mechanical Permit | NULL | NULL | Withdrawn | NULL | NULL
EP-2023-03079 | 2023-04-11 | 3562 W 28TH AVENUE, Vancouver, BC V6S 1S2 | Electrical Permit | Residential | Tenant Improvement | Completed | Installation / Repair - Residential - Relocate existing 200amp 1ph 120/240V service to detached garage. Installation of a 40amp EV Charger. | H.A.O Electric Ltd
EP-2022-07028 | 2022-08-22 | 488 W 41ST AVENUE, Vancouver, BC V5Y 2S7 | Electrical Permit | Commercial | NULL | Expired | Annual / Operating - NEW - Annual Electrical Operatin Perimt March 21/2023-AMEND Please update FSR Mario Fata #219985 to Jason White #25232 | Nightingale Electric Ltd
EP-2023-07394 | 2023-08-15 | 488 W 41ST AVENUE, Vancouver, BC V5Y 2S7 | Electrical Permit | Commercial | NULL | Issued | Annual / Operating - Annual Operating Permit -renewal of EP-2023-07394 -valid: Aug. 22, 2023 - Aug. 21, 2024 This includes two annual on-site walkthroughs where our technician will review and visually inspect each electrical room, all common areas including interior and exterior, as well as the parkade. We will generate a report at the conclusion of each visit and make any recommendations for electrical repairs or maintenance required. This includes the documentation of all electrical work, repairs, maintenance, and minor electrical alterations in a logbook specific to site. | Nightingale Electric Ltd
EP-2023-09582 | 2023-10-26 | 6988 MCKINNON STREET, Vancouver, BC V5S 3G5 | Electrical Permit | Commercial | NULL | Issued | Annual / Operating - >>ANNUAL OPERATING PERMIT<< -renewal of: EP-2022-08702 -valid Oct. 13, 2023 - Oct. 12, 2024 oversee newly installed fire alarm system installed under permit EP-2022-05261 | Ampac Electric Ltd
EP-2022-07031 | 2022-08-22 | 6988 MCKINNON STREET, Vancouver, BC V5S 3G5 | Electrical Permit | Commercial | Addition | Completed | Installation / Repair - Commercial - Installation of ULC Fire Monitoring equipment for the fire panel on site >BP: Building Permit for DP-2020-00101 Interior alterations and the change of use of this existing one-family dwelling with secondary suite (Group C) to Community Care Facility- Class B (Group C) for a MAXIMUM of 10 residents in this building on this site. Scope of work includes new single stage fire alarm system. | Price's Alarm Systems Ltd.
NULL | NULL | 6988 MCKINNON STREET, Vancouver, BC V5S 3G5 | Plumbing Permit | Residential | Renovation | Draft | Residential - Add laundry tub | Cameron Bruce Brown
PP-2022-03062 | 2022-09-02 | 6988 MCKINNON STREET, Vancouver, BC V5S 3G5 | Plumbing Permit | Residential | Renovation | Completed | Residential - Add laundry sink >BP: Interior alterations and the change of use of this existing one-family dwelling with secondary suite (Group C) to Community Care Facility- Class B (Group C) for a MAXIMUM of 10 residents in this building on this site. Scope of work includes new single stage fire alarm system. | Cameron Bruce Brown
SP-2022-00990 | 2022-06-21 | 6988 MCKINNON STREET, Vancouver, BC V5S 3G5 | Sprinkler Permit | Residential | Renovation - Dwelling Unit(s) only | Completed | Residential - Add two heads to to renovated areas >BP: Building Permit for DP-2020-00101 Interior alterations and the change of use of this existing one-family dwelling with secondary suite (Group C) to Community Care Facility- Class B (Group C) for a MAXIMUM of 10 residents in this building on this site. Scope of work includes new single stage fire alarm system. Development Permit Approval Notes: The approval is for a limited period of time expiring on October 13, 2022, unless extended in writing by the Director of Planning. The approval is for the exclusive use of "Coast Foundation Society (1974)" and shall be operated by Darrell Burnham (CEO) and doing business as (DBA): "Coast Mental Health". Building Review Branch Notes: Related to BP-2022-00275 Refer to this permit BP-2022-00273 for all drawings and documents for this scope of work. Revision #1- 2022-06-08- S.Le Add electrical drawings to BP set for "Reference Only". | Kraico Mechanical Ltd
EP-2022-05261 | 2022-07-05 | 6988 MCKINNON STREET, Vancouver, BC V5S 3G5 | Electrical Permit | Commercial | Renovation | Completed | Installation / Repair - Commercial - upgrade residential add single stage fire alarm and em lighting to change to max 10 resident community care facility >BP: Building Permit for DP-2020-00101 Interior alterations and the change of use of this existing one-family dwelling with secondary suite (Group C) to Community Care Facility- Class B (Group C) for a MAXIMUM of 10 residents in this building on this site. Scope of work includes new single stage fire alarm system. Development Permit Approval Notes: The approval is for a limited period of time expiring on October 13, 2022, unless extended in writing by the Director of Planning. The approval is for the exclusive use of "Coast Foundation Society (1974)" and shall be operated by Darrell Burnham (CEO) and doing business as (DBA): "Coast Mental Health". Building Review Branch Notes: Related to BP-2022-00275 Refer to this permit BP-2022-00273 for all drawings and documents for this scope of work. Revision #1- 2022-06-08- S.Le Add electrical drawings to BP set for "Reference Only". | Ampac Electric Ltd
PP-2022-02768 | 2022-08-10 | 6988 MCKINNON STREET, Vancouver, BC V5S 3G5 | Plumbing Permit | Residential | Renovation | Completed | Residential - Installation of commercial dishwasher, rpba and hand sink. >Building Permit for DP-2020-00101 Interior alterations and the change of use of this existing one-family dwelling with secondary suite (Group C) to Community Care Facility- Class B (Group C) for a MAXIMUM of 10 residents in this building on this site. Scope of work includes new single stage fire alarm system. Development Permit Approval Notes: The approval is for a limited period of time expiring on October 13, 2022, unless extended in writing by the Director of Planning. The approval is for the exclusive use of "Coast Foundation Society (1974)" and shall be operated by Darrell Burnham (CEO) and doing business as (DBA): "Coast Mental Health". Building Review Branch Notes: Related to BP-2022-00275 Refer to this permit BP-2022-00273 for all drawings and documents for this scope of work. Revision #1- 2022-06-08- S.Le Add electrical drawings to BP set for "Reference Only". | Cameron Bruce Brown
EP-2022-08702 | 2022-10-13 | 6988 MCKINNON STREET, Vancouver, BC V5S 3G5 | Electrical Permit | Commercial | NULL | Expired | Annual / Operating - >>ANNUAL OPERATING PERMIT<< oversee newly installed fire alarm system installed under permit EP-2022-05261 | Ampac Electric Ltd
EP-2022-08703 | 2022-10-17 | 3217 E 54TH AVENUE, Vancouver, BC V5S 1Z2 | Electrical Permit | Commercial | NULL | Expired | Annual / Operating - >>>ANNUAL OPERATING PERMIT<<< oversee newly installed fire alarm system installed under permit EP-2022-05245 | Ampac Electric Ltd
EP-2022-05245 | 2022-07-05 | 3217 E 54TH AVENUE, Vancouver, BC V5S 1Z2 | Electrical Permit | Commercial | Renovation | Completed | Installation / Repair - Commercial - update fire alarm and EM lighting for residence convert to care home >BP: Interior alterations and change of use of this existing One-Family Dwelling- Laneway House (Group C) to Community Care Facility- Class B (Group C) for a MAXIMUM of 4 residents in this building on this site. Building Review Branch Notes: 1. Refer to BP-2022-00273 for fees, documents, and drawings for this scope of work. 2. Single Stage Fire Alarm proposed. The approval is for a limited period of time expiring on October 13, 2022, unless extended in writing by the Director of Planning. The approval is for the exclusive use of "Coast Foundation Society (1974)" and shall be operated by Darrell Burnham (CEO) and doing business as (DBA): "Coast Mental Health" Revision #1- 2022-06-08- S.Le Add electrical drawings to BP set for "Reference Only". | Ampac Electric Ltd
SP-2022-00989 | 2022-06-21 | 3217 E 54TH AVENUE, Vancouver, BC V5S 1Z2 | Sprinkler Permit | Residential | Renovation - Dwelling Unit(s) only | Completed | Residential - add heads to renovated areas >Interior alterations and change of use of this existing One-Family Dwelling- Laneway House (Group C) to Community Care Facility- Class B (Group C) for a MAXIMUM of 4 residents in this building on this site. Building Review Branch Notes: 1. Refer to BP-2022-00273 for fees, documents, and drawings for this scope of work. 2. Single Stage Fire Alarm proposed. The approval is for a limited period of time expiring on October 13, 2022, unless extended in writing by the Director of Planning. The approval is for the exclusive use of "Coast Foundation Society (1974)" and shall be operated by Darrell Burnham (CEO) and doing business as (DBA): "Coast Mental Health" Revision #1- 2022-06-08- S.Le Add electrical drawings to BP set for "Reference Only". | Kraico Mechanical Ltd
EP-2022-07030 | 2022-08-22 | 3217 E 54TH AVENUE, Vancouver, BC V5S 1Z2 | Electrical Permit | Commercial | Addition | Completed | Installation / Repair - Commercial - Installation of ULC Fire Monitoring equipment for the fire panel on site >BP: Interior alterations and change of use of this existing One-Family Dwelling- Laneway House (Group C) to Community Care Facility- Class B (Group C) for a MAXIMUM of 4 residents in this building on this site. | Price's Alarm Systems Ltd.
PP-2022-02945 | 2022-08-24 | 3217 E 54TH AVENUE, Vancouver, BC V5S 1Z2 | Plumbing Permit | Residential | Renovation | Completed | Residential - Rough-in laundry box for automatic washer >BP: Interior alterations and change of use of this existing One-Family Dwelling- Laneway House (Group C) to Community Care Facility- Class B (Group C) for a MAXIMUM of 4 residents in this building on this site. Building Review Branch Notes: 1. Refer to BP-2022-00273 for fees, documents, and drawings for this scope of work. 2. Single Stage Fire Alarm proposed. The approval is for a limited period of time expiring on October 13, 2022, unless extended in writing by the Director of Planning. The approval is for the exclusive use of "Coast Foundation Society (1974)" and shall be operated by Darrell Burnham (CEO) and doing business as (DBA): "Coast Mental Health" Revision #1- 2022-06-08- S.Le Add electrical drawings to BP set for "Reference Only". | Cameron Bruce Brown
EP-2023-09581 | 2023-10-26 | 3217 E 54TH AVENUE, Vancouver, BC V5S 1Z2 | Electrical Permit | Commercial | NULL | Issued | Annual / Operating - >>>ANNUAL OPERATING PERMIT<<< -renewal of EP-2022-08703 -valid Oct. 17, 2023 - Oct. 16, 2024 oversee newly installed fire alarm system installed under permit EP-2022-05245 | Ampac Electric Ltd
EP-2022-03827 | 2022-05-10 | 1009 HARWOOD STREET #605, Vancouver, BC V6E 0C2 | Electrical Permit | Residential | Renovation - Dwelling Unit(s) only | Completed | Installation / Repair - Residential - Relocation of receptacle and switches for removal of wall and install of new sliding glass door. >BP: #605 - 6th floor Interior alterations to convert the enclosed balcony (55 SF) to living space in this unit #605 on the 6th floor of this existing multiple dwelling building. As per file research from DE415277 and BU455050 building F.S.R is still below maximum permitted with conversion of enclosed balcony into a living space. OK for field review per Stewart Cowdell. | Advanco Electric Ltd
EP-2022-06486 | 2022-08-29 | 1814 E PENDER STREET, Vancouver, BC V5L 1W7 | Electrical Permit | Commercial | Renovation - Dwelling Unit(s) only | Completed | Installation / Repair - Commercial - Wire A/C unit from main panel including outdoor disconnect. -The outdoor unit is located at the back of the building facing the alley. | REDISON ELECTRIC LTD
NULL | NULL | 1814 E PENDER STREET, Vancouver, BC V5L 1W7 | Mechanical Permit | NULL | NULL | Withdrawn | NULL | Titanium HVAC Inc
MP-2022-00305 | 2022-10-04 | 1814 E PENDER STREET, Vancouver, BC V5L 1W7 | Mechanical Permit | NULL | NULL | Completed | NULL | Titanium HVAC Inc
EP-2022-05440 | 2022-06-27 | 590 W GEORGIA STREET, Vancouver, BC V6B 2A3 | Electrical Permit | Commercial | Addition | Completed | Installation / Repair - Commercial - We are installing 5 retractable Hatco heat lamps in the restaurant. 3 are going in the top floor prep kitchen and 2 will be in the main floor kitchen. -no structural work involved, each area is accessible through the open plenum ceiling. | IHM Mechanical Ltd
EP-2022-04384 | 2022-05-26 | 1489 FRANCES STREET, Vancouver, BC V5L 1Z1 | Electrical Permit | Commercial | NULL | Expired | Annual / Operating - Maintenance of lighting, power points, equipment, emergency lighting, fire alarm, signage etc. Valid: May 11, 2022 to May 10, 2023 Renewal of EP-2021-03730 | ANS Electrical Installations Ltd
SP-2021-01839 | 2022-01-05 | 1489 FRANCES STREET, Vancouver, BC V5L 1Z1 | Sprinkler Permit | Commercial | Tenant Improvement | Completed | Commercial - to add 8 new sprinkler pendent heads in 6 new offices >Interior alterations and a change of use from Manufacturing to Office at 1489 Frances St on the ground floor of this industrial building on this site. OK for Field Review per D.Honan, July 22, 2021 | Pacific Fire Prevention Ltd
EP-2022-04514 | 2022-05-31 | 745 THURLOW STREET, Vancouver, BC V6E 3V5 | Electrical Permit | Commercial | Addition | Completed | Installation / Repair - Commercial - New coffee shop kiosk, new power and lighting. >BP: Interior alterations to construct a coffee shop kiosk in the main lobby of 745 Thurlow Street in this existing mixed-use building on this site. Scope of Work: Millwork installation, modifications to walls, HVAC, plumbing, and electrical. Plumbing/ Electrical Schedule B provided by Moortaza Bhaiji, P. Eng. OK for Field Review as per J. Bal - April 25, 2022 | Keystone Electric Ltd
SP-2022-00960 | 2022-06-14 | 745 THURLOW STREET, Vancouver, BC V6E 3V5 | Sprinkler Permit | Commercial | Tenant Improvement | Completed | Commercial - ADD AND RELOCATE 17 SPRINKLER HEADS >BP: #1400 - 14th floor (full floor tenant) Interior alterations to provide improvements for this new General Office tenant on the 14th floor (#1400) in this existing commercial building. Scope of work: remove/construct partition walls, doors, millwork, ceiling work, finishes, lighting, HVAC, electrical and sprinkler work. TENANT: Insurance Council of BC >*****This application does not include any of the following: 1. Not more than 20 sprinklers (add, relocate, or remove), 2. hydraulic calculations, 3. change in occupancy and /or hazard classification, 4. warehouse storage arrangements, 5. mobile compact storage arrangements, 6. alternative solutions, 7. changes to the sprinkler system supply piping (e.g. valves, mains, cross-mains, branch-lines, etc.), or 8. flexible sprinkler pipe. | Priority Fire Systems Ltd
EP-2022-05061 | 2022-06-15 | 745 THURLOW STREET, Vancouver, BC V6E 3V5 | Electrical Permit | Commercial | NULL | Expired | Annual / Operating - Misc electrical work throughout Valid: June 18, 2022 to June 17, 2023 Renewal of EP-2021-04095 | Mott Electric General Partnership
EP-2022-05091 | 2022-06-20 | 745 THURLOW STREET, Vancouver, BC V6E 3V5 | Electrical Permit | Commercial | Addition | Completed | Installation / Repair - Commercial - To supply and install new 1/2" conduit c/w 3/#12 wires and breaker from the existing panel to the new JB for the Heat trace. | Sasco Contractors Ltd
EP-2022-04126 | 2022-05-30 | 745 THURLOW STREET, Vancouver, BC V6E 3V5 | Electrical Permit | Commercial | Tenant Improvement | Issued | Installation / Repair - Commercial - Install a 125A 120/208V 3P4W panel, transformer, smoke detector, fire alarm speaker, receptacles and LV pathways in new repurposed DAS room. Includes new feeder for transformer/panel and LV pathways to other floors. -There is an existing storage room in the corner of the P2 level of the parkade which is being repurposed to be used as a room containing DAS equipment. It will contain data racks, a small transformer and a panel. The conduit feeding the new panel and any low voltage conduits will be run through existing sleeves where they pass through the floor and will be re-firestopped when complete. The new feeder is only 60A so no real affect on the building service. The only upgrade to the FA is the addition of one smoke detector and one speaker to the repurposed storage room. | Western Pacific Enterprises Ltd
EP-2022-04136 | 2022-06-10 | 745 THURLOW STREET, Vancouver, BC V6E 3V5 | Electrical Permit | Commercial | Addition | Completed | Installation / Repair - Commercial - Placing data and fiber optic cables for a Distributed Antenna System. Installing two wall mount cabinets and six floor mounted racks. | CaTech Systems Ltd
EP-2022-03689 | 2022-05-09 | 745 THURLOW STREET, Vancouver, BC V6E 3V5 | Electrical Permit | Commercial | Tenant Improvement | Completed | Installation / Repair - Commercial - Install Power, Data, and lights >BP: #1400 - 14th floor (full floor tenant) Interior alterations to provide improvements for this new General Office tenant on the 14th floor (#1400) in this existing commercial building. Scope of work: remove/construct partition walls, doors, millwork, ceiling work, finishes, lighting, HVAC, electrical and sprinkler work. TENANT: Insurance Council of BC Letters of Assurance submitted by: Schedule A and Architectural Schedule B, Douglas Gifford, Architect AIBC, 604-632-3350 Mechanical and Plumbing Schedule B, Alex Mitro, P.Eng., ph: 604-687-1800 Electrical Schedule B, Roger Dupuis, P.Eng., LEED AP, ph: 604-569-6500 Building Sprinklered - Separate sprinkler permit required for proposed sprinkler work. OK for Field Review per K. Vogt - Feb 9/22 BOMA BESt Building - Energy Upgrade Exempt Energy checklist is currently no longer required with your Building Permit (BP) application. Some supporting documents are still required at BP stage, specifically Envelope and HVAC, if applicable. Service Water Heating and Lighting supporting documents, if applicable, must be submitted with your related trades permits (e.g. electrical and plumbing). All energy upgrades will be checked during inspections stage. It is the applicant’s responsibility to identify and note all required upgrades including energy upgrades on their BP drawings at BP stage. | Canem Systems Ltd
PP-2022-02192 | 2022-06-23 | 745 THURLOW STREET, Vancouver, BC V6E 3V5 | Plumbing Permit | Commercial | Tenant Improvement | Completed | Commercial - tenant improvement for a new Deville coffee shop Interior alterations to construct a coffee shop kiosk in the main lobby of 745 Thurlow Street in this existing mixed-use building on this site. Scope of Work: Millwork installation, modifications to walls, HVAC, plumbing, and electrical. | Blue Rock Construction Management Ltd
EP-2022-06557 | 2022-08-05 | 745 THURLOW STREET, Vancouver, BC V6E 3V5 | Electrical Permit | Commercial | Addition | Issued | Installation / Repair - Commercial - Install Heat trace on mechanical piping. Power already installed on permit EP-2022-05091 AMEND: SEPT 27/2022 Please cancel permit. DECLARATION UPLOADED This is a duplicate. Owner applied for their own permit and didn't inform us. Please issue a refund if applicable. | Sasco Contractors Ltd
EP-2022-06441 | 2022-08-04 | 745 THURLOW STREET, Vancouver, BC V6E 3V5 | Electrical Permit | Commercial | Renovation | Completed | Installation / Repair - Commercial - Install heat trace to chilled water in lobby kiosk; electrical connections by others. It is the addition of heat trace to the exposed chilled water lines in the parkade, for the lobby kiosk. No sprinkler involvement. All electrical connections by others. Interior alterations to construct a coffee shop kiosk in the main lobby of 745 Thurlow Street in this existing mixed-use building on this site. Scope of Work: Millwork installation, modifications to walls, HVAC, plumbing, and electrical. | Artech Electric Ltd
EP-2022-06964 | 2022-09-26 | 745 THURLOW STREET, Vancouver, BC V6E 3V5 | Electrical Permit | Commercial | Tenant Improvement | Completed | Installation / Repair - Commercial - Install 3 EV chargers. Install a distributed antenna system. | Western Pacific Enterprises Ltd
EP-2022-08662 | 2022-10-12 | 745 THURLOW STREET, Vancouver, BC V6E 3V5 | Electrical Permit | Commercial | Renovation | Completed | Installation / Repair - Commercial - Install Access Control infrastructure for Four (4) Card Reader Doors NO MAG LOCKS Site Contact Raj Gill 604-329-9754 | PALADIN TECHNOLOGIES INC
SP-2022-01809 | 2022-12-05 | 745 THURLOW STREET, Vancouver, BC V6E 3V5 | Sprinkler Permit | Commercial | Tenant Improvement | Completed | Commercial - #1600 - 16th floor (full floor tenant) Sprinkler alterations to provide improvements for this new General Office tenant on the 16th floor (#1600) in this existing commercial building. TENANT: Northbridge Financial Corporation | Viking Fire Protection Inc
EP-2022-09450 | 2022-11-09 | 745 THURLOW STREET, Vancouver, BC V6E 3V5 | Electrical Permit | Commercial | Tenant Improvement | Completed | Installation / Repair - Commercial - Install wiring for power and data -Supply and install power and data for new workstations. Install new lights in reception area. Relocate FA speakers. >BP: Interior alterations to provide improvements for this new General Office tenant on the 16th floor (#1600) in this existing commercial building. Scope of work: remove/construct partition walls, doors, millwork, ceiling work, finishes, lighting, HVAC, electrical and sprinkler work. TENANT: Northbridge Financial Corporation Schedule A and Schedule B - Mechanical/Plumbing - Mr. Kai Chen - 604-687-1800 Schedule B - Electrical - Roger Dupuis - 604-569-6500 BOMA BEST Building - Energy Upgrade Exempt Ok for Field Review as per Kirat Kang, September 1, 2022 | Canem Systems Ltd
EP-2023-00492 | 2023-01-20 | 745 THURLOW STREET, Vancouver, BC V6E 3V5 | Electrical Permit | Commercial | Tenant Improvement | Issued | Installation / Repair - Commercial - Installation of power and controls for Overhead door operators. 4 in total. 2 bathrooms and 2 common hallways. | Pacific Western Power & Control Ltd
PP-2023-00806 | 2023-03-13 | 745 THURLOW STREET, Vancouver, BC V6E 3V5 | Plumbing Permit | Commercial | Addition | Issued | Commercial - Fixture | DAVIDSON BROS MECHANICAL CONTRACTORS
EP-2023-04745 | 2023-05-30 | 745 THURLOW STREET, Vancouver, BC V6E 3V5 | Electrical Permit | Commercial | NULL | Issued | Annual / Operating - *Annual Operating Permit* Misc electrical work throughout -renewal of EP-2022-05061 -Valid: June 18, 2023 - June 17, 2024 | Mott Electric General Partnership
EP-2023-09711 | 2023-11-06 | 745 THURLOW STREET, Vancouver, BC V6E 3V5 | Electrical Permit | Commercial | Renovation | Issued | Installation / Repair - Commercial - Low voltage HVAC wiring >BP: #1500 - 15th Floor Interior alterations to provide improvements for this new office tenant on the 15th floor (#1500) in this existing commercial building. Scope of work: Demolish existing office partitions, ceiling grid & flooring. Construct new interior offices, meeting spaces, reception and lunch room. Electrical, plumbing and sprinkler work. TENANT: RBC Wealth Management | Control Solutions Ltd
EP-2023-07704 | 2023-08-24 | 745 THURLOW STREET, Vancouver, BC V6E 3V5 | Electrical Permit | Commercial | Tenant Improvement | Issued | Installation / Repair - Commercial - Install Lighting, Branch Circuits, and conduits. >BP: #1500 - 15th Floor Interior alterations to provide improvements for this new office tenant on the 15th floor (#1500) in this existing commercial building. Scope of work: Demolish existing office partitions, ceiling grid & flooring. Construct new interior offices, meeting spaces, reception and lunch room. Electrical, plumbing and sprinkler work. TENANT: RBC Wealth Management | Canem Systems Ltd
PP-2023-03025 | 2023-09-06 | 745 THURLOW STREET, Vancouver, BC V6E 3V5 | Plumbing Permit | Commercial | Tenant Improvement | Completed | Commercial - Install Fixtures >BP: #1500 - 15th Floor Interior alterations to provide improvements for this new office tenant on the 15th floor (#1500) in this existing commercial building. Scope of work: Demolish existing office partitions, ceiling grid & flooring. Construct new interior offices, meeting spaces, reception and lunch room. Electrical, plumbing and sprinkler work. | DAVIDSON BROS MECHANICAL CONTRACTORS
EP-2023-08109 | 2023-09-07 | 745 THURLOW STREET, Vancouver, BC V6E 3V5 | Electrical Permit | Commercial | Tenant Improvement | Issued | Installation / Repair - Commercial - Installation of full Communications System. >BP: Interior alterations to provide improvements for this new office tenant on the 15th floor (#1500) in this existing commercial building. Scope of work: Demolish existing office partitions, ceiling grid & flooring. Construct new interior offices, meeting spaces, reception and lunch room. Electrical, plumbing and sprinkler work. TENANT: RBC Wealth Management Letters of Assurance submitted: Schedule A and Architectural Schedule B by Miren Amaya Del Castillo, Architect, AIBC., 604.562.4617 Structural Schedule B by Hardeep Gill, P. Eng., 604.738.0048 Electrical Schedule B by Roger Dupuis, P. Eng., 604.569.6500 Plumbing/Mechanical Schedule B by Kai Chen, P. Eng., 604.687.1800 Building Sprinklered – Separate sprinkler permit required for proposed sprinkler work. Energy checklist is currently no longer required with your Building Permit (BP) application. Some supporting documents are still required at BP stage, specifically Envelope and HVAC, if applicable. Service Water Heating and Lighting supporting documents, if applicable, must be submitted with your related trades permits (e.g. electrical and plumbing). | Plan Group Inc
SP-2023-01769 | 2023-10-12 | 745 THURLOW STREET, Vancouver, BC V6E 3V5 | Sprinkler Permit | Commercial | Tenant Improvement | Completed | Commercial - For sprinkler system alterations to the 2019 VBBL and NFPA 13, 2013 for the tenant improvements to provide interior alterations for this new office tenant on the 15th floor (#1500) in this existing commercial building. Engineer of Record: Dan Wong 778-847-0572 denveng7@gmail.com | Priority Fire Systems Ltd
EP-2024-00437 | 2024-01-22 | 745 THURLOW STREET, Vancouver, BC V6E 3V5 | Electrical Permit | Commercial | Tenant Improvement | Issued | Installation / Repair - Commercial - Installation of 9 access-controlled doors. No maglocks. >BP: #1500 - 15th Floor Interior alterations to provide improvements for this new office tenant on the 15th floor (#1500) in this existing commercial building. Scope of work: Demolish existing office partitions, ceiling grid & flooring. Construct new interior offices, meeting spaces, reception and lunch room. Electrical, plumbing and sprinkler work. TENANT: RBC Wealth Management | Paladin Technologies Inc
EP-2023-05654 | 2023-07-10 | 8588 CORNISH STREET #1105, Vancouver, BC V6P 0C1 | Electrical Permit | Residential | Addition | Issued | Installation / Repair - Residential - Wiring for a mirror light | Bally's Fast Electric Inc
EP-2023-04851 | 2023-06-09 | 5039 CHATHAM STREET, Vancouver, BC V5R 3Z2 | Electrical Permit | Residential | Renovation | Completed | Installation / Repair - Residential - IA-2023-00026 Secondary Suite application Install one (1) sub-panel for the main unit, and relocate all existing wires Fix secondary suite kitchen wires Install smoke/CO2 -reference: CF-2023-001892 >BP: Interior alterations to change the use from Single Detached House to Single Detached House with Secondary Suite. | Cathay Services Ltd
PP-2023-02248 | 2023-06-23 | 4789 ROSS STREET, Vancouver, BC V5V 4V1 | Plumbing Permit | Residential | Renovation | Completed | Residential - Main floor entrance >DB: Interior and Exterior alterations to this existing Single detached house. Scope of work: - Install interior walls & doors, convert existing powder room to a full 3 piece bathroom on the Main Floor, convert the existing family room into a Den, remove two gas fireplaces and frame in exterior wall opening while maintaining existing chimney stacks, remove front entrance existing wood railings and stair structure and replace with concrete stairs and aluminum handrails (West Elevation), remove kitchen range on the bsmt, new doors & interior walls. | Zappone Plumbing & Heating
EP-2023-06136 | 2023-07-21 | 4789 ROSS STREET, Vancouver, BC V5V 4V1 | Electrical Permit | Residential | Renovation | Completed | Installation / Repair - Residential - Bathroom renovation, lighting upgrades in family room, 20 amp circuit for kitchen island plugs, snow melt cable for entry landing and stairs. >BP: Interior and Exterior alterations to this existing Single detached house. Scope of work: - Install interior walls & doors, convert existing powder room to a full 3 piece bathroom on the Main Floor, convert the existing family room into a Den, remove two gas fireplaces and frame in exterior wall opening while maintaining existing chimney stacks, remove front entrance existing wood railings and stair structure and replace with concrete stairs and aluminum handrails (West Elevation), remove kitchen range on the bsmt, new doors & interior walls. Ok for Field Review as per Manuel Meier. Revision #1 - To remove bathtub and convert to closet on the upper fl - Increase construction cost of 4,000.00 REUP submitted as per Peter Cho, 778-316-9053, petersw.cho@gmail.com | Newmac Electric Ltd
EP-2023-10942 | 2023-12-15 | 4789 ROSS STREET, Vancouver, BC V5V 4V1 | Electrical Permit | Residential | Tenant Improvement | Issued | Installation / Repair - Residential - Installation of 1 load monitoring device (Sinope Load Controller RM3250ZB) onto existing EV. Installation for monitoring purposes only, no additional loads to be added. https://www.bchydro.com/powersmart/energy-management-trials/energy-management-capacity.html | It's On Electric Company Inc
EP-2024-00006 | 2024-01-17 | 1098 ALBERNI STREET, Vancouver, BC V6E 1A3 | Electrical Permit | Commercial | Tenant Improvement | Issued | Installation / Repair - Commercial - lighting retrofit change existing LED fixtures and drivers to new drivers and light engines and strips -this is a direct swap of part of the lights - similar to a lightbulb change | Ampac Electric Ltd
EP-2022-07905 | 2022-09-22 | 2263 TRIUMPH STREET, Vancouver, BC V5L 1L2 | Electrical Permit | Commercial | Addition | Completed | Installation / Repair - Commercial - Install a DCC 9 controller to power an EVSE in parking stall 22. Maximum output of EVSE is 30 amps, a 208-volt 40-amp circuit is to be installed. | Cielo Electric Ltd
EP-2022-02730 | 2022-04-06 | 1152 ALBERNI STREET, Vancouver, BC V6E 1A5 | Electrical Permit | Commercial | Renovation | Completed | Installation / Repair - Commercial - installing power for new kitchen equipment, re working existing fire suppression. removing 200amp duct heater and installing 100a electric oven. >1 - new cooler table 1 - 3 phase mixer replacing a 3 phase steamer. 1- new pasta machine 120v 4 amps 1 - 37kw oven Removing 45kw duct heater to allow for new oven. | Trident Electric Ltd
PP-2022-02919 | 2022-08-23 | 1152 ALBERNI STREET, Vancouver, BC V6E 1A5 | Plumbing Permit | Commercial | Tenant Improvement | Completed | Commercial - A new bar stand with a dishwasher is to be installed in the mid-lower section of the restaurant >CF-2022-004724 Interior alterations to provide improvements to this existing restaurant on the 1st floor of this commercial building on this site. Scope of work includes new ceiling panels, wall finishes, millwork for bar area, trenching for new plumbing lines to bar area and new washroom fixtures. New tenant: Archer Dining OK for field review as per Dave Holbrook, DBI on July 15 , 2022. Notes: - Schedule B, Architectural, Mohammed Saeed Jhatam, 778-688-1966. - Energy Upgrade: E2 - Lighting - Upgrade to incorporate automatic partial off (per 9.4.1.1.(g) of ASHRAE 90.1-2016) - This building is sprinklered. A separate sprinkler permit is required for proposed sprinkler work. - No translucent or opaque film, artwork, posters, shelving, display cases or similar elements are to be installed on or directly outside or inside of the approved glazing frontages and windows. A separate sign permit is required. Energy checklist is currently no longer required with your Building Permit application. Some supporting documents are still required at BP stage, specifically Envelope and HVAC, if applicable. Service Water Heating and Lighting supporting documents, if applicable, must be submitted with your related trades permits (e.g. electrical and plumbing). All energy upgrades will be checked during inspections stage. It is the applicant's responsibility to identify and note all required upgrades including energy upgrades on their BP drawings at BP stage. | Modern Blue Mechanical Ltd
SP-2022-01141 | 2022-07-20 | 1152 ALBERNI STREET, Vancouver, BC V6E 1A5 | Sprinkler Permit | Commercial | Tenant Improvement | Completed | Commercial - adding 4 fire sprinklers Interior alterations to provide improvements to this existing restaurant on the 1st floor of this commercial building on this site. *****This application does not include any of the following: 1. Not more than 20 sprinklers (add, relocate, or remove), 2. hydraulic calculations, 3. change in occupancy and /or hazard classification, 4. warehouse storage arrangements, 5. mobile compact storage arrangements, 6. alternative solutions, 7. changes to the sprinkler system supply piping (e.g. valves, mains, cross-mains, branch-lines, etc.), or 8. flexible sprinkler pipe. | Titan Fire Protection Ltd
EP-2022-06124 | 2022-08-23 | 1152 ALBERNI STREET, Vancouver, BC V6E 1A5 | Electrical Permit | Commercial | Renovation | Completed | Installation / Repair - Commercial - update existing light fixtures, while re using existing lighting control system. relocate power from one Bar area to a new bar location. replace existing lamps, and receptacles with new. Interior alterations to provide improvements to this existing restaurant on the 1st floor of this commercial building on this site. | Trident Electric Ltd
PP-2022-04070 | 2022-11-10 | 1158 ALBERNI STREET, Vancouver, BC V6E 1A5 | Plumbing Permit | Commercial | Tenant Improvement | Issued | Commercial - Capping off 1 toilet, 2 sinks | Ange's Plumbing Ltd
EP-2022-08718 | 2022-10-27 | 1158 ALBERNI STREET, Vancouver, BC V6E 1A5 | Electrical Permit | Commercial | Renovation | Completed | Installation / Repair - Commercial - Install power supply for new Lobby Display unit -Pre-manufactured display | Four Star Electric Ltd.
EP-2023-03370 | 2023-04-19 | 402 E 21ST AVENUE, Vancouver, BC V5V 1R4 | Electrical Permit | Residential | Addition | Issued | Installation / Repair - Residential - Installation of security system | ADT Security Services Canada Inc
PP-2022-00783 | 2022-04-20 | 1037 GRANVILLE STREET, Vancouver, BC V6Z 1L4 | Plumbing Permit | Commercial | Tenant Improvement | Completed | Commercial - Tenant Improvement, plumbing job for a new commercial restaurant, 150 GPM GI proposed:1-comp, bar sink, glass washer, 5xFD, 2-comp, MS, DW 1037 Granville ST- Minor Renovation Tenant Improvement including interior and exterior renovation to the existing restaurant shell space in this 3-storey commercial building on this site. Scope of work includes installation of cooking equipment and kitchen ventilation system. Exterior work is to install roof top units with screening. | PM Plumbing and Heating Ltd
EP-2022-02188 | 2022-03-18 | 1037 GRANVILLE STREET, Vancouver, BC V6Z 1L4 | Electrical Permit | Commercial | Renovation | Completed | Installation / Repair - Commercial - Install light fixtures, exit sign, em'cy light fixtures, switches, and receptacles for the appliances. >BP: 1037 Granville ST- Minor Renovation Tenant Improvement including interior and exterior renovation to the existing restaurant shell space in this 3-storey commercial building on this site. Scope of work includes installation of cooking equipment and kitchen ventilation system. Exterior work is to install roof top units with screening. Note: 1- Class-1 Cooking operation. 2- OK for DB per R. Dinh, August 23, 2019 3- This permit is reviewed under the requirements of VBBL 2014. 4- Occupant load is 102 Person including staff | Songmin Jo
SP-2022-01058 | 2022-07-04 | 1037 GRANVILLE STREET, Vancouver, BC V6Z 1L4 | Sprinkler Permit | Commercial | Renovation | Completed | Commercial - Add and relocate 7 fire sprinkler heads >BP: 1037 Granville ST- Minor Renovation Tenant Improvement including interior and exterior renovation to the existing restaurant shell space in this 3-storey commercial building on this site. Scope of work includes installation of cooking equipment and kitchen ventilation system. Exterior work is to install roof top units with screening. Note: 1- Class-1 Cooking operation. 2- OK for DB per R. Dinh, August 23, 2019 3- This permit is reviewed under the requirements of VBBL 2014. 4- Occupant load is 102 Person including staff Revision 1, April 4, 2022 replaced permit applicant from Regeneration Design Studio to Nadi Miri (m+ Architecture). Revision-2, Printed out replacement drawing for lost site copy of the drawings. Revision-3, 1. Changing interior layout including RCP 2. Exterior changes to installation location of RTUs 3. Modifying cooking equipment and their ventilation system 4. Replacing mechanical, plumbing, and fire suppression engineer of the record 4. Changes to electrical drawings >>> *****This application does not include any of the following: 1. Not more than 20 sprinklers (add, relocate, or remove), 2. hydraulic calculations, 3. change in occupancy and /or hazard classification, 4. warehouse storage arrangements, 5. mobile compact storage arrangements, 6. alternative solutions, 7. changes to the sprinkler system supply piping (e.g. valves, mains, cross-mains, branch-lines, etc.), or 8. flexible sprinkler pipe | BC FIRE SPRINKLERS--Gordon Knight
EP-2022-03047 | 2022-04-26 | 8496 GRANVILLE STREET, Vancouver, BC V6P 4Z7 | Electrical Permit | Commercial | Renovation | Completed | Installation / Repair - Commercial - Presentation sales center, general lightings and receptacles for the house, one unit show room of three bedroom, one kitchen and two bathrooms wiring. >BP: Interior alterations and change of use to General Office - Real Estate (Presentation Center) for the new presentation center tenant in the existing commercial building on this site for a limited period of time expiring February 25, 2023 unless extended in writing by the Director of Planning. Scope of work includes: 1) Demolition of existing partition walls. 2) Build new partition walls to represent an apartment unit for display. 3) Build a meeting and office room. 4) Keep existing washroom, updating finishes only. Tenant: Lok Sing Developments Ltd. OK for field review per D. Langevin | Big Forest Electric Ltd
EP-2022-06872 | 2022-08-16 | 7067 NANAIMO STREET, Vancouver, BC V5P 4M1 | Electrical Permit | Residential | Addition | Completed | Installation / Repair - Residential - One battery back-up emergency light, one smoke alarm and one exit sign with emergency light combo install in the house basement | Magtion Electric Ltd
GP-2022-01352 | 2022-05-02 | 1786 E 12TH AVENUE, Vancouver, BC V5N 2A5 | Gas Permit | Residential | Renovation | Completed | Residential - Tankless re&re | Ferenc Nagy
EP-2022-07922 | NULL | 5425 YEW STREET, Vancouver, BC V6M 3X7 | Electrical Permit | Commercial | Addition | Withdrawn | Installation / Repair - Commercial - Install electrical for Two EV Chargers | Consolidated Electrical Installations Ltd
EP-2022-09355 | 2022-11-04 | 5425 YEW STREET, Vancouver, BC V6M 3X7 | Electrical Permit | Residential | Addition | Completed | Installation / Repair - Residential - -Supply and install POE Switch in the electrical room -Supply and install WIFI Access Point at EV Charger Location -Supply and install Cat 6 from POE Switch to WIFI Access Point -Fire proof all penetrations to concrete walls -Tidy up WIFI Router cables and mount Router/POE Switch Supply of WIFI Access Point and POE Switch -The EVs were installed by another contractor and have been completed. The reason for our works is the wifi signal in that area of the parkade is not strong enough for the tenants of the building to log into the chargers, so we are installing a wifi booster. No structural work is being performed just adding conduit supports to concrete celling. | TDR Electric Inc
EP-2022-09255 | 2022-11-08 | 5425 YEW STREET, Vancouver, BC V6M 3X7 | Electrical Permit | Commercial | Addition | Completed | Installation / Repair - Commercial - Install Two Level 2 EV Chargers, | Consolidated Electrical Installations Ltd
EP-2022-06474 | 2022-08-08 | 1661 WHYTE AVENUE, Vancouver, BC V6J 1A9 | Electrical Permit | Commercial | New | Completed | Installation / Repair - Commercial - Sprinkler Heat Trace under the dock. | Price Beat Electric Ltd.
EP-2023-09356 | 2023-10-30 | 1661 WHYTE AVENUE, Vancouver, BC V6J 1A9 | Electrical Permit | Commercial | Renovation | Issued | Installation / Repair - Commercial - Supply and install power to heat trace. Install tamper switches and conduit This is for the backflow valve relocation for the sanitary system. This is a RE and RE and no new equipment is being installed besides the heater and heat trace. The fire alarm tampers for the aforementioned valves are existing are to be relocated only. Reverification to follow. | Sasco Contractors Ltd
EP-2022-01276 | NULL | 737 PRIOR STREET, Vancouver, BC V6A 2G8 | Electrical Permit | Residential | New | Withdrawn | Installation / Repair - Residential - Existing house wiring and finishing >737 Prior St (main house) Exterior and interior alterations to this existing two-storey plus basement Heritage C registered dwelling. Scope of work to include raising the house approximately 2'7" and addition of a dormer West elevation to create a new washroom on 2nd level to this existing single family inside with lane site. Building to be Sprinkled to NFPA 13-D requirements. Schedule B Structural letter from P.Eng. Carlos Chiu 604-737-9830 Schedule B Architectural letter from AIBC James D. Burton 604-687-1594 Schedule A - Rosa Salcido Architect (778.389.4904) Schedule B - Rosa Salcido Architect (778.389.4904) - Architectural Notes: Energy efficiency upgrade to be in conformance with Table 11.2.1.4. and Vancouver Building Bylaw. - Renovation Energy Upgrade Proposal letter from EA Geoff D'Auria - Domus Home Energy 604-243-8616 | DHESI ELECTRICAL LTD.
EP-2022-01444 | 2022-03-09 | 737 PRIOR STREET, Vancouver, BC V6A 2G8 | Electrical Permit | Residential | Addition | Completed | Installation / Repair - Residential - -Electrical work for existing heritage house Main service is 200 amp main house is 125 amp and new INFILL house for 100 amp, new house wiring and finishing >BP: 737 Prior St (main house) Exterior and interior alterations to this existing two-storey plus basement Heritage C registered dwelling. Scope of work to include raising the house approximately 2'7" and addition of a dormer West elevation to create a new washroom on 2nd level to this existing single family inside with lane site. Building to be Sprinkled to NFPA 13-D requirements. | G N ELECTRIC LTD
EP-2022-00301 | 2022-01-18 | 737 PRIOR STREET, Vancouver, BC V6A 2G8 | Electrical Permit | Residential | New | Completed | Installation / Repair - Residential - Low voltage rough wire & finish for tel, data, cable, alarm, cameras, doorbell/Intercom & Vacuum. | Paratech Integrated Systems Ltd
GP-2022-00683 | 2022-03-04 | 737 PRIOR STREET, Vancouver, BC V6A 2G8 | Gas Permit | Residential | New | Completed | Residential - Two complete boilers and piping only for two stoves. 737 Prior St (main house) Exterior and interior alterations to this existing two-storey plus basement Heritage C registered dwelling. Scope of work to include raising the house approximately 2'7" and addition of a dormer West elevation to create a new washroom on 2nd level to this existing single family inside with lane site. | Ultra Mechanical Ltd
EP-2022-09418 | 2022-11-07 | 1753 MANITOBA STREET, Vancouver, BC V5Y 0H8 | Electrical Permit | Commercial | Addition | Completed | Installation / Repair - Commercial - Adding a plug to a existing circuit | Ryan J P Lundquist
EP-2023-00544 | 2023-01-25 | 109 W 2ND AVENUE, Vancouver, BC V5Y 1B8 | Electrical Permit | Commercial | Tenant Improvement | Completed | Installation / Repair - Commercial - Interior tenant improvement. Add lighting, plugs, exit and emergency lighting as per drawings. >BP: Interior alterations to change the use from Health Care Office to Retail Store in this unit 109 W 2nd Ave on the ground floor of this mixed-use building. Scope of work: - Demo interior walls & doors, re/re sink and washroom door, millwork, finishes, and lighting. Ok for Field Review per J. Zhang, Sept 28th, 2022 DBI to determine if Structural schedule is required Schedule B Architectural & Schedule A submitted as per Parisa Seyed-Hoseini, AIBC, 604-681-5050 x102 Schedule B Electrical submitted as per Oliiver Wiart, 604-813-1024, oliver@archosengineering.com Note: - A separate building permit for storage racking is required. - Storefront glazing is to remain clear and unobstructed. No translucent or opaque film, artwork, shelving, display case, curtains or similar elements are to be installed on or directly outside or inside of the approved glazing. Separate permit is required for all signage. E2 - Lighting - Upgrade to incorporate Automatic Partial OFF (per 9.4.1.1.(g) of ASHRAE 90.1-2016) | COOPER ELECTRICAL CONTRACTING LTD
EP-2024-00111 | 2024-01-04 | 131 W 2ND AVENUE, Vancouver, BC V5Y 1B8 | Electrical Permit | Commercial | Renovation | Issued | Installation / Repair - Commercial - Provide conduit pathways for security contractor as per drawings. Install fire alarm devices as per drawing. Verification by Community Fire Prevention. Excludes security wiring/devices/panel. BP: Interior alterations to provide an alternative entrance (through the exit stairwell 2A) is required to the daycare centre on level 7 that will allow parents to pick-up and drop-off their children at the facility in the event of an elevator failure. 2019 VBBL | Wireway Electric Ltd
PP-2023-03634 | 2023-10-16 | 1731 MANITOBA STREET, Vancouver, BC V5Y 0H8 | Plumbing Permit | Commercial | Addition | Completed | Commercial - Adding Backflow devices | West Pender Mechanical Ltd
EP-2022-07032 | 2022-08-24 | 4123 W 8TH AVENUE, Vancouver, BC V6R 4P9 | Electrical Permit | Commercial | Renovation | Completed | Installation / Repair - Commercial - PVG Storage Room Conversion: Install 6 t-bar light fixtures, LV lighting controls, power & data outlets and relocate fire alarm devices. >BP: Interior alterations to provide improvements to the storage room on the lower floor of 4123 W 8th Ave in this existing institutional building (school - Elementary/Secondary). Amend: Jan 10, 2023 Uploaded revised F/A verification report which includes verification of the relocated pull station. Pull station now at 1100 mm to centre AFF, photos were sent previously. | MC Electric Corp
NULL | NULL | 4123 W 8TH AVENUE, Vancouver, BC V6R 4P9 | Electrical Permit | Commercial | Renovation | Withdrawn | Installation / Repair - Commercial - Storage room conversion: Install 6 light fixtures, lighting controls, and power and data outlets in a meeting room and an office including the relocation of a fire alarm pull station, bell and two heat detectors. | MC Electric Corp
EP-2023-02517 | 2023-03-24 | 4123 W 8TH AVENUE, Vancouver, BC V6R 4P9 | Electrical Permit | Commercial | Renovation | Completed | Installation / Repair - Commercial - Correct deficiencies outlined in Special Inspection No. IA-2022-00307 for after school care permit application. Install emergency lighting and additional exit signs with back-up power. | MC Electric Corp
EP-2023-04936 | 2023-06-12 | 177 ROBSON STREET, Vancouver, BC V6B 0N3 | Electrical Permit | Commercial | Tenant Improvement | Completed | Installation / Repair - Commercial - Install new water bottle filler in gym | Haakon Industries (Canada) Ltd.
NULL | NULL | 762 CAMBIE STREET, Vancouver, BC V6B 2P2 | Plumbing Permit | Commercial | Renovation | Draft | Commercial - renovation | J&YMechanical Ltd
NULL | NULL | 762 CAMBIE STREET, Vancouver, BC V6B 2P2 | Plumbing Permit | Commercial | Renovation | Draft | Commercial - new reno combine to one | J&YMechanical Ltd
PP-2024-00120 | 2024-01-16 | 762 CAMBIE STREET, Vancouver, BC V6B 2P2 | Plumbing Permit | Commercial | Renovation | Issued | Commercial - new add on sinks | J&YMechanical Ltd
EP-2024-00376 | 2024-01-19 | 762 CAMBIE STREET, Vancouver, BC V6B 2P2 | Electrical Permit | Commercial | Renovation | Issued | Installation / Repair - Commercial - Removing the unused lights and receptacles. Rough wiring and installing new power outlets, lights, emergency lights and exit signs. >BP: Change of Use and Major Occupancy from Hair Salon (Group D) to Restaurant - Class 1 (Group A2) for the suite at 780 Cambie Street, and provide Interior Alterations to expand the existing restaurant, Fanny Bay Oyster Bar, at 762 Cambie Street to 780 Cambie Street on the ground floor of this existing mixed-use building on this site. Scope of work includes renovation of existing restaurant at 762 Cambie St. Note: - Total occupant load is 115 persons (100 interior seats + 15 staff). Maximum # seats cannot exceed 100 due to washroom capacity. - No alteration to the existing kitchen. *** Reviewed under the VBBL 2019 *** | Buddy Electric Ltd
SP-2023-02253 | NULL | 762 CAMBIE STREET, Vancouver, BC V6B 2P2 | Sprinkler Permit | Commercial | Renovation | Application Incomplete | Commercial - new sprinkler heads for tee bar and walk in cooler >BP: Change of Use and Major Occupancy from Hair Salon (Group D) to Restaurant - Class 1 (Group A2) for the suite at 780 Cambie Street, and provide Interior Alterations to expand the existing restaurant, Fanny Bay Oyster Bar, at 762 Cambie Street to 780 Cambie Street on the ground floor of this existing mixed-use building on this site. Scope of work includes renovation of existing restaurant at 762 Cambie St. Note: - Total occupant load is 115 persons (100 interior seats + 15 staff). Maximum # seats cannot exceed 100 due to washroom capacity. - No alteration to the existing kitchen. *** Reviewed under the VBBL 2019 *** | Yu Fire Protection Inc.
EP-2023-01915 | 2023-03-24 | 2128 W 40TH AVENUE, Vancouver, BC V6M 1W5 | Electrical Permit | Commercial | Tenant Improvement | Completed | Installation / Repair - Commercial - Electric Vehicle Charging Infrastructure - Wiring installation for future electric vehicle supply equipment (EVSE). Infrastructure for future (27) EV chargers. | Power Pros Electrical Ltd
EP-2022-02046 | 2022-03-18 | 1146 GRANVILLE STREET, Vancouver, BC V6Z 1L8 | Electrical Permit | Commercial | Tenant Improvement | Completed | Installation / Repair - Commercial - Lighting, Receptacles, Fire Alarm, Data/Tel - Low Voltage is for data/tel only, no security wiring done by us - Addition/Relocation of devices to existing FA system, no upgrade >BP: Interior alterations and change of use to Small scale Pharmacy at the existing retail unit 1146 Granville Street on the ground floor of the existing mixed use building on this site. Work to include: altering interior layout by removing and replacing walls & doors, new sink & plumbing, lighting, ducting and electrical to suite new layout. Tenant: Granville Pharmacy Inc - Emin Nadjafov OK For field review D. Langevin Schedule B - Electrical, Plumbing, Mechanical - Gurpreet Purewal 604.593.2293 Building Sprinklered. DBI to determine onsite if separate Sprinkler Permit Required E2- Energy Upgrade - Lighting to Incorporate automatic Lighting shutoff (per 9.4.1.1 of Ashrae 90.1 - 2019) Related to DP-2021-00544 | Brodan Industries Ltd.
EP-2022-04145 | 2022-05-19 | 1146 GRANVILLE STREET, Vancouver, BC V6Z 1L8 | Electrical Permit | Commercial | Renovation | Completed | Installation / Repair - Commercial - Alarm & camera installation, ( wiring & installation ). >BP: Interior alterations and change of use to Small scale Pharmacy at the existing retail unit 1146 Granville Street on the ground floor of the existing mixed use building on this site. Work to include: altering interior layout by removing and replacing walls & doors, new sink & plumbing, lighting, ducting and electrical to suite new layout. Tenant: Granville Pharmacy Inc - Emin Nadjafov OK For field review D. Langevin Schedule B - Electrical, Plumbing, Mechanical - Gurpreet Purewal 604.593.2293 Building Sprinklered. DBI to determine onsite if separate Sprinkler Permit Required E2- Energy Upgrade - Lighting to Incorporate automatic Lighting shutoff (per 9.4.1.1 of Ashrae 90.1 - 2019) Related to DP-2021-00544 | Husky Alarm Integration Ltd
PP-2022-00642 | 2022-02-24 | 1146 GRANVILLE STREET, Vancouver, BC V6Z 1L8 | Plumbing Permit | Commercial | Tenant Improvement | Completed | Commercial - Modify water pipe and drainage for one sink | Pine Mechanical Ltd.
EP-2022-07584 | 2022-09-09 | 8385 FRASER STREET, Vancouver, BC V5X 3X8 | Electrical Permit | Commercial | NULL | Expired | Annual / Operating - ANNUAL OPERATING PERMIT Apply electrical operating permit for an existing transformer Note: See Terms | ATEC INSTALLATIONS LTD
EP-2022-02790 | 2022-04-06 | 468 TERMINAL AVENUE, Vancouver, BC V6A 0C1 | Electrical Permit | Commercial | NULL | Expired | Annual / Operating - Annual Operating Permit Valid Mar 24, 2022 - Mar 23, 2023 Expired EP-2021-02198 | Sasco Contractors Ltd
EP-2023-02226 | 2023-03-16 | 468 TERMINAL AVENUE, Vancouver, BC V6A 0C1 | Electrical Permit | Commercial | NULL | Issued | Annual / Operating - Renew Annual Operating Permit Renewal of EP-2022-02790 Valid Mar 24, 2023 - Mar 23, 2024 | Sasco Contractors Ltd
EP-2023-09508 | NULL | 468 TERMINAL AVENUE, Vancouver, BC V6A 0C1 | Electrical Permit | Commercial | Renovation | Applicant Revisions | Installation / Repair - Commercial - To supply and install EV Changer | Sasco Contractors Ltd
EP-2023-01969 | 2023-03-16 | 888 W 23RD AVENUE, Vancouver, BC V5Z 2A9 | Electrical Permit | Residential | Renovation | Completed | Installation / Repair - Residential - Add circuit for heat pump *GP-2022-02518 | Douglas Millington o/a Moose Electric
GP-2022-02518 | 2022-08-24 | 888 W 23RD AVENUE, Vancouver, BC V5Z 2A9 | Gas Permit | Residential | Renovation | Issued | Residential - Decommission and remove Furnace Install Electric Heat Pump | Ashton Service Group/Ashton Mechanical Ltd.
EP-2022-04570 | 2022-06-29 | 3888 FLEMING STREET, Vancouver, BC V5N 3W2 | Electrical Permit | Residential | Addition | Completed | Installation / Repair - Residential - Installation of Level 2 EV Charger and DCC 10 load share device. | Fitterer Electric Ltd
NULL | NULL | 3888 FLEMING STREET, Vancouver, BC V5N 3W2 | Electrical Permit | Residential | Renovation | Withdrawn | Installation / Repair - Residential - EV Charger Install | Fitterer Electric Ltd
EP-2023-02808 | 2023-04-14 | 4262 INVERNESS STREET, Vancouver, BC V5V 4W8 | Electrical Permit | Residential | Renovation | Completed | Installation / Repair - Residential - Adding a circuit for a heat pump NO MECHANICAL PERMIT AT THIS TIME. | Douglas Millington o/a Moose Electric
MP-2023-02183 | 2023-12-07 | 4262 INVERNESS STREET, Vancouver, BC V5V 4W8 | Mechanical Permit | NULL | NULL | Issued | NULL | Ashton Service Group/Ashton Mechanical Ltd.
EP-2022-03812 | 2022-05-11 | 2304 E 28TH AVENUE, Vancouver, BC V5N 2Y2 | Electrical Permit | Residential | Renovation | Completed | Installation / Repair - Residential - Heat Pump installation to rear of house. | ACS ELECTRICAL LTD
EP-2022-10709 | 2022-12-20 | 1780 E BROADWAY, Vancouver, BC V5N 1W3 | Electrical Permit | Commercial | NULL | Expired | Annual / Operating - ANNUAL OPERATING PERMIT VALID Dec 22, 2022 TILL Dec 21, 2023 Renewal of EP-2021-09362 Electrical maintenance 750V or less throughout store. | Quantum Lighting Inc
EP-2023-01859 | 2023-03-07 | 1401 JOHNSTON STREET, Vancouver, BC V6H 3R9 | Electrical Permit | Commercial | NULL | Issued | Annual / Operating - Annual Operating permit Renewal of expired annual EP-2022-02763 Valid: March 9th, 2023- March 8, 2024 | Marsic Contracting Ltd
EP-2022-02763 | 2022-04-06 | 1401 JOHNSTON STREET, Vancouver, BC V6H 3R9 | Electrical Permit | Commercial | NULL | Expired | Annual / Operating - Annual Operating permit Renewal of expired annual EP-2021-02927 Valid: March 9th, 2022- March 8, 2023 | Marsic Contracting Ltd
EP-2022-01129 | 2022-02-14 | 803 W 12TH AVENUE, Vancouver, BC V5Z 1M9 | Electrical Permit | Commercial | Tenant Improvement | Completed | Installation / Repair - Commercial - Install 6x CAT6A cables in Room 245 - 2x on each wall (N, E & S). Terminate cables in closet 212 using PP#7 on R2. | Houle Electric Limited
EP-2023-00077 | 2023-01-05 | 803 W 12TH AVENUE, Vancouver, BC V5Z 1M9 | Electrical Permit | Commercial | New | Completed | Installation / Repair - Commercial - Supply & install 2x dual drop CAT6 cables (total 4) and 1x 15A duplex receptacles connected to the emergency panel. 3rd floor MHSU Admin. Remove 1x existing receptacle. | Houle Electric Limited
SP-2023-00064 | 2023-01-13 | 438 TERMINAL AVENUE, Vancouver, BC V6A 0C1 | Sprinkler Permit | Commercial | Tenant Improvement | Completed | Commercial - Add and relocate sprinkler heads to suit new layout >Interior alterations to provide improvements to the offices #222, 245 & 251 on the 2nd floor of this existing School - University/College tenant in this existing commercial building on this site. OK for field review as per Nehzat J. on July 14, 2022. Energy Upgrade: E2 - Retrofit Path: 1 @ L2 L2 - Lighting - Upgrade to Restricted to Partial Automatic ON (per 9.4.1.1.(c) of ASHRAE 90.1-2016) as indicated on dwg ID1.1 *****This application does not include any of the following: 1. Not more than 20 sprinklers (add, relocate, or remove), 2. hydraulic calculations, 3. change in occupancy and /or hazard classification, 4. warehouse storage arrangements, 5. mobile compact storage arrangements, 6. alternative solutions, 7. changes to the sprinkler system supply piping (e.g. valves, mains, cross-mains, branch-lines, etc.), or 8. flexible sprinkler pipe. | Alpine Sprinkler Systems Ltd
EP-2022-09161 | 2022-11-01 | 438 TERMINAL AVENUE, Vancouver, BC V6A 0C1 | Electrical Permit | Commercial | Tenant Improvement | Completed | Installation / Repair - Commercial - Add plugs to new partitioned walls in offices. Separate existing lighting so they are controlled as per individual office with Occ sensors. Move data drops to new locations. -No lighting is being added. Old lights are being moved within the same rooms in a t-bar ceiling. >BP: Interior alterations to provide improvements to the offices #222, 245 & 251 on the 2nd floor of this existing School - University/College tenant in this existing commercial building on this site. OK for field review as per Nehzat J. on July 14, 2022. Energy Upgrade: E2 - Retrofit Path: 1 @ L2 L2 - Lighting - Upgrade to Restricted to Partial Automatic ON (per 9.4.1.1.(c) of ASHRAE 90.1-2016) as indicated on dwg ID1.1 | F & S Electrical Ltd
PP-2021-04192 | 2022-01-05 | 438 TERMINAL AVENUE, Vancouver, BC V6A 0C1 | Plumbing Permit | Commercial | Renovation | Completed | Commercial - remove two urinals add two toilets and one sink to existing mens wasroom to allow for new mens and womens washrooms to become one unisex washroom. install fixtures at final. To convert two washrooms into one gender neutral washroom. | Mainland Plumbing & Heating
EP-2022-09009 | 2022-10-24 | 4600 CAMBIE STREET, Vancouver, BC | Electrical Permit | Commercial | Tenant Improvement | Completed | Installation / Repair - Commercial - Installation of additonal metering point connected to existing controller unit. Permanent install Service not required | Corporate Electric Limited
EP-2022-10491 | 2022-12-21 | 4600 CAMBIE STREET, Vancouver, BC | Electrical Permit | Commercial | New | Completed | Installation / Repair - Commercial - WIRING AND CONNECTION OF PLUGS AND HEATER TO (4) TEMPORARY SEACANS AT QUEEN ELIZABETH WORKS YARD *Amend Jun 06, 2023 -"The temporary trailers have been cancelled. New scope is installation of an outdoor kiosk to feed permanent prefabricated trailers and underground wiring to feed kiosk and trailers. Installation of explosion proof disconnect on existing diesel storage tank" DB: To Install four sea cans, to be used as storage for park equipment and change rooms (F2) as replacement structures to remain on site for a period of one year. 2019 VBBL | Bridge Electric Corp
EP-2022-04404 | 2022-05-27 | 3968 W 11TH AVENUE, Vancouver, BC V6R 2L2 | Electrical Permit | Residential | New | Completed | Installation / Repair - Residential - finishing work done by others as per Jason Rowley. | MILKYWAY INDUSTRY LTD
GP-2023-02814 | 2023-09-26 | 123 W 14TH AVENUE #2, Vancouver, BC V5Y 1W8 | Gas Permit | Residential | Renovation - Dwelling Unit(s) only | Completed | Residential - Installing gas boiler. | Reid Brothers Plumbing & Heating Ltd
EP-2023-10961 | 2023-12-06 | 2027 YORK AVENUE, Vancouver, BC V6J 1E4 | Electrical Permit | Residential | New | Cancelled | Temporary Power - Residential - To provide temporary power. | Kalen Leung
EP-2023-04935 | 2023-06-05 | 928 HOMER STREET, Vancouver, BC V6B 1T7 | Electrical Permit | Residential | Addition | Completed | Installation / Repair - Residential - Supply and install (1) 40A Sub-Panelboard complete with; (6) Square D 2p20A breaker (QOB220) [QO][20A][120/240v][2 pole][Bolt-on]. Supply and install (5) Meters of 4c#8 Copper Teck Cable to the existing Panelboard. Supply and install (6) L6-20C Locking Connector (L620C) [250v][20A][2 pole][3 wire][Female] complete with Strain Relief Connector and 3c#12 SOOW Cabtyre. Terminate and test. | Power Pros Electrical Ltd
SP-2023-02119 | 2023-11-21 | 329 E 7TH AVENUE, Vancouver, BC V5T 1M9 | Sprinkler Permit | Commercial | Renovation - Dwelling Unit(s) only | Completed | Commercial - new sprinkler head for new closet and new bedroom >BP: Interior alterations to renovate the basement level of this dwelling unit 329 E 7th Ave in this existing Multiple Dwelling Building on this site. *****This application does not include any of the following: 1. Not more than 20 sprinklers (add, relocate, or remove), 2. hydraulic calculations, 3. change in occupancy and /or hazard classification, 4. warehouse storage arrangements, 5. mobile compact storage arrangements, 6. alternative solutions, 7. changes to the sprinkler system supply piping (e.g. valves, mains, cross-mains, branch-lines, etc.), or 8. flexible sprinkler pipe. | Yu Fire Protection Inc.
EP-2023-10092 | 2023-11-23 | 329 E 7TH AVENUE, Vancouver, BC V5T 1M9 | Electrical Permit | Residential | Renovation | Completed | Installation / Repair - Residential - Renovation of basement level - adding pot lights, switches, outlets and thermostat >BP: Interior alterations to renovate the basement level of this dwelling unit 329 E 7th Ave in this existing Multiple Dwelling Building on this site. OK to process as DTI as per J. Zhang October 10, 2023 | Kybe Electrical Contracting Ltd
EP-2022-03071 | 2022-09-29 | 1100 CHESTNUT STREET, Vancouver, BC V6J 3J9 | Electrical Permit | Commercial | Renovation | Completed | Installation / Repair - Commercial - Lighting and controls upgrade. >BP: Interior alterations to provide improvements to this existing heritage museum building on this site. Scope of work: New flooring, drywall, electrical and lighting. Ok for field review as per Kirat Kang, January 19, 2022 | HighAngle Electrical Inc
EP-2022-02861 | 2022-04-11 | 1100 CHESTNUT STREET, Vancouver, BC V6J 3J9 | Electrical Permit | Commercial | Renovation | Completed | Installation / Repair - Commercial - Replace outdated DDC Controllers for new Controllers, Add new control cabinet location, Replace existing network switches with new switches. >BP: Interior alterations to provide improvements to this existing heritage museum building on this site. Scope of work: New flooring, drywall, electrical and lighting. | Houle Electric Limited
EP-2022-00562 | 2022-03-24 | 1100 CHESTNUT STREET, Vancouver, BC V6J 3J9 | Electrical Permit | Commercial | Tenant Improvement | Completed | Installation / Repair - Commercial - Museum of Vancouver Joyce Whalley Room Tenant Improvements. Lighting renovations. Interior alterations to provide improvements to this existing heritage museum building on this site. Scope of work: New flooring, drywall, electrical and lighting. ** Amend 09/27/2022** Please remove lighting from this permit scope. This permit is for Demo of floor boxes only. | Sasco Contractors Ltd
EP-2022-00398 | 2022-01-20 | 1100 CHESTNUT STREET, Vancouver, BC V6J 3J9 | Electrical Permit | Commercial | Tenant Improvement | Completed | Installation / Repair - Commercial - Voluntary Upgrade of Existing Fire Alarm System. Replace the existing fire alarm panel with new. Backbox will be reused. Replace conventional smoke detectors with new addressable including 1 `in vault. Find and replace duct smoke detectors with new. Note: This permit has been issued based on Bulletin 2018-004-BU/EL. | Sasco Contractors Ltd
EP-2022-01105 | 2022-03-24 | 1100 CHESTNUT STREET, Vancouver, BC V6J 3J9 | Electrical Permit | Commercial | Tenant Improvement | Cancelled | Installation / Repair - Commercial - demo 12 x 120v floor boxes and make safe. >BP: Interior alterations to provide improvements to this existing heritage museum building on this site. Scope of work: New flooring, drywall, electrical and lighting. Ok for field review as per Kirat Kang, January 19, 2022 | Sasco Contractors Ltd
EP-2023-11108 | NULL | 1100 CHESTNUT STREET, Vancouver, BC V6J 3J9 | Electrical Permit | Commercial | Renovation | Application Incomplete | Installation / Repair - Commercial - Replace Fountain Pump/Motor Assembly. Remove Magnetic Motor Starter, Replace with VFD. | Just Mechanical Ltd
EP-2023-04705 | NULL | 1100 CHESTNUT STREET, Vancouver, BC V6J 3J9 | Electrical Permit | Commercial | NULL | Withdrawn | Special Event - **SPECIAL EVENT: BARD ON THE BEACH** wire up temporary panel from main source | A-Maximum & Sons Electrical And Contracting Co Ltd
EP-2022-07927 | 2022-09-22 | 1100 CHESTNUT STREET, Vancouver, BC V6J 3J9 | Electrical Permit | Commercial | Tenant Improvement | Completed | Installation / Repair - Commercial - Voluntary upgrade of existing fire alarm system as per Bulletin 2018-004-BU/EL Option 1 - C Replace existing smoke detectors, heat detectors, bells and sprinkler monitoring modules. Assist Viking with complete verification of the FA panel in conformance with CAN/ULC-S561 | Sasco Contractors Ltd
EP-2022-04096 | 2022-05-19 | 1650 BURRARD STREET, Vancouver, BC V6J 3G4 | Electrical Permit | Commercial | Tenant Improvement | Completed | Installation / Repair - Commercial - Conduit / Wire for 6 receptacles 120 volt 15 amp in the Armory Gymnasium. | Steele Electric (2001) Ltd
EP-2023-01396 | 2023-02-22 | 1650 BURRARD STREET, Vancouver, BC V6J 3G4 | Electrical Permit | Commercial | Tenant Improvement | Completed | Installation / Repair - Commercial - Surface raceway & wiring for existing lighting to "paintings" LED mono point spot lights & switches in Officers Mess (total 3). Surface raceway & wiring for existing lighting to LED mono point spot lights in Officers Mess small hall (total 2). Clean up wiring in new Surface raceway & wiring in 3rd Flr Officers Mess Hallway for display lighting. Add 1 duplex receptacle above display cases 3 & 4 in Officers Mess Rm. -We are not doing a renovation to this property / space. Only cleaning up and adding some wiring in surface raceways for small LED mono point painting lights (total of 5). And a couple duplex receptacles above display cabinets. | Steele Electric (2001) Ltd
EP-2023-06485 | 2023-08-28 | 784 E 53RD AVENUE, Vancouver, BC V5X 1J6 | Electrical Permit | Residential | Addition | Issued | Installation / Repair - Residential - Install EV2 charger receptacle 14-50R | Sparky Electric Inc
NULL | NULL | 784 E 53RD AVENUE, Vancouver, BC V5X 1J6 | Electrical Permit | Residential | Addition | Draft | Installation / Repair - Residential - Install EV2 charger receptacle 14-50R | NULL
EP-2023-06510 | NULL | 784 E 53RD AVENUE, Vancouver, BC V5X 1J6 | Electrical Permit | Residential | Addition | Withdrawn | Installation / Repair - Residential - EV2 - install 14-50R receptacle | Sparky Electric Inc
EP-2023-06647 | NULL | 784 E 53RD AVENUE, Vancouver, BC V5X 1J6 | Electrical Permit | Residential | Addition | Withdrawn | Installation / Repair - Residential - EV2 charger receptacle 14-50R installation | Sparky Electric Inc
EP-2023-08738 | 2023-09-27 | 171 ROBSON STREET, Vancouver, BC V6A 2A8 | Electrical Permit | Commercial | Tenant Improvement | Completed | Installation / Repair - Commercial - RE & RE of Retrofit/Replacement; Like for like exact appliance replacement. Service remained the same, breaker & electrical feed confirmed to be originally sized properly. Equipment will be replaced in the same location as the existing unit. No change in equipment capacity or fuel. WO 168062 | Haakon Industries (Canada) Ltd.
EP-2022-06934 | 2022-08-24 | 377 KEEFER STREET, Vancouver, BC V6A 0E4 | Electrical Permit | Commercial | Renovation | Completed | Installation / Repair - Commercial - add 4 exit signs and add CO2 detectors >BP: Interior alterations for this Montessori Preschool to add a before and after school age program for maximum of 24 children to the existing preschool program (maximum 16 children) in this existing approved child care facility in this existing residential/institutional building on this site. Sprinklers NFPA 13 for the Montessori suite only. | Mott Electric General Partnership
SP-2021-01219 | 2022-04-05 | 377 KEEFER STREET, Vancouver, BC V6A 0E4 | Sprinkler Permit | Commercial | New | Completed | Commercial - Extend existing dry sprinkler system into pre-school area and manager office area for this Montessori Preschool to add a before and after school age program for maximum of 24 children to the existing preschool program (maximum 16 children) in this existing approved child care facility in this existing residential/institutional building on this site. | Priority Fire Systems Ltd
EP-2023-04706 | 2023-05-31 | 1000 CHESTNUT STREET, Vancouver, BC | Electrical Permit | Commercial | NULL | Expired | Special Event - ***SPECIAL EVENT: Festival: BARD ON THE BEACH 2023*** Wire up sub panel feed to area needed from 600v feed with 208v step down transformer, install sub panel from main feeder to area needed for festival. >>>Amend: June 6th: to change the **Start date to June 7th, 2023 to Sept. 30, 2023** = 115 days (up to 90 days) | A-Maximum & Sons Electrical And Contracting Co Ltd
EP-2023-01711 | 2023-03-01 | 1655 WHYTE AVENUE, Vancouver, BC V6J 1A9 | Electrical Permit | Commercial | Renovation | Issued | Installation / Repair - Commercial - BURRARD MARINA SANITARY LIFT STATION PUMP REPLACEMENT. REPLACEMENT OF TWO SANITARY LIFT PUMPS, PUMP CONTROL PANEL, AND ASSOCIATED CABLING & CONDUIT. Install new wiring from Kiosk located to the South East side of the building to pull box mounted on the building. Install surface conduit and wiring along exterior of building, from pull box to new control panel (by other). Install surface conduit and wiring along exterior of building, from control panel to new pull box, mounted on South West end of building. Install new conductors undergound to pump chamber through Rigid conduits with EYS fittings and make connections. | ARC Electric Ltd
EP-2022-08190 | 2022-09-29 | 1655 WHYTE AVENUE, Vancouver, BC V6J 1A9 | Electrical Permit | Commercial | NULL | Cancelled | Special Event - Provide temporary electrical distribution fed from City of Vancouver power kiosk adjacent to the City Archives building (Bard power) for special event "Cabaret Bijou" dinner theatre, Operating from October 19, 2022 to March 5, 2023. Construction has begun. | 0880441 BC Ltd
PP-2022-04207 | 2022-11-29 | 1655 WHYTE AVENUE, Vancouver, BC V6J 1A9 | Plumbing Permit | Commercial | Tenant Improvement | Completed | Commercial - INSTALL A BACKFLOW ON PREMISE ISOLATION IN THE IRRIGATION BOX BESIDE THE METER | Hillcrest Plumbing & Heating (1967) Ltd
EP-2022-04117 | 2022-05-26 | 4208 FRASER STREET, Vancouver, BC V5V 4G2 | Electrical Permit | Commercial | Addition | Completed | Installation / Repair - Commercial - We are adding an additional panel to accommodate a small mechanical unit. | City Lights Electrical Ltd.
EP-2022-01073 | 2022-04-11 | 275 W 70TH AVENUE, Vancouver, BC | Electrical Permit | Commercial | Renovation | Completed | Installation / Repair - Commercial - Removing old fueling system and replacing with new fueling system. Removing old tanks and replacing with new tanks. | Western Oil Services Ltd
EP-2022-03220 | 2022-07-27 | 41 E HASTINGS STREET, Vancouver, BC V6A 1M9 | Electrical Permit | Commercial | Renovation | Completed | Installation / Repair - Commercial - Install two EVSE -scope of work is adding the EVSEs to the existing EV ready junction boxes already installed to each stall. See attached photo. Load calculations for the entire EV power system would have been done under the base building permit by others. | Berts Electric (2001) Ltd
NULL | NULL | 41 E HASTINGS STREET, Vancouver, BC V6A 1M9 | Electrical Permit | Commercial | Renovation | Draft | Installation / Repair - Commercial - EV Chargers added to parkade | Berts Electric (2001) Ltd
NULL | NULL | 41 E HASTINGS STREET, Vancouver, BC V6A 1M9 | Electrical Permit | Commercial | Renovation | Draft | Installation / Repair - Commercial - EV Install | Berts Electric (2001) Ltd
EP-2022-05017 | 2022-06-20 | 508 W 6TH AVENUE, Vancouver, BC V5Z 1A1 | Electrical Permit | Commercial | Tenant Improvement | Completed | Installation / Repair - Commercial - installation of a dental office BP: Interior alterations to combine 2 units and change the use from Restaurant Class 1 with ancillary retail art dealer and Fitness Centre to Health Care Office on the ground floor of this existing building on this site Note, staff room kitchen is to remain accessible as per VBBL 2019. Furniture layout must allow accessibility for staff in wheelchair. Scope to include: remove demising wall, new interior partition walls/doors to create treatment rooms, 2 new accessible washrooms and relocate the mechanical room, millwork, mechanical, plumbing, electrical and lighting throughout | ATOMIC ELECTRICAL SOLUTIONS LTD.
PP-2022-01979 | 2022-06-23 | 508 W 6TH AVENUE, Vancouver, BC V5Z 1A1 | Plumbing Permit | Commercial | Tenant Improvement | Completed | Commercial - Commercial Dental Clinic, Plumbing >Interior alterations to combine 2 units and change the use from Restaurant Class 1 with ancillary retail art dealer and Fitness Centre to Health Care Office on the ground floor of this existing building on this site Note, staff room kitchen is to remain accessible as per VBBL 2019. Furniture layout must allow accessibility for staff in wheelchair. Scope to include: remove demising wall, new interior partition walls/doors to create treatment rooms, 2 new accessible washrooms and relocate the mechanical room, millwork, mechanical, plumbing, electrical and lighting throughout Electrical Schedule B and Schedule A - Brennan Town - 604-238-1924 Mechanical/Plumbing Schedule B - Yoko Matsuyama - 778-970-1772 Tenant: Dr. Choi Pediatric Dental Corp Ok for storefront coverage per O.Szeleczky May.4/21 | SYNC MECHANICAL LTD
EP-2022-09313 | 2022-11-02 | 508 W 6TH AVENUE, Vancouver, BC V5Z 1A1 | Electrical Permit | Commercial | Tenant Improvement | Completed | Installation / Repair - Commercial - Security Systems (Alarm & Camaras) Installations >BP: Interior alterations to combine 2 units and change the use from Restaurant Class 1 with ancillary retail art dealer and Fitness Centre to Health Care Office on the ground floor of this existing building on this site Note, staff room kitchen is to remain accessible as per VBBL 2019. Furniture layout must allow accessibility for staff in wheelchair. Scope to include: remove demising wall, new interior partition walls/doors to create treatment rooms, 2 new accessible washrooms and relocate the mechanical room, millwork, mechanical, plumbing, electrical and lighting throughout Electrical Schedule B and Schedule A - Brennan Town - 604-238-1924 Mechanical/Plumbing Schedule B - Yoko Matsuyama - 778-970-1772 Tenant: Dr. Choi Pediatric Dental Corp | Cititech Security & Sound Inc.
SP-2022-01007 | 2022-09-20 | 508 W 6TH AVENUE, Vancouver, BC V5Z 1A1 | Sprinkler Permit | Commercial | Tenant Improvement | Completed | Commercial - For sprinkler system alterations to the 2019 VBBL and NFPA 13, 2013 for the tenant improvements to provide interior alterations to combine 2 units and change the use from Restaurant Class 1 with ancillary retail art dealer and Fitness Centre to Health Care Office on the ground floor of this existing building on this site This application does not include any of the following: • Warehouse storage arrangements, or mobile compact storage arrangements. • Changes to the sprinkler system supply piping (e.g. valves, mains, cross-mains, etc.). • Information Technology Equipment Rooms (e.g. IT Rooms, LAN Rooms, etc.). • New alternative solutions and/or modifications to existing alternative solutions. Notes: 1. Sprinkler engineer of record Mr. Glen Visser, P.Eng. of Sureworks Engineering Inc. T 604-944-3473 E: sureworkseng@gmail.com 2. One set of approved drawings and permit to be available for viewing at the jobsite. | Bernin Fire Protection Ltd
GP-2023-04044 | 2023-12-15 | 3089 W 3RD AVENUE, Vancouver, BC V6K 1M9 | Gas Permit | Residential | Renovation | Issued | Residential - Decommission and remove old boiler and install new boiler | Ashton Service Group/Ashton Mechanical Ltd.
PP-2023-00270 | 2023-01-26 | 2101 W 4TH AVENUE, Vancouver, BC V6K 1N7 | Plumbing Permit | Commercial | Addition | Completed | Commercial - Installation of 1/2" DCVA | KC's Plumbing & Heating
EP-2023-02441 | 2023-03-24 | 668 W 19TH AVENUE, Vancouver, BC V5Z 1X1 | Electrical Permit | Residential | Addition | Issued | Installation / Repair - Residential - Disconnect / Reconnect Electrical Service Underground Related to EP-2023-02076; 668 W 19TH AVENUE #3 *EXISTING HOUSE* Note: Bldg 1 (principal bldg) | Prabhjot Singh Battu
EP-2023-00197 | 2023-01-10 | 668 W 19TH AVENUE, Vancouver, BC V5Z 1X1 | Electrical Permit | Residential | New | Expired | Temporary Power - Residential - To provide temporary power. | Prabhjot Singh Battu
SP-2024-00033 | 2024-01-19 | 587 MAIN STREET, Vancouver, BC | Sprinkler Permit | Commercial | Tenant Improvement | Issued | Commercial - added 13 new heads into new ceiling. >BP: Interior alterations to change the use from Restaurant Class 1 to General Office in this unit on the ground floor of this existing mixed use building on this site. >>****This application does not include any of the following: 1. Not more than 20 sprinklers (add, relocate, or remove), 2. hydraulic calculations, 3. change in occupancy and /or hazard classification, 4. warehouse storage arrangements, 5. mobile compact storage arrangements, 6. alternative solutions, 7. changes to the sprinkler system supply piping (e.g. valves, mains, cross-mains, branch-lines, etc.), or 8. flexible sprinkler pipe. | Five Star Fire Protection Ltd
PP-2023-04436 | 2024-01-05 | 587 MAIN STREET, Vancouver, BC | Plumbing Permit | Commercial | Renovation | Completed | Commercial - Removing Starbucks, installing one washroom and one staff sink ( h&r block ) >BP: Interior alterations to change the use from Restaurant Class 1 to General Office in this unit on the ground floor of this existing mixed use building on this site. Letters of assurance submitted by: Yev Loevsky, P.Eng, Electrical Schedule B Osley Almeron, P.Eng, Mechanical & Plumbing Schedule B | Adam Stephen Friebel
EP-2022-06269 | 2022-07-26 | 2777 E KENT AVENUE NORTH, Vancouver, BC V5S 3T9 | Electrical Permit | Commercial | NULL | Expired | Annual / Operating - Monthly maintenance inspection of all common areas and service rooms - indoor and outdoor; repairs and replacement of electrical devices/equipment as required Expired Permit EP-2021-07003 Valid July 24, 2022 until July 23, 2023 | NRG Electric Ltd
EP-2023-06752 | 2023-07-25 | 2777 E KENT AVENUE NORTH, Vancouver, BC V5S 3T9 | Electrical Permit | Commercial | NULL | Issued | Annual / Operating - Monthly maintenance inspection of all common areas and service rooms - indoor and outdoor; repairs and replacement of electrical devices/equipment as required Renewal of EP-2022-06269 Valid July 24, 2023 until July 23, 2024 | NRG Electric Ltd
SP-2022-00540 | NULL | 1601 JOHNSTON STREET, Vancouver, BC V6H 3R9 | Sprinkler Permit | Commercial | Tenant Improvement | Withdrawn | Commercial - Relocate sprinklers to suit new floor layout >BP: Interior/Exterior Alteration, Interior alterations to this existing theatre on 1st and 2nd floor consisting of renovating the existing theatre washrooms from separate gender specific washrooms to one all user Gender Neutral Washroom, new exterior window on North elevation to improve visibility and daylight and a new interior access door through 2 HR FRR demising wall to the public market in this 2 storey theatre building. Existing exterior window on North elevation to be replaced with new exterior door and sidelights to allow for exterior access (within existing rough opening). In addition, voluntary structural upgrades of beam supporting second floor and also roof beam. The voluntary work includes new beams, columns, and footings. Building Review Branch Notes: - Code report provided by LMDG, file 20-284 dated March 1st, 2022 Carlito T. Cabahug, P.Eng, CP - All existing theater washrooms are replaced by Gender Neutral Washroom as approved by CBO. - Existing building is combustible construction and fully sprinklered. - Hold open devices are being proposed on doors connecting this building with Public Market (1669 Johnston st) building and should be connected to FAS. Two buildings are considered as one, for the purpose of FAS as per 3.2.4.2(3). Existing FAS to be reviewed and upgraded to perform as a single system. *****This application does not include any of the following: 1. Not more than 20 sprinklers (add, relocate, or remove), 2. hydraulic calculations, 3. change in occupancy and /or hazard classification, 4. warehouse storage arrangements, 5. mobile compact storage arrangements, 6. alternative solutions, 7. changes to the sprinkler system supply piping (e.g. valves, mains, cross-mains, branch-lines, etc.), or 8. flexible sprinkler pipe. | NULL
EP-2022-07718 | 2022-09-15 | 1601 JOHNSTON STREET, Vancouver, BC V6H 3R9 | Electrical Permit | Commercial | Renovation | Completed | Installation / Repair - Commercial - Installation of panels, lighting, receptacles, exit/em, FA, fans, heaters Interior/Exterior Alterations - To this existing 2-storey theatre (Group A1) connected to the Public Market (1669 Johnston St) at Grandville Island. The scope of work includes: - Renovating the existing washrooms from gender-specific washrooms to one Gender Neutral Washroom complies with 3.7.2.11 *Apr 06, 2023 Permit Amendment: Details of fire alarm work as follows: Relocate and upgrade fire alarm panel relocate pull station by existing southeast door to outside addition of pull station by new northeast door to outside addition of pull station by new northwest door to public market addition of smoke detector by new northwest door to public market addition of door holder on new northwest door to public market *May 26, 2023 Permit Amendment: -Addition of annunciator on interior wall | INT Electrical Ltd
SP-2022-01345 | 2022-08-22 | 1601 JOHNSTON STREET, Vancouver, BC V6H 3R9 | Sprinkler Permit | Commercial | Tenant Improvement | Completed | Commercial - ADD 18 NEW SPRINKLER HEADS Interior/Exterior Alterations - To this existing 2-storey theatre (Group A1) connected to the Public Market (1669 Johnston St) at Grandville Island. The scope of work includes: - Renovating the existing washrooms from gender-specific washrooms to one Gender Neutral Washroom complies with 3.7.2.11 - Replacement of existing exterior windows on the North elevation of the first storey with new exterior door and sidelights to allow for exterior access to the Gender Neutral Washroom. - Installation of a new interior access door to the Public Market through the existing demising wall having 2-HR fire-resistance rating. A hold-open device will be installed to release the door upon a signal from a smoke detector connected to fire alarm system. - Installation of new exterior windows on the North elevation of the second storey to improve visibility and daylight. - Installation of new supply air fan unit within beam pocket in the stairway. - Voluntary structural upgrades include new beams, columns and footings. *****This application does not include any of the following: 1. Not more than 20 sprinklers (add, relocate, or remove), 2. hydraulic calculations, 3. change in occupancy and /or hazard classification, 4. warehouse storage arrangements, 5. mobile compact storage arrangements, 6. alternative solutions, 7. changes to the sprinkler system supply piping (e.g. valves, mains, cross-mains, branch-lines, etc.), or 8. flexible sprinkler pipe. | Priority Fire Systems Ltd
PP-2022-03800 | 2022-10-26 | 1601 JOHNSTON STREET, Vancouver, BC V6H 3R9 | Plumbing Permit | Commercial | Renovation | Completed | Commercial - Demo old bathrooms New gender neutral bathrooms >Interior/Exterior Alterations - To this existing 2-storey theatre (Group A1) connected to the Public Market (1669 Johnston St) at Grandville Island. The scope of work includes: - Renovating the existing washrooms from gender-specific washrooms to one Gender Neutral Washroom complies with 3.7.2.11 - Replacement of existing exterior windows on the North elevation of the first storey with new exterior door and sidelights to allow for exterior access to the Gender Neutral Washroom. - Installation of a new interior access door to the Public Market through the existing demising wall having 2-HR fire-resistance rating. A hold-open device will be installed to release the door upon a signal from a smoke detector connected to fire alarm system. - Installation of new exterior windows on the North elevation of the second storey to improve visibility and daylight. - Installation of new supply air fan unit within beam pocket in the stairway. - Voluntary structural upgrades include new beams, columns and footings. Building Review Branch Notes: - Cleared for DB by Jeevan Bal on May 10, 2022. - Code report provided by LMDG, file 20-284 dated March 1st, 2022 Carlito T. Cabahug, P.Eng, CP. - All existing theater washrooms are replaced by Gender Neutral Washroom as approved by CBO. - Existing building is combustible construction and fully-sprinklered. - This building will be connected to Public Market building by a door having hold-open device and a single fire alarm system shall serve al occupancies. Existing FAS to be reviewed and upgraded to perform as a single system. Location of hold open device to comply with CAN/ULC-S524. - Ceiling to be upgraded to 2-hr FRR as per 3.2.2.20 where it will be affected by scope of work to install HVAC, sprinkler and other services. *** Reviewed under the VBBL 2019 *** | PACIFIC FLO MECHANICAL
PP-2022-02941 | 2022-08-24 | 1669 JOHNSTON STREET, Vancouver, BC V6H 3R9 | Plumbing Permit | Commercial | Renovation | Completed | Commercial - In the CMHC Public Market Kiosk we are installing a 9.5kW electric hot water heater, a single compartment sink w/ faucet c/w drainage. | Modern Niagara Vancouver Inc
EP-2022-07105 | 2022-09-27 | 1669 JOHNSTON STREET, Vancouver, BC V6H 3R9 | Electrical Permit | Commercial | Tenant Improvement | Completed | Installation / Repair - Commercial - install new led ighting and wire for hot water tank >BP: Interior alterations to the ancillary offices to the Public Market at 1669 Johnston St on the second floor of this commercial building on this site. Scope of work: - Remove & install interior walls & doors, finishes, millwork, plumbing fixtures, lighting, and hot water tank OK for Field Review per W.Wong, Jun 30th, 2022 Energy Upgrade: E2 - Lighting - Upgrade to incorporate Automatic Full OFF (per 9.4.1.1.(h) of ASHRAE 90.1-2016) Note: Energy checklist is currently no longer required with your Building Permit (BP) application. Some supporting documents are still required at BP stage, specifically Envelope and HVAC, if applicable. Service Water Heating and Lighting supporting documents, if applicable, must be submitted with your related trades permits (e.g. electrical and plumbing). All energy upgrades will be checked during inspections stage. It is the applicant’s responsibility to identify and note all required upgrades including energy upgrades on their BP drawings at BP stage. | David Stein
SP-2022-01602 | 2022-10-03 | 1669 JOHNSTON STREET, Vancouver, BC V6H 3R9 | Sprinkler Permit | Commercial | Tenant Improvement | Completed | Commercial - Relocate 1 sprinkler head for coverage Interior alterations to the ancillary offices to the Public Market at 1669 Johnston St on the second floor of this commercial building on this site. Scope of work: - Remove & install interior walls & doors, finishes, millwork, plumbing fixtures, lighting, and hot water tank *****This application does not include any of the following: 1. Not more than 20 sprinklers (add, relocate, or remove), 2. hydraulic calculations, 3. change in occupancy and /or hazard classification, 4. warehouse storage arrangements, 5. mobile compact storage arrangements, 6. alternative solutions, 7. changes to the sprinkler system supply piping (e.g. valves, mains, cross-mains, branch-lines, etc.), or 8. flexible sprinkler pipe. | Elite Sprinkler Systems Ltd
PP-2022-02353 | 2022-08-26 | 1669 JOHNSTON STREET, Vancouver, BC V6H 3R9 | Plumbing Permit | Commercial | Renovation | Completed | Commercial - Ground work/ domestic water lines serving: (1) 2 compartment sink, (1) grease interceptor (1) rpba (4) floor drains >Interior alterations to the ancillary offices to the Public Market at 1669 Johnston St on the second floor of this commercial building on this site. Scope of work: - Remove & install interior walls & doors, finishes, millwork, plumbing fixtures, lighting, and hot water tank OK for Field Review per W.Wong, Jun 30th, 2022 Energy Upgrade: E2 - Lighting - Upgrade to incorporate Automatic Full OFF (per 9.4.1.1.(h) of ASHRAE 90.1-2016) Note: Energy checklist is currently no longer required with your Building Permit (BP) application. Some supporting documents are still required at BP stage, specifically Envelope and HVAC, if applicable. Service Water Heating and Lighting supporting documents, if applicable, must be submitted with your related trades permits (e.g. electrical and plumbing). All energy upgrades will be checked during inspections stage. It is the applicant’s responsibility to identify and note all required upgrades including energy upgrades on their BP drawings at BP stage. | Modern Niagara Vancouver Inc
PP-2022-01460 | 2022-05-16 | 1689 JOHNSTON STREET, Vancouver, BC V6H 3R9 | Plumbing Permit | Commercial | Addition | Issued | Commercial - Install a new grease trap | Roto-Rooter Services Co
PP-2022-00120 | 2022-02-02 | 1689 JOHNSTON STREET, Vancouver, BC V6H 3R9 | Plumbing Permit | Commercial | Addition | Completed | Commercial - UNIT #225 - Supply and install grease interceptor | True Blue Plumbing Limited
PP-2022-00160 | 2022-01-20 | 1689 JOHNSTON STREET, Vancouver, BC V6H 3R9 | Plumbing Permit | Commercial | Renovation | Completed | Commercial - Unit 144 - Replacement of grease interceptor | Modern Niagara Vancouver Inc
PP-2022-00236 | 2022-03-07 | 1689 JOHNSTON STREET, Vancouver, BC V6H 3R9 | Plumbing Permit | Commercial | Addition | Completed | Commercial - Install new 35gpm grease trap interceptor: -install grease trap interceptor -hook up 3 kitchen sinks with new piping -tie the grease trap into the 2” stack behind the sinks and add a clean out | Kits Plumbing and Heating Ltd
SP-2022-01047 | 2022-08-12 | 1689 JOHNSTON STREET, Vancouver, BC V6H 3R9 | Sprinkler Permit | Commercial | Renovation | Completed | Commercial - Add Two sprinkler heads for new outdoor canopy >BP: Unit #370 To install a new covered outdoor seating area to be used in conjunction with the existing Restaurant Class-1 use on this existing Granville Island Public Market site and change of Major Occupancy from Retail Limited Food Service (Group E) to Restaurant Class-1 (Group A-2). No interior alteration or re-arrangement of existing kitchen equipment proposed under this application. Building Review Branch Notes: - Building Permit for DP-2021-00490 (Patio) and DP-2021-00610 (Change of use), refer to DB-2021-01222 for interior alteration to this unit. - Applicable Part 11 upgrade: A2, S2, F2, N2, E2 - Washroom for public market will be shared with "Red Gate Theater" and is proposed under DB-2022-01886. - Proposed occupant load: 30 patio seating + 8 kitchen/staff - Fabric awning should conform to CAN/ULC-S109, “Flame Tests of Flame-Resistant Fabrics and Films” as per VBBL 3.1.16.1. - Schedule B, architectural and structural submitted. CRP is Ted Murray, AIBC, 604-836-8350 * Reviewed as per VBBL 2019 * >*****This application does not include any of the following: 1. Not more than 20 sprinklers (add, relocate, or remove), 2. hydraulic calculations, 4. warehouse storage arrangements, 5. mobile compact storage arrangements, 6. alternative solutions, 7. changes to the sprinkler system supply piping (e.g. valves, mains, cross-mains, branch-lines, etc.), or 8. flexible sprinkler pipe. | Elite Sprinkler Systems Ltd
PP-2022-02559 | 2022-07-22 | 1689 JOHNSTON STREET, Vancouver, BC V6H 3R9 | Plumbing Permit | Commercial | Tenant Improvement | Completed | Commercial - Commercial TI rough in for new fixtures >BP: Kiosk #505 To alter the interior of the existing food kiosk (#505) in this existing Public Market building (group A2 and D occupancies), to provide improvements for the new tenant. >>>AMEND: Sept. 2nd -Please add 1 - 3/4 RPBA to permit | VANMECH PLUMBING & HEATING LTD.
EP-2022-06507 | 2022-08-04 | 1689 JOHNSTON STREET, Vancouver, BC V6H 3R9 | Electrical Permit | Commercial | Addition | Completed | Installation / Repair - Commercial - Install switched plugs for lights etc under new canopy -There is no lighting on the patio, other than xmas lights and led rope lights >BP: Unit #370 To install a new covered outdoor seating area to be used in conjunction with the existing Restaurant Class-1 use on this existing Granville Island Public Market site and change of Major Occupancy from Retail Limited Food Service (Group E) to Restaurant Class-1 (Group A-2). No interior alteration or re-arrangement of existing kitchen equipment proposed under this application. Building Review Branch Notes: - Building Permit for DP-2021-00490 (Patio) and DP-2021-00610 (Change of use), refer to DB-2021-01222 for interior alteration to this unit. - Applicable Part 11 upgrade: A2, S2, F2, N2, E2 - Washroom for public market will be shared with "Red Gate Theater" and is proposed under DB-2022-01886. - Proposed occupant load: 30 patio seating + 8 kitchen/staff - Fabric awning should conform to CAN/ULC-S109, “Flame Tests of Flame-Resistant Fabrics and Films” as per VBBL 3.1.16.1. - Schedule B, architectural and structural submitted. CRP is Ted Murray, AIBC, 604-836-8350 * Reviewed as per VBBL 2019 * | Larry Husty
EP-2022-07983 | 2022-09-23 | 1689 JOHNSTON STREET, Vancouver, BC V6H 3R9 | Electrical Permit | Commercial | Tenant Improvement | Completed | Installation / Repair - Commercial - Install power, lights, switch, and 4 data >BP: Kiosk #505 To alter the interior of the existing food kiosk (#505) in this existing Public Market building (group A2 and D occupancies), to provide improvements for the new tenant. | Blueline Electrical Services Ltd
EP-2023-06970 | 2023-08-02 | 1689 JOHNSTON STREET, Vancouver, BC V6H 3R9 | Electrical Permit | Commercial | New | Completed | Installation / Repair - Commercial - Low voltage installation of 18 wireless access points for Shaw/Rodgers Communications. | Stag Dubh Services Inc
EP-2023-06848 | 2023-07-27 | 1689 JOHNSTON STREET, Vancouver, BC V6H 3R9 | Electrical Permit | Commercial | Renovation | Completed | Installation / Repair - Commercial - Installation of 15 amp receptacles for Shaw/Rodgers and Freedom Mobile. | Stag Dubh Services Inc
EP-2023-07085 | 2023-08-04 | 1689 JOHNSTON STREET, Vancouver, BC V6H 3R9 | Electrical Permit | Commercial | New | Completed | Installation / Repair - Commercial - Installation of 7 low voltage small cell access points for Freedom Mobile. | Stag Dubh Services Inc
PP-2023-02072 | 2023-06-13 | 1689 JOHNSTON STREET, Vancouver, BC V6H 3R9 | Plumbing Permit | Commercial | Addition | Issued | Commercial - Installed an ice machine and a backflow preventer | MEC Mechanical Inc
NULL | NULL | 1689 JOHNSTON STREET, Vancouver, BC V6H 3R9 | Mechanical Permit | NULL | NULL | Draft | NULL | Encon Performance Inc
PP-2023-01838 | NULL | 1689 JOHNSTON STREET, Vancouver, BC V6H 3R9 | Plumbing Permit | Commercial | Addition | Withdrawn | Commercial - Make improvements to leased premises by adding an IM-500 Cube Ice machine. I have attached a spec sheet of the machine we are looking at. I have also attached two pictures. A new Watts 3/4 RP backflow device, as well as new condensate drain and RP drain lines will be installed. Condensate drain and RP drain will tie into a mop sink on other side of wall | Encon Performance Inc
PP-2023-00964 | 2023-03-24 | 1689 JOHNSTON STREET, Vancouver, BC V6H 3R9 | Plumbing Permit | Commercial | Renovation | Completed | Commercial - Re & Re of grease interceptor | Encon Performance Inc
EP-2023-02800 | 2023-05-26 | 1689 JOHNSTON STREET, Vancouver, BC V6H 3R9 | Electrical Permit | Commercial | Renovation | Completed | Installation / Repair - Commercial - Modification of existing fire alarm system as per the accepted E-1 drawing. Programming and verification of fire alarm panel and annunciator along with permit EP-2022-07718. BP: Fire Alarm System Modification - To interconnect the fire alarm systems in the Public Market and Revue Stage Theatre to act as single fire alarm system. The Public Market (at 1689 Johnston St) side of the building has been connected to Revue Stage Theatre (at 1601 Johnston Street) within the same building by a door having hold-open device under DB-2022-01886. Location of hold open device to comply with CAN/ULC-S524. | INT Electrical Ltd
NULL | NULL | 1689 JOHNSTON STREET, Vancouver, BC V6H 3R9 | Electrical Permit | Commercial | Addition | Draft | Installation / Repair - Commercial - Adding two circuits, one 15A and one 20A, to existing deli stand in Granville island public market for two deli meat and cheese cases. | Quantum Lighting Inc
PP-2024-00071 | 2024-01-09 | 1689 JOHNSTON STREET, Vancouver, BC V6H 3R9 | Plumbing Permit | Commercial | Renovation - Dwelling Unit(s) only | Completed | Commercial - Remove old sink and install new sink plus add new sink | Cartier Mechanical Ltd
EP-2024-00280 | 2024-01-17 | 1689 JOHNSTON STREET, Vancouver, BC V6H 3R9 | Electrical Permit | Commercial | Tenant Improvement | Completed | Installation / Repair - Commercial - Replace current fixtures to LED. Extending existing power for receptacles. Installation of New Dedicated 15amp circuit for slushy machine; New Dedicated 15amp circuit for fridge/cooler, and New under cabinet counter receptacles installed in new cabinet layout. | Optus Power Ltd
EP-2024-00360 | 2024-01-17 | 289 E 6TH AVENUE, Vancouver, BC V5T 1J7 | Electrical Permit | Commercial | Renovation | Issued | Installation / Repair - Commercial - Install 14 EV Chargers in EV Charger Ready parking facilities. See EP-2023-07332. | Greater Vancouver Electric Inc.
EP-2024-00359 | 2024-01-17 | 289 E 6TH AVENUE, Vancouver, BC V5T 1J7 | Electrical Permit | Commercial | NULL | Issued | Annual / Operating - Maintenance of existing operating electrical equipment in compliance with the Electrical By-law No. 5563. | Greater Vancouver Electric Inc.
EP-2023-07332 | 2023-08-17 | 289 E 6TH AVENUE, Vancouver, BC V5T 1J7 | Electrical Permit | Commercial | Renovation | Completed | Installation / Repair - Commercial - Installation of EV Charging infrastructure into an underground parking lot of a Condominium . 4 new 200 amp panels to be installed in the parking to supply 29- 2 pole 40 amp circuits to power as many as 87 future EVSE . The future EVSE to share circuits at a ratio of 3:1. A complete wireless network to be installed throughout the parking as well. -Not touching existing service . Only grounding bonding is standard conduit and junction box bonding and grounding/bonding of new 200A panels . As stated we are running cat6 from a network POE Switch in conduit to multiple locations in the underground parking for WAPs for the future charging network . Chargers to be installed on a separate permit once infrastructure is completed. All EVEMS load sharing will be done through the network . | Greater Vancouver Electric Inc.
EP-2023-09377 | 2023-10-31 | 1502 E HASTINGS STREET, Vancouver, BC V5L 1S5 | Electrical Permit | Commercial | Tenant Improvement | Issued | Installation / Repair - Commercial - exterior led retrofit of the existing signs and hook up to existing power -no new sign and this is an existing sign that is being retrofitted to LED. recertification subject to DEI. | Top's Lighting (2003) Ltd
EP-2023-10752 | 2023-11-30 | 1636 W 4TH AVENUE, Vancouver, BC V6J 1L9 | Electrical Permit | Commercial | NULL | Issued | Annual / Operating - Annual operating permit for a commercial and residential space Renewal of EP-2022-10167 Valid 11/30/2023 until 11/29/2024 | Villa Electric (1980) Ltd
EP-2022-10167 | 2022-12-02 | 1636 W 4TH AVENUE, Vancouver, BC V6J 1L9 | Electrical Permit | Commercial | NULL | Expired | Annual / Operating - Annual operating permit for a commercial and residential space Valid 11/30/2022 until 11/29/2023 Expired EP-2021-08857 | Villa Electric (1980) Ltd
EP-2022-01603 | 2022-02-28 | 1308 BEACH AVENUE, Vancouver, BC | Electrical Permit | Commercial | NULL | Expired | Annual / Operating - Annual Operating Permit for "GVRD PUMP STATIONS" Authorizes maintenance, minor alterations and additions. VALID: FEBRUARY 14, 2022 - FEBRUARY 13, 2023 Renewal of EP-2021-02979 NOTE: NO GROUND DISTURBANCE - any ground disturbance may be in contravention to the Heritage Conservation Act and will require appropriate permits and clearances from the Provincial Archaeology Branch, First Nations and the City of Vancouver. | City of Vancouver
EP-2023-01563 | 2023-02-24 | 1308 BEACH AVENUE, Vancouver, BC | Electrical Permit | Commercial | NULL | Issued | Annual / Operating - Annual Operating Permit for "GVRD PUMP STATIONS" Authorizes maintenance, minor alterations and additions Renewal of EP-2022-01603 VALID: FEBRUARY 14, 2023 - FEBRUARY 13, 2024 NOTE: NO GROUND DISTURBANCE - any ground disturbance may be in contravention to the Heritage Conservation Act and will require appropriate permits and clearances from the Provincial Archaeology Branch, First Nations and the City of Vancouver. | City of Vancouver
SP-2022-00396 | 2022-05-09 | 1571 JOHNSTON STREET, Vancouver, BC V6H 3R9 | Sprinkler Permit | Commercial | Tenant Improvement | Completed | Commercial - adding a dry system with 8 sprinkler heads to the space, *****This application does not include any of the following: 1. Not more than 20 sprinklers (add, relocate, or remove), 2. hydraulic calculations, 3. change in occupancy and /or hazard classification, 4. warehouse storage arrangements, 5. mobile compact storage arrangements, 6. alternative solutions, 7. changes to the sprinkler system supply piping (e.g. valves, mains, cross-mains, branch-lines, etc.), or 8. flexible sprinkler pipe. | Phoenix Fire Prevention Inc
EP-2023-03842 | 2023-05-04 | 1502 E HASTINGS STREET, Vancouver, BC V5L 1S5 | Electrical Permit | Commercial | Renovation | Completed | Installation / Repair - Commercial - Install new appliance circuits: we are adding 7 applicance circuits; 4 fridges at 800w, 2 coffiee machine at 1150w and 1 oven at 3000w. Total loads adding is 8500W. | SS Electrical Limited
EP-2022-05934 | 2022-07-15 | 4630 CLARENDON STREET, Vancouver, BC V5R 3J1 | Electrical Permit | Residential | Tenant Improvement | Completed | Installation / Repair - Residential - Electrical install of heat pump No change to existing service BP not required. Mechanical permit is required. | Moore And Russell Heating And Air Conditioning Ltd
MP-2022-00019 | 2022-07-14 | 4630 CLARENDON STREET, Vancouver, BC V5R 3J1 | Mechanical Permit | NULL | NULL | Completed | NULL | Moore And Russell Heating And Air Conditioning Ltd
EP-2022-07923 | 2022-09-22 | 2933 W 20TH AVENUE, Vancouver, BC V6L 1H6 | Electrical Permit | Residential | Addition | Completed | Installation / Repair - Residential - Installation of wiring and disconnect device for 15 amps air conditioner | Rightway Electric Inc
GP-2023-01328 | 2023-04-24 | 2302 GALT STREET #2, Vancouver, BC V5N 2Z9 | Gas Permit | Residential | Renovation | Completed | Residential - Replacement water heater | BC Wide Home Services Ltd
EP-2022-03444 | 2022-04-29 | 1803 STEWART STREET, Vancouver, BC V5L 5G1 | Electrical Permit | Commercial | New | Completed | Installation / Repair - Commercial - Replace 1 faulty camera . No mag lock. #39953-1 | PALADIN TECHNOLOGIES INC
EP-2022-04758 | 2022-06-09 | 129 E 4TH AVENUE, Vancouver, BC V5T 1G4 | Electrical Permit | Commercial | Renovation | Completed | Installation / Repair - Commercial - replace existing panels with new, install 2 new transformer and one splitter box, and new panel, and equipment disconnects for new equipment.install various 208v receptacles. -Service will be upgraded to 600v once bc hydro PAD mount transformer plans are approved etc. this PHASE is adjusting the existing service and equipment to accommodate some new equipment. | Trident Electric Ltd
EP-2022-08219 | 2022-10-03 | 129 E 4TH AVENUE, Vancouver, BC V5T 1G4 | Electrical Permit | Commercial | Tenant Improvement | Completed | Installation / Repair - Commercial - Low Voltage Audio Visual Cabling | AVI-SPL Canada Ltd
EP-2022-07970 | 2022-09-23 | 129 E 4TH AVENUE, Vancouver, BC V5T 1G4 | Electrical Permit | Commercial | Tenant Improvement | Completed | Installation / Repair - Commercial - redo lighting and power for new office space >BP: Interior alterations and a change of use from Wholesale - Class A to Clothing Manufacturing for a new Clothing Manufacturing tenant at unit 129 E 4th Ave on the ground floor of this industrial building on this site. OK for Field Review per W.Wong Note to applicant: The services of a structural engineer may be required, based upon site inspection by the District Building Inspector. A Sprinkler permit may be required, as determined by the District Building Inspector. Energy checklist is currently no longer required with your Building Permit (BP) application. Some supporting documents are still required at BP stage, specifically Envelope and HVAC, if applicable. Service Water Heating and Lighting supporting documents, if applicable, must be submitted with your related Trades permits (e.g. electrical and plumbing). All energy upgrades will be checked during inspections stage. It is the applicant’s responsibility to identify and note all required upgrades including energy upgrades on their BP drawings at BP stage. Energy requirements: E2 - Retrofit Path: 1 @ E2; E2 - Lighting - Upgrade to Bilevel Lighting Control (per 9.4.1.1.(d) of ASHRAE 90.1-2016 | Trident Electric Ltd
PP-2022-02130 | 2022-06-22 | 129 E 4TH AVENUE, Vancouver, BC V5T 1G4 | Plumbing Permit | Commercial | Tenant Improvement | Completed | Commercial - • To provide camara work as noted on drawings • To provide lay out • To provide under slab and above slab plumbing • Two-inch pumped line to effluent tank to run tight to ceiling connection to tank not included need more information Interior alterations and a change of use from Wholesale - Class A to Clothing Manufacturing for a new Clothing Manufacturing tenant at unit 129 E 4th Ave on the ground floor of this industrial building on this site. | Ange's Plumbing Ltd
EP-2022-05190 | 2022-06-20 | 520 E 1ST AVENUE, Vancouver, BC V5T 0H2 | Electrical Permit | Commercial | Tenant Improvement | Completed | Installation / Repair - Commercial - Supply and install 6x added Type DQ fixtures as per project documents. To match existing installation. Installation to use existing JB’s, circuits and lighting control. | Houle Electric Limited
NULL | NULL | 520 E 1ST AVENUE, Vancouver, BC V5T 0H2 | Electrical Permit | Commercial | NULL | Withdrawn | Annual / Operating - Annual Operating Permit 2021 RENEWAL for expiring EP-2020-05213 VALID AUG 09/2021 TIL AUG 08/2022 | Houle Electric Limited
EP-2022-06492 | 2022-08-03 | 520 E 1ST AVENUE, Vancouver, BC V5T 0H2 | Electrical Permit | Commercial | NULL | Expired | Annual / Operating - ANNUAL OPERATING PERMIT VALID AUG 09/2022 TIL AUG 08/2023 EXPIRED PERMIT: EP-2021-05680 | Houle Electric Limited
SP-2023-01026 | 2023-06-15 | 520 E 1ST AVENUE, Vancouver, BC V5T 0H2 | Sprinkler Permit | Commercial | Tenant Improvement | Completed | Commercial - Add 5 Sprinkler heads >BP: Interior alterations to install a totem pole in the lobby of this existing School - University building. Scope of work includes constructing the totem concrete base and seismic restraint. *****This application does not include any of the following: 1. Not more than 20 sprinklers (add, relocate, or remove), 2. hydraulic calculations, 3. change in occupancy and /or hazard classification, 4. warehouse storage arrangements, 5. mobile compact storage arrangements, 6. alternative solutions, 7. changes to the sprinkler system supply piping (e.g. valves, mains, cross-mains, branch-lines, etc.), or 8. flexible sprinkler pipe. | PML Professional Mechanical Ltd
EP-2023-07031 | 2023-08-03 | 520 E 1ST AVENUE, Vancouver, BC V5T 0H2 | Electrical Permit | Commercial | NULL | Issued | Annual / Operating - ANNUAL OPERATING PERMIT VALID AUG 4/2023 TIL AUG 03/2024 EXPIRED PERMIT: EP-2022-06492 | Houle Electric Limited
EP-2023-06523 | 2023-07-19 | 520 E 1ST AVENUE, Vancouver, BC V5T 0H2 | Electrical Permit | Commercial | Addition | Completed | Installation / Repair - Commercial - Electrical: Supply and install new power via EMT and WM. Data: Supply and install (21) CAT6A drops from existing CP3-20 to new desk locations. | Houle Electric Limited
EP-2023-06409 | 2023-07-17 | 520 E 1ST AVENUE, Vancouver, BC V5T 0H2 | Electrical Permit | Commercial | Addition | Completed | Installation / Repair - Commercial - Electrical: Supply and install new power via EMT and WM; Re-re of existing power to supply a portion of the desks; Supply and install infrastructure for data installation. DATA: Supply and install a new Electron Metal CP box to match existing in room A3020; Supply and install a 12F single mode fibre back level 4 TR; Provide SC APC patch panels as required; Supply and install (20) CAT6A drops from new CP to new desk locations as per drawings provided; Re & Re existing CAT6A network drops to relocated furniture, as required. | Houle Electric Limited
EP-2023-06445 | 2023-07-17 | 520 E 1ST AVENUE, Vancouver, BC V5T 0H2 | Electrical Permit | Commercial | Addition | Completed | Installation / Repair - Commercial - Supply and install as per proposal in room A3030. Remove 61x 2x2 tbar drop-in fixtures. Supply and install: 1x TB4ILED-750-90-35-BW-4'-W-120-DP-1-CT15(36); 4x TB4ILED-750-90-35-BW-16'-W-120-DP-1-CT15(36); 2x TB4ILED-750-90-35-BW-20'-W-120-DP-1-CT15(36); 4x TB4ILED-750-90-35-BW-24'-W-120-DP-1-CT15(36) ; 5x TB4ILED-750-90-35-BW-28'-W-120-DP-1-CT15(36); Fixtures to be installed as per proposal markup. Installation of anchors and seismic support as required. Installation of 2x2 replacement ceiling tiles as required. To be installed on existing lighting circuits using existing lighting control. Note: calculated lighting loads are: Current is 2745W and New will be 2752W = Less than a 1% increase. | Houle Electric Limited
EP-2023-06400 | 2023-07-17 | 520 E 1ST AVENUE, Vancouver, BC V5T 0H2 | Electrical Permit | Commercial | Renovation | Completed | Installation / Repair - Commercial - Install power and data for 23 new work stations in C3232-C3234. | Houle Electric Limited
EP-2022-06387 | 2022-07-29 | 1438 E 51ST AVENUE, Vancouver, BC V5P 1V7 | Electrical Permit | Residential | Tenant Improvement | Completed | Installation / Repair - Residential - No change to existing service. Electrical installation for heat pump. BP not required. Mechanical permit to be obtained. | Moore And Russell Heating And Air Conditioning Ltd
MP-2022-00193 | 2022-09-07 | 1438 E 51ST AVENUE, Vancouver, BC V5P 1V7 | Mechanical Permit | NULL | NULL | Completed | NULL | Moore And Russell Heating And Air Conditioning Ltd
SP-2022-00441 | NULL | 450 SW MARINE DRIVE, Vancouver, BC V5X 0C3 | Sprinkler Permit | Commercial | Renovation | Application Incomplete | Commercial - 3 new heads to be installed on existing system due to very minor tenant improvements. | PML Professional Mechanical Ltd
PP-2022-01054 | 2022-04-25 | 450 SW MARINE DRIVE, Vancouver, BC V5X 0C3 | Plumbing Permit | Commercial | Tenant Improvement | Completed | Commercial - LEVEL 9 - Installing backflow preventer on Level 9 9th Floor Interior alterations to provide tenant improvements to this existing office tenant on the 9th floor on this existing commercial use building. TENANT: Intel Corporation ("Intel") | SOMATIC HVAC SOLUTIONS LTD
NULL | NULL | 450 SW MARINE DRIVE, Vancouver, BC V5X 0C3 | Sprinkler Permit | Commercial | New | Withdrawn | Commercial - Adding of Sprinkler heads | PML Professional Mechanical Ltd
NULL | NULL | 450 SW MARINE DRIVE, Vancouver, BC V5X 0C3 | Sprinkler Permit | Commercial | Tenant Improvement | Withdrawn | Commercial - Tenant Improvement with 18 sprinkler heads | PML Professional Mechanical Ltd
SP-2022-00188 | 2022-02-14 | 450 SW MARINE DRIVE, Vancouver, BC V5X 0C3 | Sprinkler Permit | Commercial | Tenant Improvement | Completed | Commercial - Adding of 9 new sprinkler heads ** Amend 02/22/2022** Updated Fire Protection Drawings and Calcs to match what is currently existing on site. >BP: #1212 - 12th floor Interior alterations to expand the existing office tenant at #1212 into the adjacent office tenant space at #1200 becoming a full floor office tenant. Notes: - This building is sprinklered. A separate sprinkler permit is required. - Energy Upgrade: >*****This application does not include any of the following: 1. Not more than 20 sprinklers (add, relocate, or remove), 2. hydraulic calculations, 3. change in occupancy and /or hazard classification, 4. warehouse storage arrangements, 5. mobile compact storage arrangements, 6. alternative solutions, 7. changes to the sprinkler system supply piping (e.g. valves, mains, cross-mains, branch-lines, etc.), or 8. flexible sprinkler pipe. | PML Professional Mechanical Ltd
EP-2022-08204 | 2022-10-03 | 450 SW MARINE DRIVE, Vancouver, BC V5X 0C3 | Electrical Permit | Commercial | Tenant Improvement | Completed | Installation / Repair - Commercial - Installation of six dual-head charging stations. Install new 200A 347/600V feeder, 150 kVA step-down transformer and 400A EV panelboard (120/208V 3P4W). | Mott Electric General Partnership
EP-2022-10377 | 2022-12-15 | 450 SW MARINE DRIVE, Vancouver, BC V5X 0C3 | Electrical Permit | Commercial | Tenant Improvement | Completed | Installation / Repair - Commercial - Lighting upgrade , replacement of fluorescent lights to LED | MEK ENTERPRISES LTD
EP-2022-09346 | 2022-11-03 | 450 SW MARINE DRIVE, Vancouver, BC V5X 0C3 | Electrical Permit | Commercial | Renovation | Completed | Installation / Repair - Commercial - Changing one office into 3 offices. Work to be done: Keep all existing lights but have separate lighting control for each new office. Lighting control will be occupancy sensor switches. >BP: Interior alterations to provide improvements to an existing office tenant on the 12th floor (#1212) in this existing commercial building on this site. Scope of work: Construct new partition walls for new offices, new sliding door and electrical work TENANT: Townline Homes Building Sprinklered – Building inspector to determine on site if a separate sprinkler permit is required. Energy checklist is currently no longer required with your Building Permit (BP) application. Some supporting documents are still required at BP stage, specifically Envelope and HVAC, if applicable. Service Water Heating and Lighting supporting documents, if applicable, must be submitted with your related trades permits (e.g. electrical and plumbing). All energy upgrades will be checked during inspections stage. It is the applicant’s responsibility to identify and note all required upgrades including energy upgrades on their BP drawings at BP stage. | Benjamin Electric Ltd
SP-2022-01882 | 2022-11-17 | 450 SW MARINE DRIVE, Vancouver, BC V5X 0C3 | Sprinkler Permit | Commercial | Addition | Completed | Commercial - Install 3 new sprinkler #1212 - 12th Floor (Full Floor) Interior alterations to provide improvements to an existing office tenant on the 12th floor (#1212) in this existing commercial building on this site. Scope of work: Construct new partition walls for new offices, new sliding door and electrical work TENANT: Townline Homes *****This application does not include any of the following: 1. Not more than 20 sprinklers (add, relocate, or remove), 2. hydraulic calculations, 3. change in occupancy and /or hazard classification, 4. warehouse storage arrangements, 5. mobile compact storage arrangements, 6. alternative solutions, 7. changes to the sprinkler system supply piping (e.g. valves, mains, cross-mains, branch-lines, etc.), or 8. flexible sprinkler pipe. | PML Professional Mechanical Ltd
EP-2022-09617 | 2022-11-15 | 450 SW MARINE DRIVE, Vancouver, BC V5X 0C3 | Electrical Permit | Commercial | NULL | Expired | Annual / Operating - Annual Operating Permit Misc electrical work throughout -Renewal of: EP-2021-08214 -Valid: Nov. 5, 2022 - Nov. 4, 2023 | Mott Electric General Partnership
EP-2023-10659 | 2023-11-28 | 450 SW MARINE DRIVE, Vancouver, BC V5X 0C3 | Electrical Permit | Commercial | Renovation | Issued | Installation / Repair - Commercial - Installing ECOMM/DAS cabling and equipment - low voltage work. | 4th Utility Inc
NULL | NULL | 450 SW MARINE DRIVE, Vancouver, BC V5X 0C3 | Electrical Permit | Commercial | NULL | Withdrawn | Annual / Operating - Misc work throughout | Mott Electric General Partnership
EP-2023-09952 | 2023-11-06 | 450 SW MARINE DRIVE, Vancouver, BC V5X 0C3 | Electrical Permit | Commercial | NULL | Issued | Annual / Operating - ANNUAL OPERATING PERMIT Misc work throughout -renewal of EP-2022-09617 -valid Nov. 5, 2023 - Nov. 4, 2024 | Mott Electric General Partnership
MP-2023-00030 | 2023-01-05 | 303 W PENDER STREET, Vancouver, BC V6B 1T3 | Mechanical Permit | NULL | NULL | Completed | NULL | Black & McDonald Limited
EP-2023-00113 | 2023-01-18 | 303 W PENDER STREET, Vancouver, BC V6B 1T3 | Electrical Permit | Commercial | Renovation | Completed | Installation / Repair - Commercial - Two new 20A circuits in existing 125A electrical panel located on one floor of commercial office space. New circuits will serve two new mini-split heat pump units. New Heat Pump Load HP#1 (14.9FLA 208V 1PH): -3,099 Watts HP#2 (14.9FLA 208V 1PH): -3,099 Watts TOTAL ADDED HEAT PUMP LOAD: -6,198 Watts MP-2023-00030 | Black & McDonald Limited
EP-2022-05065 | 2022-06-15 | 388 SKEENA STREET, Vancouver, BC V5K 5A6 | Electrical Permit | Commercial | NULL | Expired | Annual / Operating - Electrical maintenance bi-annual inspections Renewal of EP-2021-04656 VALID: JUN 3, 2022 TO JUN 2, 2023 | Gregg Electric Ltd
EP-2023-04560 | 2023-05-25 | 388 SKEENA STREET, Vancouver, BC V5K 5A6 | Electrical Permit | Commercial | NULL | Issued | Annual / Operating - ANNUAL OPERATING PERMIT BI-ANNUAL INSPECTIONS -renewal of EP-2022-05065 -Valid: June 3, 2023- June 2, 2024 | Gregg Electric Ltd
NULL | NULL | 737 W 27TH AVENUE, Vancouver, BC V5Z 2G5 | Electrical Permit | Residential | Tenant Improvement | Draft | Installation / Repair - Residential - using existing breaker (2P 40A) and roughed in wire in garage to install a 14-50R for a Porsche mobile EV charger. Location to be moved ~20', using #8 R90 wire in surface mounted 3/4" EMT | Trudel, Daniel, DBA: Electrum Charging Solutions Inc.
EP-2023-09631 | 2023-11-02 | 737 W 27TH AVENUE, Vancouver, BC V5Z 2G5 | Electrical Permit | Residential | Tenant Improvement | Issued | Installation / Repair - Residential - Install a Porsche EV mobile charger on a 14-50R, using previously roughed in wire, but moving the location of 14-50R approx 20', via surface mounted 3/4"EMT and #8 R90 wire. | Trudel, Daniel, DBA: Electrum Charging Solutions Inc.
EP-2022-05773 | 2022-07-08 | 1685 W 4TH AVENUE, Vancouver, BC V6J 1L8 | Electrical Permit | Commercial | Renovation | Completed | Installation / Repair - Commercial - Install new outlets in office. Supply power to and install new outlets according to walk through. Outlets at work stations to be quad outlets (4 plug in points) and dedicated circuits per 2x station, Power supply wiring to be run via EMT conduit along wall perimeter, no penetrations in plywood structural wall by panel. Number of outlets to include: - (7) 15 amp quad outlets on dedicated circuits for (15) work stations, - (4) 15 amp outlets in front foyer, - (1) dedicated 15 amp fridge outlet, - (2) dedicated 20 amp kitchenette counter outlets, - (1) dedicated 15 amp outlet for TV adjacent to electrical panel, - (1) 15 amp dedicated outlet for scanner. | Kato Electrical Inc
PP-2022-00266 | 2022-01-27 | 1685 W 4TH AVENUE, Vancouver, BC V6J 1L8 | Plumbing Permit | Commercial | Renovation | Completed | Commercial - UNIT #280 - 2ND FLOOR - Adding a sink to an office space #280 - 2nd floor Interior alterations to provide tenant improvements for a new office tenant in this office shell space on the 2nd floor (#280) in this existing commercial building on this site. Scope of work: construct new partition walls, new T-Bar ceiling, lighting, finishes, electrical and plumbing work. | Conor Whyte Plumbing And Heating Limited
EP-2022-00631 | 2022-01-31 | 1685 W 4TH AVENUE, Vancouver, BC V6J 1L8 | Electrical Permit | Commercial | Tenant Improvement | Completed | Installation / Repair - Commercial - Rough in and finishing office space Receptacles, lighting, data/tel <BP: Interior alterations to provide tenant improvements for a new office tenant in this office shell space on the 2nd floor (#280) in this existing commercial building on this site. Scope of work: construct new partition walls, new T-Bar ceiling, lighting, finishes, electrical and plumbing work. TENANT: Alliance Partners OK for Field Review per K. Vogt; Dec. 2, 2021 Building Not Sprinklered – No sprinkler inspection or permit required E2 - Lighting - Upgrade to Local Control (per 9.4.1.1 (a) of ASHRAE 90.1-2016 Energy checklist is currently no longer required with your Building Permit (BP) application. Some supporting documents are still required at BP stage, specifically Envelope and HVAC, if applicable. Service Water Heating and Lighting supporting documents, if applicable, must be submitted with your related trades permits (e.g. electrical and plumbing). All energy upgrades will be checked during inspections stage. It is the applicant's responsibility to identify and note all required upgrades including energy upgrades on their BP drawings at BP stage. | Hopemate Electrical Solutions Inc
EP-2022-09805 | 2022-11-21 | 231 E 38TH AVENUE, Vancouver, BC V5W 1H3 | Electrical Permit | Residential | New | Completed | Installation / Repair - Residential - we are requesting this permit for Reconnect for laneway house service which we disconnect for put new teck cable for main house **Amend 11/21/2022** correct the FSR CEL0002326312 **Amend 11/22/2022** Correction to FSR # CEL000232612 | Ample Star Electrical Ltd.
PP-2022-00359 | 2022-02-04 | 3623 E HASTINGS STREET, Vancouver, BC V5K 2B1 | Plumbing Permit | Commercial | Renovation | Completed | Commercial - adding a toilet, lav, bar sink, hot water tank Interior alterations to provide tenant improvements to this existing shell space. | STARGATE PLUMBING & HEATING
EP-2023-06913 | 2023-07-31 | 3623 E HASTINGS STREET, Vancouver, BC V5K 2B1 | Electrical Permit | Commercial | Tenant Improvement | Completed | Installation / Repair - Commercial - Installation of six 2x4 led lights.This is a convenient store. >Permit Amendment Aug 15, 2023: -"Please amend this permit for appliances receptacles. Washroom wiring done by other electrician not us" >BP: Interior alterations to provide tenant improvements to this existing shell space. OK for field review as per Jamie Zhang, Dec.9/21 Schedules B (Mechanical & Plumbing) - Ralph Cheng, 604-263-1305 Notes: 1. Building Sprinklered – Separate sprinkler permit required for proposed sprinkler work. | SWIFT ELECTRIC LTD
EP-2023-07160 | 2023-08-08 | 3623 E HASTINGS STREET, Vancouver, BC V5K 2B1 | Electrical Permit | Commercial | New | Completed | Installation / Repair - Commercial - Installation of wiring for washroom light, exhaust fan and hot water tank; inside washroom only. BP: Interior alterations to provide tenant improvements to this existing shell space. | Cyrus Parsaei
NULL | NULL | 3623 E HASTINGS STREET, Vancouver, BC V5K 2B1 | Electrical Permit | Commercial | New | Draft | Installation / Repair - Commercial - Running 12/2 BX for bathroom light and fan and 120 volt single phase hot water tanks. Please be advised that i was hired by owner and responsible for only bathroom. the rest area of the store is tenant responsibility to hire electrician and pull separate permit. | NULL
EP-2023-05632 | 2023-07-06 | 2578 W 5TH AVENUE, Vancouver, BC V6K 1T1 | Electrical Permit | Residential | Renovation | Completed | Installation / Repair - Residential - Install power and disconnect for outdoor AC unit -MP-2023-01091 | Andrew Azar
MP-2023-01091 | 2023-06-14 | 2578 W 5TH AVENUE, Vancouver, BC V6K 1T1 | Mechanical Permit | NULL | NULL | Completed | NULL | Pioneer Plumbing & Heating Inc
EP-2022-09265 | 2022-11-01 | 6455 WEST BOULEVARD, Vancouver, BC V6M 3X6 | Electrical Permit | Commercial | NULL | Expired | Annual / Operating - Annual Operating Permit Renewal of EP-2021-08331 Valid: Oct. 29, 2022 - Oct. 28, 2023 | Colwin Electrical Group
PP-2022-02094 | 2022-06-16 | 6455 WEST BOULEVARD, Vancouver, BC V6M 3X6 | Plumbing Permit | Commercial | Addition | Completed | Commercial - DISCONNECT EXISTING HUB DRAIN FROM BELOW. CORE NEW HOLE AND RELOCATE IT APPROX. 10' DOWNSTREAM ON THE SAME LINE FOR BETTER ACCESS. | IHM Mechanical Ltd
EP-2023-09744 | 2023-10-27 | 6455 WEST BOULEVARD, Vancouver, BC V6M 3X6 | Electrical Permit | Commercial | NULL | Issued | Annual / Operating - Annual Operating Permit -renewal of: EP-2022-09265 -valid Oct. 29, 2023 - Oct. 28, 2024 | Colwin Electrical Group
PP-2023-01952 | 2023-06-05 | 1377 GRANVILLE STREET, Vancouver, BC | Plumbing Permit | Commercial | New | Completed | Commercial - Rough in and finish of plumbing fixtures >BP: To perform interior alterations and to change the use of approximately 2068 sq. ft. of Retail to Fitness Centre - Class 1, in this existing mixed-use building on this site. | Infinity Mechanical Ltd
SP-2023-00891 | 2023-05-19 | 1377 GRANVILLE STREET, Vancouver, BC | Sprinkler Permit | Commercial | Tenant Improvement | Completed | Commercial - dropping sprinklers into new ceilings >BP: To perform interior alterations and to change the use of approximately 2068 sq. ft. of Retail to Fitness Centre - Class 1, in this existing mixed-use building on this site. First tenant improvement Non-combustible building (3.2.2.24 & 3.2.2.47) Schedule A - Mohammed Saeed Jhatam 778-688-1966 Schedule B - Architectural - Mohammed Saeed Jhatam 778-688-1966 Schedule B - Mech/Plumbing - Charles W Powell 604-595-4869 Separate Trades, Sprinkler and Sign permits will be required. | Titan Fire Protection Ltd
EP-2023-03398 | 2023-06-09 | 1377 GRANVILLE STREET, Vancouver, BC | Electrical Permit | Commercial | Renovation | Completed | Installation / Repair - Commercial - Commercial unit renovation to be a personal training gym Adding lights and plugs. >BP: To perform interior alterations and to change the use of approximately 2068 sq. ft. of Retail to Fitness Centre - Class 1, in this existing mixed-use building on this site. First tenant improvement Non-combustible building (3.2.2.24 & 3.2.2.47) | Super Power Electric Ltd
EP-2023-04278 | 2023-05-23 | 2811 OLIVER CRESCENT, Vancouver, BC V6L 1T1 | Electrical Permit | Residential | Addition | Completed | Installation / Repair - Residential - Installation of security system | ADT Security Services Canada Inc
EP-2023-08089 | 2023-12-21 | 1108 PENDRELL STREET, Vancouver, BC V6E 1L4 | Electrical Permit | Commercial | Renovation - Dwelling Unit(s) only | Completed | Installation / Repair - Commercial - Unit 2206: Installation of 40 amp circuit for condenser, 15 amp circuit for fan units *EP is for unit 2206 only *Load monitoring products are not accepted as an Electric Vehicle Energy Management System by the City of Vancouver for multi-unit residential buildings | Berts Electric (2001) Ltd
MP-2023-01711 | 2023-09-27 | 1108 PENDRELL STREET, Vancouver, BC V6E 1L4 | Mechanical Permit | NULL | NULL | Issued | NULL | JJVH Evergreen Climate Solutions Inc
EP-2023-09422 | 2023-10-30 | 1268 W 59TH AVENUE, Vancouver, BC V6P 1Y4 | Electrical Permit | Residential | Addition | Issued | Installation / Repair - Residential - INSTALLATION OF SECURITY SYSTEM re/re | ADT Security Services Canada Inc
EP-2023-04499 | 2023-06-02 | 2118 W 15TH AVENUE, Vancouver, BC | Electrical Permit | Commercial | Addition | Issued | Installation / Repair - Commercial - • Supply and install One 347/600-volt 200-amp 3 phase sub-service dedicated to EV Charging Infrastructure, (a new account will be established with BC Hydro). Sub-service to be installed as per BC Hydro’s metering standards; • Supply and install One 150 kVA Step-down transformer; • Supply and install One 120/208-volt 600-amp distribution board; • Supply and install One 120/208-volt 225-amp panel; • Supply and install One 120/208-volt 400-amp panel; • Twenty-two 208-volt 40-amp circuits intended to power charging stations based on a 4 to 1 power sharing configuration. The system can serve 88 residential parking spaces with a single port hardwired charging station. -Main Service to remain as is, as there is sufficient capacity. A load calculation was attached in the original submission. This installation will require a new BC hydro meter for the distribution being installed for EV charging equipment. *Building permits may be required for fire stopping/ Call 311 and ask for Building Enquiry Centre **Amend 01/08/2024** As a new meter is being installed, permit amendment to include allowance for a "New Service" | Cielo Electric Ltd
EP-2022-03909 | 2022-05-12 | 36 W 21ST AVENUE, Vancouver, BC V5Y 2C9 | Electrical Permit | Residential | Addition | Completed | Installation / Repair - Residential - EV Charger Installation -Install Flo G5 -Run BX cable from existing location of pre wired junction box -Supply and install 2P 40A Siemens Breaker -Supply and install 15A Receptacle in existing 1" PVC pipe -Supply and install RW90 from the panel -Supply and install 2P 15A Breaker | TDR Electric Inc
EP-2023-06260 | 2023-07-12 | 455 W GEORGIA STREET, Vancouver, BC V6B 1B3 | Electrical Permit | Commercial | Tenant Improvement | Completed | Installation / Repair - Commercial - Lighting upgrade, replacement fluorescent lights to LED. >Amend: January 23rd -since the amendment was rejected on January 3rd--the address change to 455 W Georgia was not captured on permit. -requesting another amendment to change address to: 455 W Georgia St. | MEK ENTERPRISES LTD
EP-2022-02032 | 2022-03-15 | 555 ROBSON STREET, Vancouver, BC V6B 1A6 | Electrical Permit | Commercial | New | Completed | Installation / Repair - Commercial - Install heat trace to chilled & heating piping on rooftop; electrical connections by others >BP: Exterior and interior alterations to add a new chiller unit to the roof of this existing commercial building on this site. Architectural Schedule B provide by DANNY KA WAI WONG Structural Schedule B provided by Tommy Chung Fat Lai, MEng, P.Eng., Struct. Eng Mechanical Schedule B provided by Jerry Chung, P.Eng. Electrical Schedule B provided by Haitham Ahmed, P.Eng. OK for field review as per Rob Rattray December 13, 2021 | Artech Electric Ltd
EP-2022-01790 | 2022-03-07 | 555 ROBSON STREET, Vancouver, BC V6B 1A6 | Electrical Permit | Commercial | Renovation | Completed | Installation / Repair - Commercial - Low Voltage Wiring for Control Transformers. Extra low voltage control wiring for Heat Recovery Chiller, Pumps, and Various Sensors | ESC Automation Inc
EP-2021-08218 | 2022-02-28 | 555 ROBSON STREET, Vancouver, BC V6B 1A6 | Electrical Permit | Commercial | Addition | Completed | Installation / Repair - Commercial - Supply & install new feeder to rooftop chiller unit Electrical feeds for associated pumps and misc mechanical loads (drawings provided) >BP: Exterior and interior alterations to add a new chiller unit to the roof of this existing commercial building on this site. Architectural Schedule B provide by DANNY KA WAI WONG Structural Schedule B provided by Tommy Chung Fat Lai, MEng, P.Eng., Struct. Eng Mechanical Schedule B provided by Jerry Chung, P.Eng. Electrical Schedule B provided by Haitham Ahmed, P.Eng. | Black & McDonald Limited
EP-2022-03152 | 2022-04-19 | 3815 W 4TH AVENUE, Vancouver, BC | Electrical Permit | Residential | Addition | Completed | Installation / Repair - Residential - RELOCATE RECEPTACLE | Gregg Electric Ltd
EP-2024-00375 | 2024-01-19 | 3185 ARBUTUS STREET, Vancouver, BC V6J 3Z3 | Electrical Permit | Commercial | Tenant Improvement | Issued | Installation / Repair - Commercial - Demo existing café. Run feeder and supply new track lighting for new Starbucks kiosk. Starbucks kiosk comes pre-wired. >BP: 3185 Arbutus Street Interior alterations to the Starbucks Kiosk in this existing Grocery store (Loblaws). Scope of work includes: - Removal of café kitchen equipment, fixtures, finishes, light fixtures, and millwork. - New interior wall, finishes, millwork, interior signage, plumbing fixture, electrical, and mechanical work. This permit is only for the interior alterations of the Starbucks kiosk. Related to Patio permit DP-2023-00625 | High Point Electric Ltd
PP-2024-00072 | 2024-01-09 | 3185 ARBUTUS STREET, Vancouver, BC V6J 3Z3 | Plumbing Permit | Commercial | Renovation | Issued | Commercial - Demo, Plumbing rough in for new fixtures and equipment, backflow installation | Broyce Mechanical Ltd
EP-2023-10205 | 2023-11-10 | 5555 DUNBAR STREET, Vancouver, BC | Electrical Permit | Commercial | NULL | Issued | Annual / Operating - Maintenance of EV-EMS system & infrastructure. -renewal of: EP-2022-08006 -Valid: Sept. 23, 2023 - Sept. 22, 2024 | Berts Electric (2001) Ltd
EP-2022-08006 | 2022-09-23 | 5555 DUNBAR STREET, Vancouver, BC | Electrical Permit | Commercial | NULL | Expired | Annual / Operating - Maintenance of EV-EMS system & infrastructure. Re: Installation Permit EP-2022-07036. | Berts Electric (2001) Ltd
EP-2022-07036 | 2022-08-22 | 5555 DUNBAR STREET, Vancouver, BC | Electrical Permit | Commercial | Renovation | Completed | Installation / Repair - Commercial - EV Ready Infrastructure Installation for 36 charging stations with EMS Control System. 4 stalls per JB. EXISTING HOUSE PANEL CDP PEAK DEMAND IS 29KW WITH A CAPACITY OF 115.3KW NEW PANEL EV ADDED TO HOUSE PANEL CDP WITH A CAPACITY OF 72.1KW LOAD PER 2P-40A CIRCUIT = 40A x 208V x 80% = 6,656W 4 STALLS PER CIRCUIT = 6,656W / 4 = 1,664W PER STALL 36 EV CHARGERS (EVSE'S) ADDED REQUIRING (9) x 2P-40A CIRCUITS ADDED LOAD TO PANEL EV = 9 x 6,656W = 59,904W DIVERSIFIED LOAD ADDED TO PANEL EV = 59,904W x 100% = 59,904W EVEMS LOAD LIMITING PROGRAM FOR PANEL EV EVEMS SHALL BE PROGRAMMED TO SHED/LIMIT EV LOADS ON PANEL EV AUTOMATICALLY IF IT DETECTS HOUSE PANEL CDP LOADING EXCEEDING 29KW ON EV DEMAND CONTROL METER 1 FUTURE EV-EMS LOADS. THIS DRAWING AND LOAD CALCULATION IS ONLY FOR ADDING THE EVSE LOADS SHOWN. THIS LOAD INFORMATION WILL BE UPDATED IN THE ELECTRICAL ANNUAL OPERATING PERMIT APPLICATIONS. >>>>>Amend: Sept. 16th -Adding 7 EVSEs to stalls R22, R18, R17, R11, R16, R23, R32 for a total install cost of $21,000 | Berts Electric (2001) Ltd
EP-2022-02184 | 2022-03-18 | 807 POWELL STREET, Vancouver, BC V6A 1H7 | Electrical Permit | Commercial | Addition | Issued | Installation / Repair - Commercial - Add a FLO EV Charging station to the parking lot attached to the commercial building at 807 Powell Street | Shiner Lighting Designs Ltd
SP-2022-00129 | 2022-05-18 | 807 POWELL STREET, Vancouver, BC V6A 1H7 | Sprinkler Permit | Commercial | Tenant Improvement | Completed | Commercial - relocate and add sprinkler heads >BP: Unit 120 Interior alterations and change of use from Printing or Publishing (group F2) to Packaging Plant (group F2). No walk-in retail permitted. Scope of work: - New interior partitions - New removable counter millwork - New paint and interior finishes - New electrical and data outlets - New plumbing fixtures Note: - E2 - SWH - Upgrade SWH system Temperature Controls (per 7.4.4.1 of ASHRAE 90.1-2016) Energy checklist is currently no longer required with your Building Permit (BP) application. Some supporting documents are still required at BP stage, specifically Envelope and HVAC, if applicable. Service Water Heating and Lighting supporting documents, if applicable, must be submitted with your related trades permits (e.g. electrical and plumbing). All energy upgrades will be checked during inspections stage. It is the applicant’s responsibility to identify and note all required upgrades including energy upgrades on their BP drawings at BP stage. >*****This application does not include any of the following: 1. Not more than 20 sprinklers (add, relocate, or remove), 2. hydraulic calculations, 3. change in occupancy and /or hazard classification, 4. warehouse storage arrangements, 5. mobile compact storage arrangements, 6. alternative solutions, 7. changes to the sprinkler system supply piping (e.g. valves, mains, cross-mains, branch-lines, etc.), or 8. flexible sprinkler pipe | Viking Fire Protection Inc
PP-2022-03922 | 2022-10-31 | 807 POWELL STREET, Vancouver, BC V6A 1H7 | Plumbing Permit | Commercial | Renovation | Completed | Commercial - Repipe plumbing fixtures >>BP: #240 To alter the interior of the 2nd floor this existing industrial building to combine units #230 and #240 into a single unit, retaining #240, to change the use(s) from Wholesale/Manufacturing (group F2) to Production Studio (post-production sound studio, group F2), and to provide tenant improvements. Scope of work: - Demo existing doors, frames, glazing, partitions millwork, plumbing fixtures and electrical. - New interior walls & doors, millwork, lighting, plumbing fixtures and sprinklers. | Modern Blue Mechanical Ltd
EP-2022-09155 | 2022-10-27 | 807 POWELL STREET, Vancouver, BC V6A 1H7 | Electrical Permit | Commercial | Tenant Improvement | Completed | Installation / Repair - Commercial - Lighting, Lighting Controls, Emergency lighting, exit lights, minor Fire Alarm >BP: To alter the interior of the 2nd floor this existing industrial building to combine units #230 and #240 into a single unit, retaining #240, to change the use(s) from Wholesale/Manufacturing (group F2) to Production Studio (post-production sound studio, group F2), and to provide tenant improvements. Scope of work: - Demo existing doors, frames, glazing, partitions millwork, plumbing fixtures and electrical. - New interior walls & doors, millwork, lighting, plumbing fixtures and sprinklers. No DP required for the outright change of use as per A.Patterson, Aug 17/22. OK for field review as per A.Patterson, Aug 17/22. Energy upgrade: E2 Note: Energy checklist is currently no longer required with your Building Permit (BP) application. Some supporting documents are still required at BP stage, specifically Envelope and HVAC, if applicable. Service Water Heating and Lighting supporting documents, if applicable, must be submitted with your related trades permits (e.g. electrical and plumbing). All energy upgrades will be checked during inspections stage. It is the applicant’s responsibility to identify and note all required upgrades including energy upgrades on their BP drawings at BP stage. | Action Electric Ltd
EP-2022-09615 | 2022-11-15 | 807 POWELL STREET, Vancouver, BC V6A 1H7 | Electrical Permit | Commercial | Addition | Completed | Installation / Repair - Commercial - low voltage cabling for ethernet >BP: #240 To alter the interior of the 2nd floor this existing industrial building to combine units #230 and #240 into a single unit, retaining #240, to change the use(s) from Wholesale/Manufacturing (group F2) to Production Studio (post-production sound studio, group F2), and to provide tenant improvements. Scope of work: - Demo existing doors, frames, glazing, partitions millwork, plumbing fixtures and electrical. - New interior walls & doors, millwork, lighting, plumbing fixtures and sprinklers. No DP required for the outright change of use as per A.Patterson, Aug 17/22. OK for field review as per A.Patterson, Aug 17/22. Energy upgrade: E2 Note: Energy checklist is currently no longer required with your Building Permit (BP) application. Some supporting documents are still required at BP stage, specifically Envelope and HVAC, if applicable. Service Water Heating and Lighting supporting documents, if applicable, must be submitted with your related trades permits (e.g. electrical and plumbing). All energy upgrades will be checked during inspections stage. It is the applicant’s responsibility to identify and note all required upgrades including energy upgrades on their BP drawings at BP stage. | Protel Network Design Ltd
SP-2022-01893 | 2022-11-21 | 807 POWELL STREET, Vancouver, BC V6A 1H7 | Sprinkler Permit | Commercial | Tenant Improvement | Completed | Commercial - adjust 10 sprinklers into new ceilings >BP: #240 To alter the interior of the 2nd floor this existing industrial building to combine units #230 and #240 into a single unit, retaining #240, to change the use(s) from Wholesale/Manufacturing (group F2) to Production Studio (post-production sound studio, group F2), and to provide tenant improvements. Scope of work: - Demo existing doors, frames, glazing, partitions millwork, plumbing fixtures and electrical. - New interior walls & doors, millwork, lighting, plumbing fixtures and sprinklers. No DP required for the outright change of use as per A.Patterson, Aug 17/22. OK for field review as per A.Patterson, Aug 17/22. Energy upgrade: E2 Note: Energy checklist is currently no longer required with your Building Permit (BP) application. Some supporting documents are still required at BP stage, specifically Envelope and HVAC, if applicable. Service Water Heating and Lighting supporting documents, if applicable, must be submitted with your related trades permits (e.g. electrical and plumbing). All energy upgrades will be checked during inspections stage. It is the applicant’s responsibility to identify and note all required upgrades including energy upgrades on their BP drawings at BP stage. | Titan Fire Protection Ltd
EP-2023-00395 | 2023-01-20 | 807 POWELL STREET, Vancouver, BC V6A 1H7 | Electrical Permit | Commercial | Tenant Improvement | Completed | Installation / Repair - Commercial - -Two receptacles and one bank of switches are being relocated to accommodate a wall built to separate two suites. A wall was built to separate a space into two different units. One unit remained as 210 while the other was given the designation of 220 >BP: #210 - Print Shop #220 - Production Studio Interior alterations to demising this existing unit into two units and change one of the newly created units to Print Shop and provide tenant improvements to both units on the 2nd floor of this existing commercial building. Scope of work: - Install demising wall, interior walls & doors, plumbing fixtures and electrical work. Schedule B Architectural - Emanuele Trinca Colonel, 604-728-7024,mtrinca@trincaarchitecture.com Energy Upgrade: E2 - Lighting - Upgrade to Local Control (per 9.4.1.1.(a) of ASHRAE 90.1-2016) Note: Energy checklist is currently no longer required with your Building Permit (BP) application. Some supporting documents are still required at BP stage, specifically Envelope and HVAC, if applicable. Service Water Heating and Lighting supporting documents, if applicable, must be submitted with your related trades permits (e.g. electrical and plumbing). All energy upgrades will be checked during inspections stage. It is the applicant’s responsibility to identify and note all required upgrades including energy upgrades on their BP drawings at BP stage. | Shiner Electric Limited
EP-2022-09917 | 2022-11-23 | 807 POWELL STREET, Vancouver, BC V6A 1H7 | Electrical Permit | Commercial | Tenant Improvement | Completed | Installation / Repair - Commercial - We are providing a service receptacle and 30A/208V circuit for a new ductless split for the office's IT room. >BP: To alter the interior of the 2nd floor this existing industrial building to combine units #230 and #240 into a single unit, retaining #240, to change the use(s) from Wholesale/Manufacturing (group F2) to Production Studio (post-production sound studio, group F2), and to provide tenant improvements. Scope of work: - Demo existing doors, frames, glazing, partitions millwork, plumbing fixtures and electrical. - New interior walls & doors, millwork, lighting, plumbing fixtures and sprinklers. No DP required for the outright change of use as per A.Patterson, Aug 17/22. OK for field review as per A.Patterson, Aug 17/22. Energy upgrade: E2 Note: Energy checklist is currently no longer required with your Building Permit (BP) application. Some supporting documents are still required at BP stage, specifically Envelope and HVAC, if applicable. Service Water Heating and Lighting supporting documents, if applicable, must be submitted with your related trades permits (e.g. electrical and plumbing). All energy upgrades will be checked during inspections stage. It is the applicant’s responsibility to identify and note all required upgrades including energy upgrades on their BP drawings at BP stage. Amend: Dec 14th, 2022 6 receptacles for UPS units in the IT room in addition to the original AC Split | IHM Mechanical Ltd
EP-2023-07407 | 2023-08-15 | 807 POWELL STREET, Vancouver, BC V6A 1H7 | Electrical Permit | Commercial | Renovation | Issued | Installation / Repair - Commercial - Test existing magnetic locks on doors and ensure proper functionality. >>Amend: January 8th, 2024 -permit re-opened re: -to validate WWOP = “install mag lock on principal Entrance/Exit door” | Shiner Electric Limited
PP-2022-02346 | 2022-07-11 | 5475 WALES STREET, Vancouver, BC V5R 3M9 | Plumbing Permit | Residential | Tenant Improvement | Completed | Residential - illegal suite was built, city got a complaint, now owner wants to legalize the work (CF-2021-002458) >Interior alterations to convert the existing 1-car garage on the ground floor of this existing two-storey Infill One-Family Dwelling to a recreational room (subsidiary to infill dwelling); thereby retaining the 1h FRR fire separation between the remainder of existing attached two-car garage. Scope of work: - convert existing infill 1-car garage to recreational room (subsidiary to infill dwelling); - renovate existing storage to provide a 3-piece bathroom; - install a 8' long counter with no overhead cabinets; - add underslab insulation and in-fill garage opening with new exterior wall to match existing and retain garage door (false entry) from West elevation per approved DP-2021-00558. ******THIS PERMIT HAS BEEN ISSUED UNDER THE REQUIREMENTS OF VBBL 2019 AND REVIEWED DURING THE COVID-19 PANDEMIC CRISIS. ******** Building Review Branch Notes: 1. Existing building is sprinklered to NFPA13R. A separate sprinkler trade permit is required for proposed alterations. 2. Existing infill building is approved under the requirements of VBBL 2014 with permit BU466533. No further Part 11 upgrades apply. All new works shall fully comply with VBBL 2019. 3. No exterior alterations proposed on the West elevation. | Nand's Plumbing & Tiles Ltd
EP-2022-02354 | 2022-03-29 | 5475 WALES STREET, Vancouver, BC V5R 3M9 | Electrical Permit | Residential | Renovation - Dwelling Unit(s) only | Completed | Installation / Repair - Residential - Adding recreational room to garage BP-2021-05119 -CF-2021-002458 >BP: Interior alterations to convert the existing 1-car garage on the ground floor of this existing two-storey Infill One-Family Dwelling to a recreational room (subsidiary to infill dwelling); thereby retaining the 1h FRR fire separation between the remainder of existing attached two-car garage. Scope of work: - convert existing infill 1-car garage to recreational room (subsidiary to infill dwelling); - renovate existing storage to provide a 3-piece bathroom; - install a 8' long counter with no overhead cabinets; - add underslab insulation and in-fill garage opening with new exterior wall to match existing and retain garage door (false entry) from West elevation per approved DP-2021-00558. ******THIS PERMIT HAS BEEN ISSUED UNDER THE REQUIREMENTS OF VBBL 2019 AND REVIEWED DURING THE COVID-19 PANDEMIC CRISIS. ******** | Bassi Electrical Ltd
SP-2024-00093 | NULL | 623 POWELL STREET, Vancouver, BC | Sprinkler Permit | Commercial | Tenant Improvement | Submitted | Commercial - SUITE #120 - Add and relocate sprinkler heads >BP: To change the use of #120 - 623 Powell St on the basement level from Small-scale Pharmacy with ancillary health care office to General Office to be used in conjunction with the existing Social Service Centre on the main floor of this existing two-storey commercial building. *****This application does not include any of the following: 1. Not more than 20 sprinklers (add, relocate, or remove), 2. hydraulic calculations, 3. change in occupancy and /or hazard classification, 4. warehouse storage arrangements, 5. mobile compact storage arrangements, 6. alternative solutions, 7. changes to the sprinkler system supply piping (e.g. valves, mains, cross-mains, branch-lines, etc.), or 8. flexible sprinkler pipe. | Viking Fire Protection Inc
EP-2021-00085 | 2022-03-10 | 988 W BROADWAY, Vancouver, BC V5Z 1K7 | Electrical Permit | Commercial | Tenant Improvement | Completed | Installation / Repair - Commercial - Install EV Stations in Parkade level P1. Chargers located at the bottom on entry ramp on P1. The branch circuits: 208V 40 amps 3phase. 2 EV chargers: Flo Charger C+V2-EVSE-30-25-LC1-RR1-NSL-FL-NRRV-ST. This site has a dedicated 400amp panel for EV charging engineered into the original build. The panel is metered separately by Hydro. | Uptime Industrial Inc
EP-2022-01561 | 2022-02-28 | 988 W BROADWAY, Vancouver, BC V5Z 1K7 | Electrical Permit | Commercial | NULL | Expired | Annual / Operating - Annual Operating permit Renewal Renewal of EP-2021-00925 Valid: January 10, 2022 to January 09, 2023 | Uptime Industrial Inc
EP-2023-01659 | 2023-02-28 | 988 W BROADWAY, Vancouver, BC V5Z 1K7 | Electrical Permit | Commercial | NULL | Expired | Annual / Operating - Annual Operating Permit (CF-2023-001138) Renewal of EP-2022-01561 Valid: January 10, 2023 to January 09, 2024 | Uptime Industrial Inc
PP-2022-01232 | 2022-04-11 | 4098 W 12TH AVENUE, Vancouver, BC V6R 2P3 | Plumbing Permit | Residential | New | Cancelled | Residential - new irrigation system | Lucky Five Eight Plumbing & Heating Ltd
PP-2022-00904 | 2022-03-18 | 22 E 5TH AVENUE, Vancouver, BC V5T 1G8 | Plumbing Permit | Commercial | Tenant Improvement | Completed | Commercial - Plumbing for kitchen RE & RE ONLY **Amend 03/21/2022** Adding a special brewer that makes coffee and other specialty drinks like cappuccino and lattes. Add DCVA backflow device required for machine as per inspector. ** Amend 03/22/2022** Just adding 1 Normal Brewer total Remove DCVA | HOMEGROWN MECHANICAL LTD
EP-2022-01349 | 2022-02-23 | 22 E 5TH AVENUE, Vancouver, BC V5T 1G8 | Electrical Permit | Commercial | Renovation | Completed | Installation / Repair - Commercial - lighting fixtures will removed and reinstalled, new receptacles will be added, new circuits will be added, new pipe runs will be added >BP: Interior alterations to provide the first tenant improvements for a new full floor office tenant to this shell (office) space on the 3rd floor (#300) of this existing commercial building. Scope of work: complete tenant fit-out including a new kitchen. TENANT: AlgaeCal Inc & Algaecal Distribution Inc OK for Field Review per Ally C - April 26/21 | NORTHERN LIGHTS ELECTRIC LTD
PP-2023-00431 | 2023-02-09 | 22 E 5TH AVENUE, Vancouver, BC V5T 1G8 | Plumbing Permit | Commercial | Tenant Improvement | Completed | Commercial - New kitchen Feb 9/23-AMEND Any structural alterations will require a building permit | PACIFIC FLO MECHANICAL
EP-2023-08490 | 2023-09-20 | 22 E 5TH AVENUE, Vancouver, BC V5T 1G8 | Electrical Permit | Commercial | Addition | Completed | Installation / Repair - Commercial - Installation of 40amp 600volt feed from a rooftop electrical room to a 45kva transformer on the roof to power a 3 phase 100amp combination panel for Rogers radio equipment. DB: Exterior alterations only to provide for the installation of six (6) initial antennas and the provision for three (3) future antennas within those identified sectors on the existing main roof of this existing Lightworks Industrial and Commercial building for Rogers Communications Inc.. Note: The addition of the three (3) future antennas within those identified sectors would require a Development Planners acceptance and would require a future Development and Building (DB) permit. Exterior alterations for the installation of antennas have been accepted by Development Planner Windy Wang in consultation with Hiroko Kobayashi, October 4, 2022. OK for Field Review as per Howie Chow, October 4, 2022. Note: It is the responsibility of the applicant to call for a final inspection once the Schedule C-A and C-B (Letters of Assurance) are received as per the District Building Inspector. | D G Power Systems (2006) Ltd
EP-2024-00646 | 2024-01-30 | 930 W 15TH AVENUE, Vancouver, BC V5Z 1R9 | Electrical Permit | Commercial | Addition | Issued | Installation / Repair - Commercial - Installation of security system | ADT Security Services Canada Inc
PP-2022-00637 | 2022-02-24 | 3550 W 22ND AVENUE, Vancouver, BC V6S 1J3 | Plumbing Permit | Residential | Renovation | Completed | Residential - MASTER ENSUITE - Re & re toilet - Re & re sinks - New shower valve and drain Add a new powder room to the main floor by the entrance Remove a 2 and 3 piece bathroom to make room for the added elevator | Paris Plumbing And Heating Ltd
EP-2022-01719 | 2022-03-03 | 3550 W 22ND AVENUE, Vancouver, BC V6S 1J3 | Electrical Permit | Residential | Renovation | Completed | Installation / Repair - Residential - installing elevator circuit, altering and relocating existing circuits for new elevator installation in existing single family dwelling. >BP: To provide interior alterations of this existing one-family dwelling building. Scope of work includes removing windows and skylight to install an elevator with access on all three floors, add a 2-pc washroom on the main floor, and renovate master ensuite bathroom. Schedule B (Structural) - Anthony Wang - 604-618-6236 Notes: 1. REUP not required; EnerGuide 'D' pre-assessment provided 2. Building inspector to determine on site if a separate sprinkler permit is required. | FC Electric Inc
EP-2022-00959 | 2022-02-15 | 38 W 1ST AVENUE #1403, Vancouver, BC V5Y 0K3 | Electrical Permit | Commercial | Renovation | Completed | Installation / Repair - Commercial - Installation of two new EV chargers in parkade on a single 60A 208V branch circuit. The EV chargers (wallbox) have load-sharing capability. Installation of 120V outlet for LTE wireless access point in parking stall. All will be fed from a meter stack (existing) dedicated to EV charging infrastructure. Chargers will be installed on P2 in stalls 35 & 36. Amend: Mar 14, 2022 meter-only service addition for car chargers. 60a service. Amend: Mar 21, 2022 This is a new 60 amp service. Please click the “new service” checkbox for me. No wire required, meter only. Into existing meter stack. | Tyler G Wray
NULL | NULL | 333 E 11TH AVENUE, Vancouver, BC V5T 0H1 | Electrical Permit | Commercial | NULL | Draft | Annual / Operating - Existing annual operating permit renewal | NULL
EP-2022-04461 | 2022-06-02 | 333 E 11TH AVENUE, Vancouver, BC V5T 0H1 | Electrical Permit | Commercial | Addition | Completed | Installation / Repair - Commercial - Bike Charging Station: Supply and install bike share panel with mini breakers and main breaker. Connect to 120/208V 20 amp cct provided by city or property manager. Run 16/2 cable tire from panel board to each charging dock, terminate connections. Run no.10 AWG bond from panel board to each charging doc. Verification and testing. -location: 333 E 11th Ave & Kingsway (The Duke), Mobi/ Shaw bike share station outside building | MJR Electric Ltd
EP-2022-09899 | 2023-02-24 | 333 E 11TH AVENUE, Vancouver, BC V5T 0H1 | Electrical Permit | Residential | Renovation | Issued | Installation / Repair - Residential - Installation of (2) client supplied EV chargers on existing pre-wired junction boxes in parkade (Stalls 5 and 6, P1); fed from existing 400amp 120/208v 3 phase EV panel. | Whitley Electric Ltd
EP-2023-04793 | 2023-06-06 | 775 E 30TH AVENUE, Vancouver, BC V5V 2V8 | Electrical Permit | Residential | Renovation | Completed | Installation / Repair - Residential - Dedicated circuit for heat pump HP Load: 4008W *An approved mechanical permit is required for the installation of air conditioning or heat pump unit at the time of installation before an electrical inspection will be performed | Pacific Star Electric Inc
MP-2023-02278 | 2023-12-21 | 775 E 30TH AVENUE, Vancouver, BC V5V 2V8 | Mechanical Permit | NULL | NULL | Issued | NULL | Thomson Industries Ltd
SP-2023-01248 | NULL | 660 W 41ST AVENUE, Vancouver, BC V5Z 2M9 | Sprinkler Permit | Commercial | NULL | Draft | Commercial - **DELETE THIS DRAFT**Oakridge Phase 1 Mid - Main Mall Entrance. To install sprinklers and standpipe throughout the Phase 1 Mid - Main Mall Entrance portion of the mixed-use development for two (2) above grade floor levels: Level 01 and Level 02. Work in this scope includes the extension/completion of sprinkler and standpipe systems installed under PH1N and PH1M floor spaces | Johnson Controls Canada LP
GP-2022-01039 | 2022-04-04 | 3115 W 49TH AVENUE, Vancouver, BC V6N 3T3 | Gas Permit | Residential | New | Completed | Residential - new steel 2 psi line to boiler room and a low pressure steel line to the bbq | Paton Plumbing Worx Inc
EP-2022-01050 | 2022-02-11 | 3115 W 49TH AVENUE, Vancouver, BC V6N 3T3 | Electrical Permit | Residential | New | Completed | Installation / Repair - Residential - security alarm, tel/data/cable, CCTV cameras, intercom. -It is COMPLETE SECURITY ALARM. >BP: To construct a 2 storey one-family dwelling with an attached garage providing 4 parking spaces, having vehicular access from West 49th Avenue. Building Permit for DP-2016-00207 1- Bar/Sink proposed in Rec. room 2- A/C unit proposed in rear by sunken patio 3- Schedule B: Scott Ash-Anderson, P.Eng (604-228-0518) Structural 4- Schedule B: Zhao Guan, P.Eng (778.868.5635) Geotechnical 5- Schedule B: Hedayat Paknejad P.Eng. ( 778-223-3339) Structural- Glass Guards HPO: Homeworx Holdings Ltd. 604-836-6353 ******THIS PERMIT HAS BEEN ISSUED UNDER THE REQUIREMENTS OF VBBL 2014 AND THE GREEN HOMES PROGRAM************ | Orca Automation Corp
PP-2022-03797 | 2022-10-24 | 3115 W 49TH AVENUE, Vancouver, BC V6N 3T3 | Plumbing Permit | Residential | New | Completed | Residential - Outdoor irrigation system installation | Bacabon Landscape Ltd
EP-2023-00450 | 2023-01-20 | 1733 E 33RD AVENUE, Vancouver, BC | Electrical Permit | Residential | Renovation | Issued | Installation / Repair - Residential - Installation of power for a new automatic door operator. There is no structural work. We are running power on the surface of the walls to a new door operator. we are bonding the door operator all non current caring parts of electrical work needs to be bonded. No service change. | Root 3 Electric Ltd
EP-2022-08679 | 2022-10-13 | 1640 W 3RD AVENUE, Vancouver, BC | Electrical Permit | Commercial | Tenant Improvement | Completed | Installation / Repair - Commercial - TI - existing space. New outlets, panel, em lighting. 1640 W 3rd Ave Interior alterations to provide improvements for a new retail tenant at 1640 W 4th Ave on the ground floor of this commercial / industrial building on this site. Scope of Work: - Removal of interior walls, doors, plumbing fixtures, - New interior walls, display kitchen, drop ceiling, washrooms, millwork, lighting, plumbing fixtures - Relocate elevator machine room | Consolidated Electrical Installations Ltd
PP-2022-02981 | 2022-08-26 | 1640 W 3RD AVENUE, Vancouver, BC | Plumbing Permit | Commercial | Tenant Improvement | Completed | Commercial - Install new plumbing systems for showroom >BP: Interior alterations to provide improvements for a new retail tenant at 1640 W 4th Ave on the ground floor of this commercial / industrial building on this site. Scope of Work: - Removal of interior walls, doors, plumbing fixtures, - New interior walls, display kitchen, drop ceiling, washrooms, millwork, lighting, plumbing fixtures - Relocate elevator machine room | Meridian West Mechanical Ltd
MP-2023-00242 | 2023-03-01 | 1640 W 3RD AVENUE, Vancouver, BC | Mechanical Permit | NULL | NULL | Completed | NULL | Hardy Mechanical Services Ltd
EP-2023-06324 | 2023-07-27 | 1336 E 23RD AVENUE, Vancouver, BC V5V 1Z2 | Electrical Permit | Residential | New | Completed | Installation / Repair - Residential - Existing duplex 200A overall service. Each duplex has a 100A metered main panel in garage and sub panel in the house. The owners of 1336 E 23rd Ave would like to at a EV charger and are using a DCC-12 load miser to monitor the main service and control the EV charger based on real time usage. The DCC-12 will be installed in the garage on their 100A service and power the EV charger at that location. Charger characteristics will be 240V 40A breaker 7680W. | ACE Integrated Systems Ltd
MP-2022-00352 | 2022-10-05 | 188 E 32ND AVENUE #402, Vancouver, BC V5V 0E4 | Mechanical Permit | NULL | NULL | Completed | NULL | Ashton Service Group/Ashton Mechanical Ltd.
EP-2022-10378 | 2022-12-09 | 322 E 43RD AVENUE, Vancouver, BC V5W 1T3 | Electrical Permit | Residential | Addition | Completed | Installation / Repair - Residential - Install 2 exits signs, one emergency light and one smoke detector Building Permit for DP-2020-00529: To change the use of this existing secondary suite (basement) to a child daycare facility on this site(limited to 8 children). This permit includes building permit for DP-2020-00528: To add a 409 square foot fixed canopy to the rear of this one family house for the existing family daycare operation (limited to 8 children) located in the basement on this site. | Parminder Bagry
NULL | NULL | 1499 ANDERSON STREET, Vancouver, BC | Gas Permit | Commercial | Renovation | Draft | Commercial - RE AND RE GAS LOG SET | BC Fireplace Service Inc
GP-2023-00655 | NULL | 1499 ANDERSON STREET, Vancouver, BC | Gas Permit | Commercial | Renovation | Cancelled | Commercial - 1 Fireplace RE AND RE LOG SET TO GLMVF40MVN LOG SET | BC Fireplace Service Inc
EP-2023-02434 | 2023-03-28 | 1733 E 33RD AVENUE #105, Vancouver, BC V5N 3E3 | Electrical Permit | Residential | Renovation | Completed | Installation / Repair - Residential - #105 Installing 40A plug in 800 square foot townhouse with 100A service and gas heat *Gas ovens switched to electric. | EZ BC Electric Ltd
EP-2022-07450 | 2022-09-29 | 1733 E 33RD AVENUE #116, Vancouver, BC V5N 3E3 | Electrical Permit | Residential | Addition | Completed | Installation / Repair - Residential - Installation of cable for outdoor heat pump | Daniel Topping
MP-2023-01527 | 2023-08-18 | 1733 E 33RD AVENUE #116, Vancouver, BC V5N 3E3 | Mechanical Permit | NULL | NULL | Completed | NULL | Pro Ace Heating & Air Conditioning Services Ltd
EP-2022-05343 | 2022-07-04 | 1733 E 33RD AVENUE #101, Vancouver, BC V5N 3E3 | Electrical Permit | Residential | New | Completed | Installation / Repair - Residential - UNIT# 101 Installation of Branch circuit cable for outdoor heat pump for ground level apartment | Daniel Topping
EP-2023-09294 | NULL | 1733 E 33RD AVENUE #103, Vancouver, BC V5N 3E3 | Electrical Permit | Commercial | Renovation - Dwelling Unit(s) only | Applicant Revisions | Installation / Repair - Commercial - installed oven plug | EZ BC Electric Ltd
EP-2022-00905 | 2022-02-07 | 1010 RAYMUR AVENUE, Vancouver, BC V6A 3T2 | Electrical Permit | Commercial | NULL | Expired | Annual / Operating - Annual OPERATING PERMIT -renewal of EP-2021-00865 -Valid: January 31, 2022 - January 30, 2023 | VS Electric Ltd
EP-2023-08792 | 2023-09-28 | 1010 RAYMUR AVENUE, Vancouver, BC V6A 3T2 | Electrical Permit | Commercial | NULL | Issued | Annual / Operating - Annual permit for maintenance purposes. Valid: Oct 7, 2023 to Oct 6, 2024 Renewal of EP-2022-08441 | Blueline Electrical Services Ltd
EP-2022-08441 | 2022-10-07 | 1010 RAYMUR AVENUE, Vancouver, BC V6A 3T2 | Electrical Permit | Commercial | NULL | Expired | Annual / Operating - Annual permit for maintenance purposes | Blueline Electrical Services Ltd
EP-2023-00182 | 2023-01-11 | 1785 W 4TH AVENUE, Vancouver, BC V6J 1M2 | Electrical Permit | Commercial | Tenant Improvement | Completed | Installation / Repair - Commercial - RID: 161298 Replacement of two Duct Heaters on P2 and P3. Retrofit - Like for like exact appliance replacement. Service remained the same, breaker & electrical feed confirmed to be originally sized properly. Current heaters located too close to ducting elbow. Turbulence in airflow affects heater operation, resulting in lock out. | Haakon Industries (Canada) Ltd.
EP-2023-01744 | 2023-03-02 | 1318 CARTWRIGHT STREET, Vancouver, BC | Electrical Permit | Commercial | Renovation | Completed | Installation / Repair - Commercial - Extra low voltage control wiring for 1 Exhaust Fan VFD. >BP: Interior alterations to provide addition of smoke detectors and CO2 detectors to additional rooms of the existing fire alarm system. Refer to the accepted electrical drawings. This permit has been issued based on Bulletin 2018-004-BU/EL. District building inspector may require special sprinkler permit on site. Applicant to confirm special sprinkler permit requirement with the inspector. Separate permit required for any future tenant improvements in both units. | ESC Automation Inc
EP-2023-00839 | 2023-02-06 | 1318 CARTWRIGHT STREET, Vancouver, BC | Electrical Permit | Commercial | Tenant Improvement | Completed | Installation / Repair - Commercial - Voluntary upgrade of existing fire alarm system as per Bulletin 2018-004-BU/EL Option 1 - C Replace the existing Heat detector in Rooms 203 and 206 with new addressable smoke combo detectors. Run new conduit and wire from the device in room 206 into room 205 and storage for the (noted above) installation of new addressable smoke/Co in those rooms,Supply, programming and verification of 4x detectors (noted above) Verification of the FA panel in conformance with CAN/ULC-S561 >BP: Interior alterations to provide addition of smoke detectors and CO2 detectors to additional rooms of the existing fire alarm system. Refer to the accepted electrical drawings. This permit has been issued based on Bulletin 2018-004-BU/EL. OK for SIPS per B.Leung | Sasco Contractors Ltd
GP-2022-00497 | 2022-02-16 | 2016 E 12TH AVENUE, Vancouver, BC V5N 2A8 | Gas Permit | Residential | Renovation | Completed | Residential - boiler re& re | Pioneer Plumbing & Heating Inc
NULL | NULL | 2161 E PENDER STREET, Vancouver, BC | Electrical Permit | Residential | Addition | Withdrawn | Installation / Repair - Residential - ddd | NULL
EP-2022-10498 | 2022-12-14 | 1516 DURANLEAU STREET, Vancouver, BC | Electrical Permit | Commercial | Addition | Completed | Installation / Repair - Commercial - Additional air conditioner - the AC unit is not new, we just need to fix the circuit for the rooftop air conditioning | MDE Enterprises Ltd
MP-2022-00469 | 2022-10-25 | 1516 DURANLEAU STREET, Vancouver, BC | Mechanical Permit | NULL | NULL | Completed | NULL | Tower HVAC Solutions Ltd
EP-2023-04228 | 2023-06-02 | 1529 FORESHORE WALK, Vancouver, BC | Electrical Permit | Commercial | Addition | Completed | Installation / Repair - Commercial - adding heat pump MP-2023-00454 *Amend Jun 08, 2023 Address Change: 1526 Duranleau St to #6-1529 Foreshore Walk | Haben Weldu
MP-2023-00454 | 2023-03-22 | 1526 DURANLEAU STREET, Vancouver, BC V6H 3S4 | Mechanical Permit | NULL | NULL | Completed | NULL | Truth Plumbing & HVAC Ltd
EP-2022-01954 | 2022-03-10 | 1441 CARTWRIGHT STREET, Vancouver, BC | Electrical Permit | Commercial | Renovation | Completed | Installation / Repair - Commercial - Replacing faulty fire alarm panel with new fire alarm panel, no wiring. Bulletin 2018-004 BU/EL Category 2, Attachment 1, C new control unit is compatible with all the existing devices incorporated in the existing FAS. We are not altering the existing wiring or outlet boxes, work is considered to be a straight replacement of the electrical equipment. | AG Electric and Alarm Monitoring Co Ltd
EP-2022-03645 | 2022-05-05 | 1502 DURANLEAU STREET, Vancouver, BC | Electrical Permit | Commercial | Renovation | Completed | Installation / Repair - Commercial - Install new dishwasher in place of older dishwasher. | Wespac Electrical Contractor Ltd
EP-2023-06862 | 2023-07-28 | 1496 CARTWRIGHT STREET, Vancouver, BC | Electrical Permit | Commercial | Addition | Completed | Installation / Repair - Commercial - Installation of 120V 15A receptacle for Shaw/Rodgers and Freedom Mobile. | Stag Dubh Services Inc
EP-2023-06974 | 2023-08-02 | 1496 CARTWRIGHT STREET, Vancouver, BC | Electrical Permit | Commercial | New | Completed | Installation / Repair - Commercial - Installation of one wireless access point for Shaw/Rodgers Communications | Stag Dubh Services Inc
EP-2023-07084 | 2023-08-04 | 1496 CARTWRIGHT STREET, Vancouver, BC | Electrical Permit | Commercial | New | Completed | Installation / Repair - Commercial - Installation of 3 low voltage access points for Freedom Mobile. | Stag Dubh Services Inc
EP-2023-07086 | 2023-08-04 | 1650 JOHNSTON STREET, Vancouver, BC | Electrical Permit | Commercial | New | Completed | Installation / Repair - Commercial - Installation of two low voltage access points for Freedom Mobile. | Stag Dubh Services Inc
EP-2023-06973 | 2023-08-02 | 1650 JOHNSTON STREET, Vancouver, BC | Electrical Permit | Commercial | New | Completed | Installation / Repair - Commercial - Installation of 8 wireless access points for Shaw/Rodgers Communications | Stag Dubh Services Inc
EP-2023-06859 | 2023-07-27 | 1650 JOHNSTON STREET, Vancouver, BC | Electrical Permit | Commercial | Addition | Completed | Installation / Repair - Commercial - Installation of 120V 15A Receptacle for Shaw/Rodgers and Freedom Mobile. | Stag Dubh Services Inc
EP-2023-00470 | 2023-01-23 | 682 W 22ND AVENUE, Vancouver, BC V5Z 1Z6 | Electrical Permit | Residential | Renovation | Issued | Installation / Repair - Residential - Inspected electrical panel, made safe. Removed water damaged light fixtures -No structural work but drywall & insulation / vb will be removed where wet They will be applying for Permit once they have a Scope after demo | Novawest Electrical Services Ltd
PP-2024-00061 | NULL | 682 W 22ND AVENUE, Vancouver, BC V5Z 1Z6 | Plumbing Permit | Residential | Renovation | Application Incomplete | Residential - Reinstalling plumbing fixtures | Royal T Plumbing Heating and Gas Ltd
SP-2023-02157 | NULL | 1680 JOHNSTON STREET, Vancouver, BC | Sprinkler Permit | Commercial | Addition | Submitted | Commercial - Installing Sprinkler heads in new addition | Elite Sprinkler Systems Ltd
EP-2023-09026 | 2023-10-10 | 1596 JOHNSTON STREET, Vancouver, BC | Electrical Permit | Commercial | Renovation | Completed | Installation / Repair - Commercial - Install 8 electric patio heaters to outdoor covered area. Installing 8x3000W heaters with individual analog controller. All circuits coming from main 400Amp service. Existing feeder able to accommodate the new loads. A digital amp meter was used to monitor as built loads through peak time. | ACS ELECTRICAL LTD
EP-2023-06975 | 2023-08-02 | 1596 JOHNSTON STREET, Vancouver, BC | Electrical Permit | Commercial | New | Issued | Installation / Repair - Commercial - Installation of 120v 15amp receptacle for Shaw/Rodgers Communications | Stag Dubh Services Inc
EP-2023-06976 | 2023-08-02 | 1596 JOHNSTON STREET, Vancouver, BC | Electrical Permit | Commercial | New | Issued | Installation / Repair - Commercial - Installation of four wireless access points for Shaw/Rodgers Communications | Stag Dubh Services Inc
EP-2022-05273 | NULL | 2161 E PENDER STREET, Vancouver, BC V5L 1X3 | Electrical Permit | Residential | Addition | Withdrawn | Installation / Repair - Residential - Installation of a NEMA 14-50 receptacle (40 amp breaker drawing 32 amp max) inside a garage within 1 metre of the electrical panel. | NULL
EP-2022-05389 | 2022-06-24 | 2161 E PENDER STREET, Vancouver, BC V5L 1X3 | Electrical Permit | Residential | Tenant Improvement | Completed | Installation / Repair - Residential - Installing circuit for EV charger. | Vancouver Static Industries Ltd
EP-2023-03744 | 2023-05-01 | 5455 SLOCAN STREET, Vancouver, BC V5R 2A9 | Electrical Permit | Residential | Renovation - Dwelling Unit(s) only | Completed | Installation / Repair - Residential - Install 7.6 kW EV charger. The work is wiring of (1) customer supplied EV charger. I will be installing a new branch circuit and cabling (right next to panel). I included the second EVSE load in the calculation as I have been informed the neighbour (duplex) has already installed an EV charger, however the rest of their loads are the same. | Elysium Electric Ltd
EP-2023-04412 | 2023-05-31 | 2165 E PENDER STREET, Vancouver, BC V5L 1X3 | Electrical Permit | Residential | Renovation | Completed | Installation / Repair - Residential - Electrical supply for Dsplit -reference: MP-2023-00892 | Milani Electric Limited
MP-2023-00892 | 2023-05-19 | 2165 E PENDER STREET, Vancouver, BC V5L 1X3 | Mechanical Permit | NULL | NULL | Completed | NULL | Milani Electric Limited
EP-2022-05104 | 2022-06-22 | 1788 ONTARIO STREET, Vancouver, BC | Electrical Permit | Commercial | Renovation | Completed | Installation / Repair - Commercial - Parkade, Stall #49 - This is for an EV charger. This is being fed from an existing dedicated EV panel in the parkade. it is a 200 amps 120/208 panel volt with only 2 other outlets connected to it. The charger we will be feeding is 1400 watts and there is 69,200 available. | Wespac Electrical Contractor Ltd
EP-2023-00981 | 2023-02-08 | 1397 CARTWRIGHT STREET, Vancouver, BC | Electrical Permit | Commercial | NULL | Expired | Annual / Operating - ANNUAL/OPERATING PERMIT Renewal of EP-2022-00742 VALID: FEB 3, 2023 - FEB. 2, 2024 | INT Electrical Ltd
EP-2022-00742 | 2022-02-03 | 1397 CARTWRIGHT STREET, Vancouver, BC | Electrical Permit | Commercial | NULL | Expired | Annual / Operating - ANNUAL/OPERATING PERMIT Renewal of EP-2020-00828 VALID FEB 3/2022 TIL FEB 02/2023 ** Amend 03/17/** Renewal of EP-2021-01432 | INT Electrical Ltd
PP-2022-01839 | 2022-06-21 | 1420 OLD BRIDGE STREET, Vancouver, BC V6H 3S6 | Plumbing Permit | Commercial | Renovation | Completed | Commercial - New bathroom >BP:Interior alterations to provide improvements to this existing retail store in this existing commercial building on this site. Scope of work: Improving the non rated fire separation between the suite and the neighbouring suite to 1 hour, upgrading structural components of the space, new electrical systems, new mechanical systems, new plumbing fixtures, relocating and upgrading the existing sprinkler lines. Ok for field review as per Scott Easby - January 24, 2022 Letters of Assurance Rec'd: Schedule A & Schedule B Architectural submitted per Rob Grant, 604-558-6344 Schedule D submitted per Brian Boomars, P.Eng, 604-295-8070 Schedule B Structural submitted per Robert Malczyk, 604-839-0214 Schedule B Mechanical & Plumbing submitted per Bassam M. Yammine, 604-609-0500 Schedule B Electrical submitted per S.S. Dhaliwal, P. Eng, 604-609-0500 ext 108 Energy Upgrade: E2 - Lighting - Upgrade to Bilevel Lighting Control (per 9.4.1.1.(d) of ASHRAE 90.1-2016) Note: Energy checklist is currently no longer required with your Building Permit (BP) application. Some supporting documents are still required at BP stage, specifically Envelope and HVAC, if applicable. Service Water Heating and Lighting supporting documents, if applicable, must be submitted with your related trades permits (e.g. electrical and plumbing). All energy upgrades will be checked during inspections stage. It is the applicant’s responsibility to identify and note all required upgrades including energy upgrades on their BP drawings at BP stage. | PACIFIC FLO MECHANICAL
SP-2022-00879 | 2022-06-05 | 1420 OLD BRIDGE STREET, Vancouver, BC V6H 3S6 | Sprinkler Permit | Commercial | Tenant Improvement | Completed | Commercial - ADD AND RELOCATE 13 SPRINKLER HEADSInterior alterations to provide improvements to this existing retail store in this existing commercial building on this site. Scope of work: Improving the non rated fire separation between the suite and the neighbouring suite to 1 hour, upgrading structural components of the space, new electrical systems, new mechanical systems, new plumbing fixtures, relocating and upgrading the existing sprinkler lines. *****This application does not include any of the following: 1. Not more than 20 sprinklers (add, relocate, or remove), 2. hydraulic calculations, 3. change in occupancy and /or hazard classification, 4. warehouse storage arrangements, 5. mobile compact storage arrangements, 6. alternative solutions, 7. changes to the sprinkler system supply piping (e.g. valves, mains, cross-mains, branch-lines, etc.), or 8. flexible sprinkler pipe | Priority Fire Systems Ltd
EP-2022-05689 | 2022-07-06 | 1420 OLD BRIDGE STREET, Vancouver, BC V6H 3S6 | Electrical Permit | Commercial | Tenant Improvement | Completed | Installation / Repair - Commercial - Transformer, panel, lighting, controls, fire alarm devices, exit and emergency lighting, telephone conduit, mechanical connections and general devices. Interior alterations to provide improvements to this existing retail store in this existing commercial building on this site. Scope of work: Improving the non rated fire separation between the suite and the neighbouring suite to 1 hour, upgrading structural components of the space, new electrical systems, new mechanical systems, new plumbing fixtures, relocating and upgrading the existing sprinkler lines. | INT Electrical Ltd
EP-2023-10949 | 2023-12-15 | 1315 RAILSPUR ALLEY, Vancouver, BC V6H 4G9 | Electrical Permit | Commercial | Renovation | Issued | Installation / Repair - Commercial - Landlord work for multiple units in an existing commercial building on Granville Island for the HVAC system. Connection of new equipment and installation of two new House Load panels. *An approved mechanical permit is required for the installation of rooftop HVAC equipment before a final electrical inspection will be performed >BP: Exterior alterations for HVAC system upgrade in multiple units in this existing commercial building at Granville Island. Letters of assurance submitted: - Sch A/B (Arch): Robert Grant, AIBC, 604.558.6344 - Sch D (Building Envelope): Brian Boomars, P.Eng., 604.295.8070 - Sch B (Structural): Robert Malczyk, P.Eng., 604.839.0214 - Sch B (Mech): Bassam M. Yammine, P.Eng., 604.609.0500 ext 107 - Sch B (Electrical): Sukhdeep Dhaliwal, P.Eng., 604.609.0500 ext. 108 | INT Electrical Ltd
EP-2023-10824 | 2023-12-12 | 1339 RAILSPUR ALLEY, Vancouver, BC V6H 4G9 | Electrical Permit | Commercial | Addition | Completed | Installation / Repair - Commercial - Installing of two flat panel LED lights in an enclosed room. Installing of two plugs and exhaust fan. >BP: To change the use of 136.0 square feet to a lounge, and a change of use from existing distillery (group F1) to Brewery (group F2) on this Granville Island site. Notes: 1) The approved beverage contain for this space shall be less than 20% by volume of water-miscible alcohol is permitted as Brewery, group F2 occupancy. 2) If beverage contain more than 20% by volume of water-miscible alcohol will be considered as Distillery and will not be permitted. A separate permit application will be required. Related to DP-2022-00970 Building Review Branch Notes: 1) Maximum Occupant load proposed is 11 seats + 4 staffs = 15 persons (inside) and 10 seats (exterior patio seating-under separate permit) = Total 25 persons 2) A permanent sign indicating the above proposed occupant load shall be posted in a conspicuous location near the suite's principal entrance. 3) Separate permit and additional washroom will be required if total occupant load exceed 25 persons. 4) Separate permit is required for outdoor patio seating. Additional washroom may be required. Note: "This permit has been reviewed under the provision of Vancouver Building By-law 2019 (#12511)." | Limpho's Electrical Company (LEC)
SP-2023-02310 | 2023-12-22 | 1339 RAILSPUR ALLEY, Vancouver, BC V6H 4G9 | Sprinkler Permit | Commercial | Tenant Improvement | Completed | Commercial - 1 New head in climate controlled room >BP: To change the use of 136.0 square feet to a lounge, and a change of use from existing distillery (group F1) to Brewery (group F2) on this Granville Island site. *****This application does not include any of the following: 1. Not more than 20 sprinklers (add, relocate, or remove), 2. hydraulic calculations, 3. change in occupancy and /or hazard classification, 4. warehouse storage arrangements, 5. mobile compact storage arrangements, 6. alternative solutions, 7. changes to the sprinkler system supply piping (e.g. valves, mains, cross-mains, branch-lines, etc.), or 8. flexible sprinkler pipe. | Elite Sprinkler Systems Ltd
EP-2023-06971 | 2023-08-02 | 1351 RAILSPUR ALLEY, Vancouver, BC V6H 4G9 | Electrical Permit | Commercial | New | Completed | Installation / Repair - Commercial - Installation of 3 wireless access points for Shaw/Rodgers Communications. | Stag Dubh Services Inc
EP-2023-06854 | 2023-07-27 | 1351 RAILSPUR ALLEY, Vancouver, BC V6H 4G9 | Electrical Permit | Commercial | Addition | Completed | Installation / Repair - Commercial - Installation of 120 V 15 amp receptacles for Shaw/Rodgers and Freedom Mobile. | Stag Dubh Services Inc
EP-2022-08448 | 2022-10-07 | 1400 JOHNSTON STREET, Vancouver, BC V6H 3S1 | Electrical Permit | Commercial | NULL | Expired | Annual / Operating - 1400 Johnston Street - Arts Umbrella Facility Two inspections per year with reports and maintain digital worklog Amend: Mar 14, 2023 Change FSR from Mario Fata 219985 to Jason White 252323 | Nightingale Electric Ltd
EP-2023-09250 | 2023-10-13 | 1400 JOHNSTON STREET, Vancouver, BC V6H 3S1 | Electrical Permit | Commercial | NULL | Issued | Annual / Operating - 1400 Johnston Street - Arts Umbrella Facility Two inspections per year with reports and maintain digital worklog Renewal of EP-2022-08448 Valid: Oct 7, 2023 to Oct 6, 2024 | Nightingale Electric Ltd
EP-2023-05675 | 2023-06-27 | 4055 CAMBIE STREET, Vancouver, BC V5Z 2X9 | Electrical Permit | Commercial | Renovation | Completed | Installation / Repair - Commercial - Install wireless alarm system. >BP: Interior alterations and a change of occupancy from Fitness Center- Class 2 to Cannabis Store of approximately 2875sq. ft. on the main floor level of this existing mixed-use building providing five parking spaces in lower parking level (P1B). Scope of work: Revision of floor layout, partitions and electrical work. See for the M/A DP-2023-00190 See original DP-2021-00736 Ok for DTI as per K. Kang - April 13, 2023 | Columbia Security Systems & Surveillance Inc
EP-2023-04094 | 2023-05-23 | 4055 CAMBIE STREET, Vancouver, BC V5Z 2X9 | Electrical Permit | Commercial | Renovation | Completed | Installation / Repair - Commercial - Wiring and install plugs, switches, lights, EM light, CAT6 wire for security camera >BP: Interior alterations and a change of occupancy from Fitness Center- Class 2 to Cannabis Store of approximately 2875sq. ft. on the main floor level of this existing mixed-use building providing five parking spaces in lower parking level (P1B). Scope of work: Revision of floor layout, partitions and electrical work. See for the M/A DP-2023-00190 See original DP-2021-00736 Ok for DTI as per K. Kang - April 13, 2023 | New-Way Electric Ltd
EP-2023-03529 | 2023-04-25 | 1335 HOWE STREET, Vancouver, BC V6Z 1R7 | Electrical Permit | Residential | Tenant Improvement | Completed | Installation / Repair - Residential - Low voltage HVAC controls | Olympic Controls Inc
EP-2022-00975 | 2022-02-08 | 1335 HOWE STREET, Vancouver, BC V6Z 1R7 | Electrical Permit | Commercial | Tenant Improvement | Completed | Installation / Repair - Commercial - Heat trace wet sprinkler piping in parkade >BP: To construct a new mixed use 40-storey high-rise plus 7 underground parking levels with both Market and Rental dwelling units, amenity spaces, and one Commercial Retail Unit (CRU). Stage I (Excavation/Shoring) issued September 14, 2017. Stage 2 (foundation to grade) issued April 9, 2018. Revision 1 (revised excavation/ shoring design) issued Oct.15, 2018. Revision 2 (revised structural design for parking levels) issued December 17, 2018. Stage 3 (full structure) issued August 23, 2019. Full construction issued November 3, 2020. | BRENMACK ELECTRIC LTD
GP-2022-01308 | 2022-04-26 | 688 ALEXANDER STREET, Vancouver, BC V6A 1C9 | Gas Permit | Residential | Tenant Improvement | Completed | Residential - Hot water tank replacement | Gregori Plumbing, Heating & Air Conditioning Ltd
EP-2022-02484 | 2022-03-29 | 6677 BROOKS STREET, Vancouver, BC V5S 3J6 | Electrical Permit | Residential | Renovation | Completed | Installation / Repair - Residential - Connect heat pump. Remove baseboard heaters. -Laneway house has a 125A 240V 3 wire service. we will be removing 5100 watts of electric baseboard heat to install a 4500 watt heat pump. | MD White Electrical Ltd
EP-2023-06858 | 2023-07-27 | 1398 CARTWRIGHT STREET, Vancouver, BC | Electrical Permit | Commercial | Addition | Completed | Installation / Repair - Commercial - Installation of 120V 15A Receptacle For Shaw/Rodgers. | Stag Dubh Services Inc
EP-2023-06972 | 2023-08-02 | 1398 CARTWRIGHT STREET, Vancouver, BC | Electrical Permit | Commercial | New | Completed | Installation / Repair - Commercial - Installation of 2 wireless access points for Shaw/Rodgers Communications. | Stag Dubh Services Inc
PP-2022-02602 | 2022-07-27 | 765 NELSON STREET, Vancouver, BC | Plumbing Permit | Commercial | Addition | Completed | Commercial - adding 3 new sinks **No Building alterations or Building work otherwise a BP will be required >>>>> AMEND: AUGUST 19th -address should be associated with BP-2022-02161 765 NELSON STREET #101 - 1st fl >>BP: #101 - 1st floor Interior alterations to provide improvements for a new tenant at this existing retail limited food establishment (max 16 seats) on the 1st floor of this existing commercial building. Scope of work: Installation of new equipment and installing hangers for drainage, installing drainage line in ceiling, installing venting hangers, installing venting and water supply lines. New Tenant: WELA Health Bar Mech Schedule B - CW Powell 604-595-4869 Notes: - Energy Upgrade: E2 - Lighting - Upgrade to incorporate Automatic Partial OFF (per 9.4.1.1.(g) of ASHRAE 90.1-2016). - Class 2 Cooking Operations (non-grease): cooking equipment or process which produces significant steam or heat and does not produce grease-laden vapours - This building is sprinklered. DBI to determine is a separate sprinkler permit is required. No sprinkler permit required as per DBI, July 14/22 - No translucent or opaque film, artwork, posters, shelving, display cases or similar elements are to be installed on or directly outside or inside of the approved glazing frontages and windows. | Encon Performance Inc
SP-2022-01555 | 2022-09-26 | 765 NELSON STREET, Vancouver, BC | Sprinkler Permit | Commercial | Tenant Improvement | Completed | Commercial - Add and relocated Sprinkler Heads *****This application does not include any of the following: 1. Not more than 20 sprinklers (add, relocate, or remove), 2. hydraulic calculations, 3. change in occupancy and /or hazard classification, 4. warehouse storage arrangements, 5. mobile compact storage arrangements, 6. alternative solutions, 7. changes to the sprinkler system supply piping (e.g. valves, mains, cross-mains, branch-lines, etc.), or 8. flexible sprinkler pipe. #101 - 1st floor Interior alterations to provide improvements for a new tenant at this existing retail limited food establishment (max 16 seats) on the 1st floor of this existing commercial building. Scope of work: Installation of new equipment and installing hangers for drainage, installing drainage line in ceiling, installing venting hangers, installing venting and water supply lines. New Tenant: WELA Health Bar | Viking Fire Protection Inc
PP-2022-03318 | 2022-09-21 | 1286 CARTWRIGHT STREET, Vancouver, BC V6H 3R8 | Plumbing Permit | Commercial | Tenant Improvement | Completed | Commercial - • To supply demo work to sinks, plumbing pipes and hot water tank • Layout for new plumbing rough in • All under slab and above slab plumbing • All water lines in copper and insulated • Supply and install hot water tank complete with seismic • Supply and install plumbing fixtures as per speck • Supply condensates drain lines as needed • Gas for hot water tank only ** Amend 11/25/2022** >>>>>>>>>>>>>>>>>> Amend: Dec. 12th, 2022 -only need one backflow for the two fridges add two indoor backflow preventors for filtered water at fridges | Ange's Plumbing Ltd
EP-2022-07349 | 2022-08-31 | 1286 CARTWRIGHT STREET, Vancouver, BC V6H 3R8 | Electrical Permit | Commercial | Tenant Improvement | Completed | Installation / Repair - Commercial - Install of lighting, Lighting fixtures & Lighting controls. install of Emergency lighting, Data/Communication, Fire Alarm, Audio/Visual rough-in, Security/Card access rough-in >DB: Interior and exterior alterations to this existing assembly (A2) building for BC Ballet. This permit is phase 2 work to this building, phase 1 is being done under BP-2022-01778. | Action Electric Ltd
EP-2022-07348 | 2022-08-31 | 1286 CARTWRIGHT STREET, Vancouver, BC V6H 3R8 | Electrical Permit | Commercial | Tenant Improvement | Completed | Installation / Repair - Commercial - lighting fixtures, controls. EM lights, Data and communication, Fire alarm, Security & card access. >BP: Interior alterations to this existing 3 storey school (A2) building to provide tenant improvements for a new school (BC Ballet) tenant. | Action Electric Ltd
SP-2022-01362 | 2022-08-24 | 1286 CARTWRIGHT STREET, Vancouver, BC V6H 3R8 | Sprinkler Permit | Commercial | Tenant Improvement | Completed | Commercial - Sprinkler head adds and deletes >BP: Interior alterations to this existing 3 storey school (A2) building to provide tenant improvements for a new school (BC Ballet) tenant. To be reviewed under the 2019 VBBL. >>>*****This application does not include any of the following: 1. Not more than 20 sprinklers (add, relocate, or remove), 2. hydraulic calculations, 3. change in occupancy and /or hazard classification, 4. warehouse storage arrangements, 5. mobile compact storage arrangements, 6. alternative solutions, 7. changes to the sprinkler system supply piping (e.g. valves, mains, cross-mains, branch-lines, etc.), or 8. flexible sprinkler pipe | Troy Life & Fire Safety Limited Protection Incendia Troyu Ltee
PP-2022-02778 | 2022-08-10 | 1286 CARTWRIGHT STREET, Vancouver, BC V6H 3R8 | Plumbing Permit | Commercial | Tenant Improvement | Completed | Commercial - • To supply demo work to sinks, plumbing pipes and hot water tank • Layout for new plumbing rough in • All under slab and above slab plumbing • All water lines in copper and insulated • Supply and install hot water tank complete with seismic • Supply and install plumbing fixtures as per speck • Supply condensate drain lines as needed >Interior alterations to this existing 3 storey school (A2) building to provide tenant improvements for a new school (BC Ballet) tenant. To be reviewed under the 2019 VBBL. | Ange's Plumbing Ltd
SP-2022-01747 | 2023-01-03 | 1286 CARTWRIGHT STREET, Vancouver, BC V6H 3R8 | Sprinkler Permit | Commercial | Tenant Improvement | Completed | Commercial - For sprinkler system alterations to the 2019 VBBL and NFPA 13, 2013 for the tenant improvements to provide interior and exterior alterations to this existing assembly (A2) building for BC Ballet. 1. This application does not include any of the following: • Warehouse storage arrangements, or mobile compact storage arrangements. • Changes to the sprinkler system supply piping (e.g. valves, mains, cross-mains, etc.). • Flexible sprinkler pipe. • Information Technology Equipment Rooms (e.g. IT Rooms, LAN Rooms, etc.). • New alternative solutions and/or modifications to existing alternative solutions. • Change in occupancy and/or hazard classification. Engineer of Record: Mark Yeung 604-559-8809 mark.yeung@rpeng.ca | Troy Life & Fire Safety Limited Protection Incendia Troyu Ltee
GP-2022-03884 | NULL | 1286 CARTWRIGHT STREET, Vancouver, BC V6H 3R8 | Gas Permit | Commercial | Tenant Improvement | Withdrawn | Commercial - Installing a commercial hwt >Interior alterations to this existing 3 storey school (A2) building to provide tenant improvements for a new school (BC Ballet) tenant. To be reviewed under the 2019 VBBL. | 0788459 BC Ltd
PP-2021-04189 | 2022-01-04 | 5701 BALACLAVA STREET, Vancouver, BC V6N 1L3 | Plumbing Permit | Commercial | Tenant Improvement | Completed | Commercial - Supply and install one Backflow device | Ainsworth Inc
EP-2022-05886 | 2022-07-14 | 5701 BALACLAVA STREET, Vancouver, BC V6N 1L3 | Electrical Permit | Commercial | Renovation | Completed | Installation / Repair - Commercial - Re-configure existing lighting and receptacles. add 2 receptacles -there is no change to any service equipment. It is literally a few lights switches and plugs. I just meant bonding of those pieces. >BP: Interior alterations to renovate the office area on the lower of this existing senior school on this site. OK for field review as per Jamie Zhang, Apr. 26,21 Scope of work includes enclosing an area within existing office space to create individual offices A separate Sprinkler Permit is required for work to the sprinkler system. Schedule A/Architectural Schedule B submitted by Simon Richards, Architect - 604.253.2800 Electrical Schedule B submitted by Bernard Legare - 604.696.8000 Mechanical/Plumbing Schedule B submitted by Van Minh Wayne Hua - 604.696.8000 Energy Upgrade Selected: E2 - Lighting - Upgrade to incorporate FULL OFF per 9.4.1.1.(h) of ASHRAE 90.1-2016 Amend: July 25, 2022 Actual address associated with the building permit is 5701 balaclava st the BP# is 2021-01794 | TKG Electic Ltd
SP-2022-01019 | 2022-06-22 | 5701 BALACLAVA STREET, Vancouver, BC V6N 1L3 | Sprinkler Permit | Commercial | Tenant Improvement | Completed | Commercial - Relocation of 2 sprinklers for minor tenant improvement >Interior alterations to renovate the office area on the lower of this existing senior school on this site. OK for field review as per Jamie Zhang, Apr. 26,21 Scope of work includes enclosing an area within existing office space to create individual offices A separate Sprinkler Permit is required for work to the sprinkler system. Schedule A/Architectural Schedule B submitted by Simon Richards, Architect - 604.253.2800 Electrical Schedule B submitted by Bernard Legare - 604.696.8000 Mechanical/Plumbing Schedule B submitted by Van Minh Wayne Hua - 604.696.8000 Energy Upgrade Selected: E2 - Lighting - Upgrade to incorporate FULL OFF per 9.4.1.1.(h) of ASHRAE 90.1-2016 *****This application does not include any of the following: 1. Not more than 20 sprinklers (add, relocate, or remove), 2. hydraulic calculations, 3. change in occupancy and /or hazard classification, 4. warehouse storage arrangements, 5. mobile compact storage arrangements, 6. alternative solutions, 7. changes to the sprinkler system supply piping (e.g. valves, mains, cross-mains, branch-lines, etc.), or 8. flexible sprinkler pipe. | Frontier Fire Protection Ltd
PP-2023-00692 | 2023-03-01 | 5711 BALACLAVA STREET, Vancouver, BC | Plumbing Permit | Commercial | New | Completed | Commercial - To supply and install new 3/4" BFP for dishwasher located in the Mechanical Room | Ainsworth Inc
PP-2022-00122 | 2022-02-10 | 5702 BLENHEIM STREET, Vancouver, BC | Plumbing Permit | Commercial | Tenant Improvement | Completed | Commercial - Plumbing - IBP | Ainsworth Inc
PP-2023-02643 | 2023-07-27 | 5802 BLENHEIM STREET, Vancouver, BC | Plumbing Permit | Commercial | Addition | Completed | Commercial - this permit is for the BASEMENT/lower level washrooms Adding an extra toilet and relocating the one beside it that is facing wrong direction Adding 2 more lavs (NOTE: PP-2021-02442 was for the level 2 and 3 washrooms) >BP: Interior alterations to renovate the washrooms in this existing junior school on this site. Scope of work includes combining and upgrading two adjacent washrooms on lower level, upgrade washrooms on two upper levels A separate Sprinkler Permit is required for work to the sprinkler system. Schedule A/Architectural Schedule B submitted by Simon Richards, Architect - 604.253.8800 Electrical Schedule B submitted by Bernard Legare - 604.696.8000 Mechanical Schedule B submitted by Van Minh Wayne Hua - 604.696.8000 Energy Upgrade Selected: LE2 - Lighting - Upgrade to incorporate Automatic Full OFF (per 9.4.1.1.(h) of ASHRAE 90.1-2016) | Ask Plumbing Heating and Gas Fitting Ltd
EP-2023-05942 | 2023-07-04 | 5802 BLENHEIM STREET, Vancouver, BC | Electrical Permit | Commercial | Renovation | Completed | Installation / Repair - Commercial - Bathroom renovation, Re & Re all lighting, lighting control, receptacles, hand dryers. >BP: Interior alterations to renovate the washrooms in this existing junior school on this site. Ok for field review as per Jamie Zhang, Apr. 26/21 Scope of work includes combining and upgrading two adjacent washrooms on lower level, upgrade washrooms on two upper levels A separate Sprinkler Permit is required for work to the sprinkler system. Schedule A/Architectural Schedule B submitted by Simon Richards, Architect - 604.253.8800 Electrical Schedule B submitted by Bernard Legare - 604.696.8000 Mechanical Schedule B submitted by Van Minh Wayne Hua - 604.696.8000 Energy Upgrade Selected: LE2 - Lighting - Upgrade to incorporate Automatic Full OFF (per 9.4.1.1.(h) of ASHRAE 90.1-2016) | TKG Electic Ltd
PP-2023-02402 | 2023-07-11 | 3489 PUGET DRIVE, Vancouver, BC V6L 2T6 | Plumbing Permit | Residential | New | Issued | Residential - sump | SB Seaside Demolition and Excavating Ltd.
EP-2023-04330 | 2023-05-17 | 3489 PUGET DRIVE, Vancouver, BC V6L 2T6 | Electrical Permit | Residential | New | Issued | Temporary Power - Residential - To provide temporary power. | Future Force Systems Ltd
EP-2023-09459 | 2023-11-14 | 3489 PUGET DRIVE, Vancouver, BC V6L 2T6 | Electrical Permit | Residential | New | Issued | Installation / Repair - Residential - Complete electrical wiring and finishing >BP: To construct a 2 storey + basement one-family dwelling ($1,127,052.50). Note: This is a 2 storey building pursuant to the Zoning and Development By-Law Note: Parking for the site has been provided under DB-2021-05864 (Laneway House) Note: Covenant to be registered prior to sheathing inspection. 1- No Strata Titling permitted 2- Bar/Sink proposed in basement 3- A/C unit proposed on second storey 4- Schedule B: Shaozhe Guo, P.Eng (778.926.0525) Architectural, Structural & Geotechnical 5-HPO: Residential Builder - Bene (No4) Development Ltd ******THIS PERMIT HAS BEEN ISSUED UNDER THE REQUIREMENTS OF VBBL #12511 (2019)****** | Sky Rise Electricals Inc
PP-2023-03995 | 2023-11-16 | 3489 PUGET DRIVE, Vancouver, BC V6L 2T6 | Plumbing Permit | Residential | New | Issued | Residential - 1FD - #1 - DW Rough in in houses - Installing Radiant Heating in homes >DB: To construct a 2 storey + basement one-family dwelling. Note: This is a 2 storey building pursuant to the Zoning and Development By-Law Note: Parking for the site has been provided under DB-2021-05864 (Laneway House) Note: Covenant to be registered prior to sheathing inspection. 1- No Strata Titling permitted 2- Bar/Sink proposed in basement 3- A/C unit proposed on second storey ******THIS PERMIT HAS BEEN ISSUED UNDER THE REQUIREMENTS OF VBBL #12511 (2019)****** | NULL
EP-2023-08930 | 2023-10-04 | 3688 SAWMILL CRESCENT, Vancouver, BC | Electrical Permit | Commercial | NULL | Issued | Annual / Operating - Like to renew the annual operating permit from last year for 3688 Sawmill Crescent Renewal of EP-2022-08515 -valid: Sept. 26, 2023 - Sept. 25, 2024 | F & S Electrical Ltd
EP-2022-08515 | 2022-10-13 | 3688 SAWMILL CRESCENT, Vancouver, BC | Electrical Permit | Commercial | NULL | Expired | Annual / Operating - Annual operating for unit sub & maintenance in building. -Renewal of EP-2021-07195 -valid: Sept. 26, 2022 - Sept. 25, 2023 | F & S Electrical Ltd
EP-2022-04405 | 2022-05-27 | 3966 W 11TH AVENUE, Vancouver, BC V6R 2L2 | Electrical Permit | Residential | New | Completed | Installation / Repair - Residential - finishing work done by others as per Jason Rowley. Laneway house | MILKYWAY INDUSTRY LTD
GP-2023-00787 | 2023-03-07 | 3599 W 32ND AVENUE, Vancouver, BC V6S 1Z1 | Gas Permit | Residential | Renovation | Completed | Residential - gas fitting to bbq | R J Gas Ltd
EP-2022-02107 | 2022-03-17 | 2340 E 33RD AVENUE, Vancouver, BC V5R 2S3 | Electrical Permit | Residential | Tenant Improvement | Cancelled | Installation / Repair - Residential - Service upgrade from 100 amps to 200 amps | Moore And Russell Heating And Air Conditioning Ltd
EP-2022-09604 | 2022-11-15 | 1798 ONTARIO STREET, Vancouver, BC V5T 0G2 | Electrical Permit | Commercial | Addition | Completed | Installation / Repair - Commercial - LED upgrade, re-lmap, re-ballast on the existing fixture, same brand of the elctronic ballast. Relamp into LED self in ballast. Replace old fluorescent potlight into LED downlight | Atlantic Electric Ltd
EP-2022-07312 | 2022-08-31 | 1798 ONTARIO STREET, Vancouver, BC V5T 0G2 | Electrical Permit | Commercial | Renovation | Completed | Installation / Repair - Commercial - Minor renovation of an existing RBC bank. Add connectrac under carpet raceway for new furniture. Relocate receptacles to accommodate new furniture. No framing, steel stud, drywall. No lighting changes. All receptacles to be "fished down existing walls with use of EZ boxes. NO BP for this project | Charles Richard Pawluk o/a United Electrical Systems Ltd
GP-2022-03641 | 2022-11-21 | 3818 W 33RD AVENUE, Vancouver, BC V6N 2H6 | Gas Permit | Residential | New | Completed | Residential - Upgrade 50 gallon gas tank to tankless unit. | Da Costa Plumbing & Heating Ltd
EP-2022-03239 | 2022-04-25 | 1696 DURANLEAU STREET, Vancouver, BC | Electrical Permit | Commercial | Addition | Completed | Installation / Repair - Commercial - Install of one set of exterior channel letters with remote transformers Install of two sets of exterior channel letters on raceways. Branch lines and connections provided by base building contractor electrician >BP: Interior and exterior to add an entrance vestibule, expand the roof deck, and interior fit out for a new restaurant tenant in this existing 2 storey restaurant building. Note: this project includes an accepted generic AL for exit exposure. 2 x Class 1 cooking operations. Reviewed under the 2014 VBBL Revision #1: Dec 13, 2021 - E. Hildebrandt 1. Reduced the area of enclosed additions 2. Deleted the lift within the main / upper kitchens taking advantage of more prep space, changing the cooking line up. 3. The keg cooler area has been moved into the SE corner reducing the size and mass. 4. Repurposed the waste bin area for cold storage, relocated garbage area. 5. Provided a new east side covered entrance. 6. Shifted the location of the ground level bar and adjusted seating. Revision#2: Mar 31, 2022 - J. Chen 1. Updated Occupant Load calculation. Proposed total occupant load is 839 persons including interior, exterior and staff. Level 1 is Liquor-Primary, interior has 301 including staff, exterior waterside patio has 225. Level 2 is Food-Primary, interior has 184 and deck has 129. 2. Added Roof assembly R4 with spray insulation, Schedule D-1 submitted. 3. Changed Main Entry and access to Waterside Patio doors to sliders with breakaway doors. 4. Removed security fence at stairs to deck. 5. Switched room tags for Office and Liquor storage. 6. Deleted windows for Room 218 & 213, and replaced windows for Room 214. | Lan Letter Art Neon Ltd
EP-2022-03822 | 2022-05-11 | 1696 DURANLEAU STREET, Vancouver, BC | Electrical Permit | Commercial | NULL | Expired | Annual / Operating - Minor electrical repairs or modifications for interior & exterior | Accurate Electric Ltd.
SP-2021-01454 | 2022-04-01 | 1696 DURANLEAU STREET, Vancouver, BC | Sprinkler Permit | Commercial | New | Completed | Commercial - For sprinkler system alterations to the 2014 VBBL and NFPA 13, 2013 for the tenant improvements to provide interior and exterior to add an entrance vestibule, expand the roof deck, and interior fit out for a new restaurant tenant in this existing 2 storey restaurant building. This application does not include any of the following: • Warehouse storage arrangements, or mobile compact storage arrangements. • Information Technology Equipment Rooms (e.g. IT Rooms, LAN Rooms, etc.). • Change in occupancy and/or hazard classification. Notes: 1. F2 upgrade 2. Fire suppression system engineer of record Yadim Castillo, P.Eng. of NWSC. E: yadim@nwsprinkler.com T: 7787076797 3. All combustibles in concealed spaces to be encapsulated by GWB. 4. One set of approved drawings and permit to be available for viewing at the jobsite. Flexible Sprinkler Pipe (Tenant Improvement Area) - Automatic sprinkler system has been designed for the use of Victaulic AH-2 flexible sprinkler drop with 1/2" outlets, up to 48" in length with a maximum of 8 x 90 degrees with a 2" bend radius for use with standard coverage pendent sprinklers as noted on the sprinkler drawings. | Titan Fire Protection Ltd
EP-2023-06009 | 2023-07-05 | 1696 DURANLEAU STREET, Vancouver, BC | Electrical Permit | Commercial | NULL | Issued | Annual / Operating - Minor electrical repairs or modifications for interior & exterior Renewal of EP-2022-03822 Valid: May 11, 2023 to May 10, 2024 | Accurate Electric Ltd.
EP-2022-08644 | 2022-10-12 | 1676 DURANLEAU STREET, Vancouver, BC | Electrical Permit | Commercial | NULL | Expired | Annual / Operating - General Maintenance & Repairs | Tech 3 Electric Ltd
EP-2023-03139 | 2023-04-12 | 5656 VICTORIA DRIVE, Vancouver, BC V5P 3W4 | Electrical Permit | Commercial | NULL | Issued | Annual / Operating - Minor electrical installation, repair and maintenance -Renewal of EP-2022-02868 -Valid: April 15, 2023 - April 14, 2024 | Berts Electric (2001) Ltd
EP-2022-02868 | 2022-04-08 | 5656 VICTORIA DRIVE, Vancouver, BC V5P 3W4 | Electrical Permit | Commercial | NULL | Expired | Annual / Operating - Minor electrical installation, repair and maintenance Valid: April 15, 2022 to April 14, 2023 Renewal of EP-2021-02289 | Berts Electric (2001) Ltd
EP-2022-04730 | 2022-06-08 | 1289 HORNBY STREET, Vancouver, BC | Electrical Permit | Commercial | Renovation | Completed | Installation / Repair - Commercial - ****STREET LIGHTING*** Remove and replace 1 street light. New luminaire 67W LED. Splicing by city forces. NOTE: The scope of work for this permit is to relocate a single street light away from the proposed let down at Burrard Place - Building A, 1289 Hornby St in coordination with city electrical crews. In this instance, we are only working at one location, rather than along a block face or at an intersection. Thanks! | Bay Hill Contracting Ltd
EP-2022-01057 | 2022-02-10 | 3789 ONTARIO STREET, Vancouver, BC V5V 0G3 | Electrical Permit | Residential | Tenant Improvement | Completed | Installation / Repair - Residential - Installation and Commissioning of Tesla Wall Connector (EVSE). 1x 2P-50A Breaker will be installed in Laneway House Panel. A controller DCC10-50A 3R will be installed to monitor usage of the LWH consumer's service. EVSE will be installed on the outside of Laneway House ( left said - face in of car port). One circuit will be pulled to EVSE location. Tesla Wall Connector set at 40A– Charging rate on Model Y - approx. 44KM/HR. Note: When there is a controller only performs the functions of monitoring the LWH dwelling unit’s service/main breaker and controlling that dwelling unit’s EVSE load, the demand load for the EVSE shall be required to be considered in determination of the calculated load for the main consumer’s service supplying the principal dwelling unit and LWH (the consumer’s service conductors supplying the multiple position meter base plus meter base main bus), for the purpose of CE Code Rule 8-200 2). | Trudel, Daniel, DBA: Electrum Charging Solutions Inc.
EP-2022-04992 | 2022-06-15 | 183 E GEORGIA STREET, Vancouver, BC | Electrical Permit | Commercial | NULL | Expired | Annual / Operating - Minor electrical installation, repair and maintenance. Expired EP-2021-04314 Valid June 9, 2022 until June 8, 2023 | Berts Electric (2001) Ltd
EP-2023-04920 | 2023-06-21 | 183 E GEORGIA STREET, Vancouver, BC | Electrical Permit | Commercial | NULL | Issued | Annual / Operating - **Annual Operating Permit Minor electrical installation, repair, and maintenance. -renewal of EP-2022-04992 -valid June 9, 2023 - June 8, 2024 | Berts Electric (2001) Ltd
EP-2023-11082 | 2023-12-12 | 2820 W 41ST AVENUE, Vancouver, BC | Electrical Permit | Residential | Renovation | Completed | Installation / Repair - Residential - Replacement of the motherboard. The existing FX-2000 in the mechanical room has motherboard issue which leads to the automatic reset of the fire alarm. Fire alarm inputs to the panel are only meant to be cleared when the fire alarm panel is reset. | 0777792 BC Ltd
SP-2023-01853 | 2023-10-06 | 68 W PENDER STREET, Vancouver, BC V6B 6N8 | Sprinkler Permit | Commercial | Tenant Improvement | Completed | Commercial - Add 9 x new sprinkler heads, to bring the space up to NFPA 13 standards >BP: Including the letter of operation dated September 21, 2023 from Marianne Santos of Vancouver Coastal Health to provide interior alterations to combine two units (60 & 68 W Pender St) by creating an opening in the existing demising wall and a change of use from Retail Use (shell) at 68 W Pender St only to Office Use (Health Care Office: Temporary Vaccination Clinic) in this existing mixed-use (commercial/residential) building for a temporary period of time expiring February 29, 2024, unless extended in writing by the Director of Planning. This permit is granted on a time-limited basis and can be extend at the discretion of the Chief Building Official. Arch Schedule B - Tony Yip - 604-669-9460 Notes: 1. Grade level use requirement as Office Use of Health Care Office relaxed by Andrew Wroblewski. 2. Existing use at 60 W Pender St is Office Use (General Office: Real Estate Agent) and proposed use is also same Office Use (Health Care Office: Temporary Vaccination Clinic); therefore, no change of use proposed in this CD-1 (265). Arch Schedule B - Tony Yip 604-669-9460 Processed through CRC. | Peak Fire Protection Ltd
EP-2023-09000 | 2023-10-06 | 68 W PENDER STREET, Vancouver, BC V6B 6N8 | Electrical Permit | Commercial | Tenant Improvement | Completed | Installation / Repair - Commercial - Re & re 4 exit signs, relocate 1 exit sign, re &re 7 emergency lights, wire & install 2 additional emergency lights, re & re 2 emergency heads, remove 2 existing outlets. >DB: Including the letter of operation dated September 21, 2023 from Marianne Santos of Vancouver Coastal Health to provide interior alterations to combine two units (60 & 68 W Pender St) by creating an opening in the existing demising wall and a change of use from Retail Use (shell) at 68 W Pender St only to Office Use (Health Care Office: Temporary Vaccination Clinic) in this existing mixed-use (commercial/residential) building for a temporary period of time expiring February 29, 2024, unless extended in writing by the Director of Planning. This permit is granted on a time-limited basis and can be extend at the discretion of the Chief Building Official. Arch Schedule B - Tony Yip - 604-669-9460 Notes: 1. Grade level use requirement as Office Use of Health Care Office relaxed by Andrew Wroblewski. 2. Existing use at 60 W Pender St is Office Use (General Office: Real Estate Agent) and proposed use is also same Office Use (Health Care Office: Temporary Vaccination Clinic); therefore, no change of use proposed in this CD-1 (265). Arch Schedule B - Tony Yip 604-669-9460 Processed through CRC. | AJ's Electrical Contractors LTD
EP-2023-06681 | 2023-07-25 | 1618 W 6TH AVENUE, Vancouver, BC V6J 1R3 | Electrical Permit | Commercial | NULL | Issued | Annual / Operating - Maintenance of existing operating electrical equipment. Replacement of outlets, fixtures, lamps, breakers and other electrical equipment. | MDE Enterprises Ltd
EP-2022-08847 | 2022-10-18 | 783 RICHARDS STREET, Vancouver, BC V6B 3A6 | Electrical Permit | Commercial | NULL | Expired | Annual / Operating - Electrical Annual Permit (Operating Permit) for the maintenance and operation of electrical equipment (Regular and ongoing maintenance of power and lighting systems for residential high rise tower). | Canem Systems Ltd
EP-2023-09381 | 2023-10-18 | 783 RICHARDS STREET, Vancouver, BC V6B 3A6 | Electrical Permit | Commercial | NULL | Issued | Annual / Operating - Electrical Annual Permit (Operating permit) for maintenance and operation of electrical equipment (Regular and ongoing maintenance of power and lighting systems for residential high-rise tower) Renewal of EP-2022-08847 Valid: Oct 18, 2023 to Oct 17, 2024 | Canem Systems Ltd
EP-2023-06530 | 2023-07-19 | 1700 BEACH AVENUE, Vancouver, BC | Electrical Permit | Commercial | Renovation | Completed | Installation / Repair - Commercial - Supply and install (2) 100A breakers and (2) 100A non-fused disconnects in electrical room. Remove 60A feeder from distribution and replace with 4W 3PH cable with 60A non- fused safety switch. All equipment located in electrical room at the bathhouse. | Sasco Contractors Ltd
EP-2022-09689 | 2022-11-16 | 885 E KENT AVENUE NORTH, Vancouver, BC | Electrical Permit | Commercial | NULL | Expired | Annual / Operating - ANNUAL OPERATING PERMIT -renewal of :EP-2020-08621 Valid: November 15, 2022 to November 14, 2023 | 635913 BC Ltd. DBA: Mustang Contracting
EP-2023-10358 | 2023-11-17 | 885 E KENT AVENUE NORTH, Vancouver, BC | Electrical Permit | Commercial | NULL | Issued | Annual / Operating - ANNUAL OPERATING PERMIT -renewal of EP-2022-09689 Valid: November 15, 2023 to November 14, 2024 | 635913 BC Ltd. DBA: Mustang Contracting
EP-2023-09335 | 2023-10-17 | 1423 CONTINENTAL STREET, Vancouver, BC | Electrical Permit | Commercial | NULL | Issued | Annual / Operating - ANNUAL OPERATING PERMIT Annual permit for Maintenance of Food Store. RENEWAL OF EP-2022-08452 VALID: SEPT 17/2023 TO SEPT 16/2024 | Black Water Electric Ltd
EP-2022-08452 | 2022-10-07 | 1423 CONTINENTAL STREET, Vancouver, BC | Electrical Permit | Commercial | NULL | Expired | Annual / Operating - ANNUAL OPERATING PERMIT VALID: SEPT 17/2022 TO SEPT 16/2023 EXPIRED PERMIT: EP-2021-08005 Annual permit for Maintenance of Food Store. | Black Water Electric Ltd
EP-2023-03077 | 2023-04-11 | 1668 DAVIE STREET, Vancouver, BC V6G 1V9 | Electrical Permit | Commercial | NULL | Issued | Annual / Operating - Annual maintenance Renewal of EP-2022-02517 Valid Mar 22, 2023 - Mar 21, 2024 | Adventure Electric Ltd
EP-2022-02517 | 2022-03-29 | 1668 DAVIE STREET, Vancouver, BC V6G 1V9 | Electrical Permit | Commercial | NULL | Expired | Annual / Operating - Annual Operating Permit -renewal of: EP-2021-02133 -valid: March 22, 2022 - March 21, 2023 | Adventure Electric Ltd
EP-2023-06494 | 2023-07-18 | 1510 VENABLES STREET, Vancouver, BC V5L 2G9 | Electrical Permit | Commercial | NULL | Issued | Annual / Operating - Maintenance of existing operating electrical equipment. | FB Electric Ltd
EP-2022-08631 | 2022-10-14 | 3791 COMMERCIAL STREET, Vancouver, BC | Electrical Permit | Commercial | Renovation | Completed | Installation / Repair - Commercial - install about 8 receptacles throughout studio Wire up bathroom >BP: Interior alterations and change of use of approximately 765.0 square feet from Retail Store to School - Arts Self-Improvement use, and to expand the bicycle storage in the existing mixed-use building on this site. OK for field review as per DBI, Mario Smaldino on September 08, 2022. Schedule B architectural signed by: Ron Hart Phone: 78-233-7241 email: ron@ronhart.ca E2 Upgrade: Lighting: Upgrade to incorporate Automatic Partial OFF (per 9.4.1.1.(g) of ASHRAE 90.1-2016) | Aaron Ronald Thom
PP-2022-03721 | 2022-10-18 | 3791 COMMERCIAL STREET, Vancouver, BC | Plumbing Permit | Commercial | Renovation | Completed | Commercial - Small office space turning into a art gallery , one washroom and one kitchen sink >Interior alterations and change of use of approximately 765.0 square feet from Retail Store to School - Arts Self-Improvement use, and to expand the bicycle storage in the existing mixed-use building on this site. OK for field review as per DBI, Mario Smaldino on September 08, 2022. Schedule B architectural signed by: Ron Hart Phone: 78-233-7241 email: ron@ronhart.ca E2 Upgrade: Lighting: Upgrade to incorporate Automatic Partial OFF (per 9.4.1.1.(g) of ASHRAE 90.1-2016) | David Beck
EP-2023-01572 | 2023-02-24 | 5621 PRINCE EDWARD STREET, Vancouver, BC | Electrical Permit | Residential | Addition | Completed | Installation / Repair - Residential - -Supply and install 40A Breaker in the Main Panel -Supply and install 8AWG 3C Teck from the Main Panel, through the wall and ceiling to outside. Drywall removal required. -Supply and install 8AWG 3C Teck along the outside wall to Customer Supplied Hardwired EV Charger (Juicebox 32) -Test connections and commission installation | TDR Electric Inc
EP-2023-06471 | 2023-07-18 | 3822 W 50TH AVENUE, Vancouver, BC V6N 3V5 | Electrical Permit | Residential | New | Issued | Temporary Power - Residential - To provide temporary power >Permit Amendment Oct 03, 2023 -Permit for temp power. Not renew permit. Thanks.60 amps 240 V 1 phase. Overhead connection NOTE: Work authorized by this permit is for placement of a temporary power pole only and does not authorize any site construction and/or excavation. A separate Building Permit will be required prior to commencement of any other work on this site. If work on this site could lead to ground disturbance (impacting soil) advise applicant to contact the Provincial Archaeology Branch at 250-953-3334 for a list of archaeological consultants, who when retained by the proponent, will apply on the proponent’s behalf for the necessary archaeological permits. In addition, please be advised that reports from an Archaeologist (Archaeological Overview Assessment (AOA) or Archaeological Impact Assessment (AIA) reports) and archaeological/heritage inspection permits from the First Nations may be necessary prior to the release of your City of Vancouver permits. Amend: July 24, 2023 remove renewal permit | AIGO TECHNOLOGY INC
EP-2022-05325 | 2022-06-23 | 3822 W 50TH AVENUE, Vancouver, BC V6N 3V5 | Electrical Permit | Residential | New | Expired | Temporary Power - Residential - To provide temporary power. Valid June 22, 2022 until June 21, 2023 If work on this site could lead to ground disturbance (impacting soil) advise applicant to contact the Provincial Archaeology Branch at 250-953-3334 for a list of archaeological consultants, who when retained by the proponent, will apply on the proponent’s behalf for the necessary archaeological permits. In addition, please be advised that reports from an Archaeologist (Archaeological Overview Assessment (AOA) or Archaeological Impact Assessment (AIA) reports) and archaeological/heritage inspection permits from the First Nations may be necessary prior to the release of your City of Vancouver permits. | Aidea Solutions Ltd
PP-2023-03470 | 2023-10-03 | 3822 W 50TH AVENUE, Vancouver, BC V6N 3V5 | Plumbing Permit | Residential | New | Issued | Residential - 2FD+SS - EAST - 3822 W 50TH AV WEST - 3824 W 50TH AV - #1 & #2 Onsite rain water leader ONLY PLEASE NOTE: If work on this site could lead to ground disturbance (impacting soil) advise applicant to contact the Provincial Archaeology Branch at 250-953-3334 for a list of archaeological consultants, who when retained by the proponent, will apply on the proponent’s behalf for the necessary archaeological permits. In addition, please be advised that reports from an Archaeologist (Archaeological Overview Assessment (AOA) or Archaeological Impact Assessment (AIA) reports) and archaeological/heritage inspection permits from the First Nations may be necessary prior to the release of your City of Vancouver permits. >DB: To construct a 2 storey two-family dwelling with a secondary suite located in the Main Floor with a detached accessory building (garage) and 2 open parking at the rear providing 4 parking spaces, having vehicular access from the lane. Note: The entire building to be sprinklered to 2 x NFPA 13D Note: This is a 2 storey building pursuant to the Zoning and Development By-Law 1. Flood Plain Covenant Reference: CB833567-CB833568 2. Covenant registered at the Land Title Office under CB833656-CB833566 3. Mechanical unit proposed – Exterior component located in rear, Interior component located in upper ******THIS PERMIT HAS BEEN ISSUED UNDER THE REQUIREMENTS OF VBBL #12511 (2019)****** | Scottech Innovation Ltd
EP-2023-08591 | 2023-10-12 | 3822 W 50TH AVENUE, Vancouver, BC V6N 3V5 | Electrical Permit | Residential | New | Issued | Installation / Repair - Residential - ¦ 2FD + 1SS- 2 SEPARATE 200A SERVICES ¦ >Work Description: 2FD+2SS - Duplex - Residential -2 Single Meter service for each unit. New house wiring: single phase service, panel. All outlet, roughing and connection, lighting system and all electrical equipment connection. Plus prewire data cables and communication with finishing. - Duplex dwelling with one legal suite. T 240 V 1 Phase 3 Wires from BC Hydro Service ( 200 amp for each duplex unit). 2 Meter system. 2x200 Amp; 250 Kcmil /Al for Each duplex unit. 60A, 1Awg /AL for legal suite. *Work on this site will not lead to ground disturbance (impacting soil) *An approved mechanical permit is required for the installation of air conditioning or heat pump unit at the time of installation before an electrical inspection will be performed >BP: To construct a 2 storey two-family dwelling with a secondary suite located in the Main Floor ($998,352) with a detached accessory building (garage) and 2 open parking at the rear providing 4 parking spaces, having vehicular access from the lane. Note: The entire building to be sprinklered to 2 x NFPA 13D Note: This is a 2 storey building pursuant to the Zoning and Development By-Law Note: As shown by an asterisk (*) on the building permit floor plans and/or elevations, exit protection is required to be provided in accordance with Articles 9.9.4.4., 9.9.4.6., and/or 9.37.2.8. of the 2019 VBBL. 1. Flood Plain Covenant Reference: CB833567-CB833568 2. Covenant registered at the Land Title Office under CB833656-CB833566 3. Mechanical unit proposed – Exterior component located in rear, Interior component located in upper ***NOTE: see specifics location for further conditions*** | AIGO TECHNOLOGY INC
PP-2023-04323 | 2023-12-14 | 3822 W 50TH AVENUE, Vancouver, BC V6N 3V5 | Plumbing Permit | Residential | New | Issued | Residential - 2FD+SS - EAST - 3822 W 50TH AV WEST - 3824 W 50TH AV - #1 & #2 New drainage and water lines PLEASE NOTE: Work under this permit does not authorize excavation, including the disturbance of soils. Should work necessitate excavation or the disturbance of soils, stop work immediately contact the City of Vancouver, and consult an Archaeologist or the Archaeological Branch of British Columbia for the necessary approvals >DB: To construct a 2 storey two-family dwelling with a secondary suite located in the Main Floor with a detached accessory building (garage) and 2 open parking at the rear providing 4 parking spaces, having vehicular access from the lane. Note: The entire building to be sprinklered to 2 x NFPA 13D Note: This is a 2 storey building pursuant to the Zoning and Development By-Law 1. Flood Plain Covenant Reference: CB833567-CB833568 2. Covenant registered at the Land Title Office under CB833656-CB833566 3. Mechanical unit proposed – Exterior component located in rear, Interior component located in upper ******THIS PERMIT HAS BEEN ISSUED UNDER THE REQUIREMENTS OF VBBL #12511 (2019)****** | Aquaman Plumbing And Heating Ltd
PP-2022-02678 | 2022-08-03 | 3839 W 51ST AVENUE, Vancouver, BC V6N 3V9 | Plumbing Permit | Residential | New | Completed | Residential - Lawn Irrigation | Lushland Irrigation & Landscaping Ltd
PP-2021-04038 | 2022-01-10 | 3839 W 51ST AVENUE, Vancouver, BC V6N 3V9 | Plumbing Permit | Residential | New | Completed | Residential - This is a new house with 24 fixtures ** Amend 02/04/2022** Add two deck drains No outside digging all wok to be done inside To construct a 2 storey single family dwelling with an accessory building (garage + storage) in rear providing 3 parking spaces + Storage having vehicular access from the lane. Work under this permit shall be in accordance with the advice provided from the Archaeology Branch of BC’s email dated May 22, 2020. In the unlikely event unanticipated archaeological remains are encountered, stop work immediately and contact the Province at 250.953.3345. | AKAL Plumbing & Heating Ltd
SP-2022-00180 | 2022-02-09 | 3839 W 51ST AVENUE, Vancouver, BC V6N 3V9 | Sprinkler Permit | Residential | New | Completed | Residential - Install sprinklers in sfd >BP: To construct a 2 storey single family dwelling with an accessory building (garage + storage) in rear providing 3 parking spaces + Storage having vehicular access from the lane. *If work on this site could lead to ground disturbance (impacting soil), contact the Provincial Archaeology Branch at 250-953-3334 for a list of archaeological consultants, who when retained by the proponent, will apply on the proponent’s behalf for the necessary archaeological permits. In addition, please be advised that reports from an Archaeologist (Archaeological Overview Assessment (AOA) or Archaeological Impact Assessment (AIA) reports) and archaeological/heritage inspection permits from the First Nations may be necessary prior to the release of your City of Vancouver permits. | Gold Key Fire Protection Ltd
EP-2022-00810 | 2022-03-22 | 3839 W 51ST AVENUE, Vancouver, BC V6N 3V9 | Electrical Permit | Residential | New | Completed | Installation / Repair - Residential - To continue work started by others (EP-2019-10250) "load calc & checklist accepted on the previous EP" This project was developed by other contractor before, which already pass underground inspection, server inspection and partial rough in inspection of garage. Plus connect the power by Bc hydro. Now because of changing to the new developer ,we are going to take care of this jobsite single-phase service, all outlets, roughing and connection, lighting system, and all electrical equipment connection. Also prewire communication cables, data cables and TV Cable. Building to be sprinkled to NFPA 13R requirement. MAIN SERVICE: 200A, MAIN HOUSE: 150A, 1 Meter System. >To construct a 2 story single family dwelling with an accessory building (garage + storage) in rear providing 3 parking spaces + Storage having vehicular access from the lane. ***If work on this site could lead to the disturbance of soil advise applicant to contact the Provincial Archeology Branch at 250-953-3334 for necessary permits. In addition, please be advised that reports from an Archeologist (AIA, AOA) and permits from the First Nations may be necessary prior to the release of your City of Vancouver permits. | Aidea Solutions Ltd
GP-2022-00281 | 2022-02-01 | 3839 W 51ST AVENUE, Vancouver, BC V6N 3V9 | Gas Permit | Residential | New | Completed | Residential - To install boiler range BBQ There is pipping for BBQ No soil disturbance or alteration of grades is permitted to take place under this permit Work under this permit does not authorize excavation, including the disturbance of soils. Should work necessitate excavation or the disturbance of soils, please consult the Archaeological Branch of British Columbia for the necessary approvals. | JOT MECHANICAL LTD
PP-2022-04463 | 2022-12-14 | 3823 W 51ST AVENUE, Vancouver, BC V6N 3V9 | Plumbing Permit | Residential | New | Issued | Residential - Sump | Finest Construction & Renovation Ltd
SP-2023-01358 | 2023-07-26 | 3823 W 51ST AVENUE, Vancouver, BC V6N 3V9 | Sprinkler Permit | Residential | New | Issued | Residential - Install sprinklers in sfd >BP: To develop a 2 storey single family dwelling with an accessory building (garage) in rear providing 4 parking spaces having vehicular access from the lane. Flood Plain Covenant Reference No: CB161140-CB161141 The entire building, INCLUDING THE ATTACHED GARAGE (if applicable), to be sprinklered to NFPA 13D. Note: This is a 2 storey building pursuant to the Zoning and Development By-Law 1- No Bar/Sink proposed 2- A/C unit proposed in rear yard 3- Schedule B: Antony Wang P.Eng (604.618.6236) Structural & Geotechnical 4- Schedule B: Heqing Jian P.Eng (778.987.7461) Geotechnical 5- Schedule B: Antony Wang P.Eng (604.618.6236) Architectural 6- HPO: Residential Builder - Boyoung Group Homes Ltd | Gold Key Fire Protection Ltd
GP-2023-01921 | 2023-06-26 | 3823 W 51ST AVENUE, Vancouver, BC V6N 3V9 | Gas Permit | Residential | New | Issued | Residential - 1 boiler, 1 stove & 1 bbq Complete installation >BP: To develop a 2 storey single family dwelling If work on this site could lead to ground disturbance (impacting soil) advise applicant to contact the Provincial Archaeology Branch at 250-953-3334 for a list of archaeological consultants, who when retained by the proponent, will apply on the proponent’s behalf for the necessary archaeological permits. In addition, please be advised that reports from an Archaeologist (Archaeological Overview Assessment (AOA) or Archaeological Impact Assessment (AIA) reports) and archaeological/heritage inspection permits from the First Nations may be necessary prior to the release of your City of Vancouver permits. | Apple Mechanical Ltd
EP-2023-05209 | 2023-07-18 | 3823 W 51ST AVENUE, Vancouver, BC V6N 3V9 | Electrical Permit | Residential | New | Issued | Installation / Repair - Residential - new house electrical and low voltage wiring *An approved mechanical permit is required for the installation of air conditioning or heat pump unit at the time of installation before an electrical inspection will be performed >Permit Amendment Oct 11, 2023 -Change service from 120/240 V 400A to 120/240v 200A *Load calculation to comply with the installation *Document(s) uploaded to "Application Documents" tab for Electrical Inspector review. Documents are at pending status at time of permit amendment approval >BP: To develop a 2 storey single family dwelling with an accessory building (garage) in rear providing 4 parking spaces having vehicular access from the lane. Flood Plain Covenant Reference No: CB161140-CB161141 The entire building, INCLUDING THE ATTACHED GARAGE (if applicable), to be sprinklered to NFPA 13D. Note: This is a 2 storey building pursuant to the Zoning and Development By-Law 1- No Bar/Sink proposed 2- A/C unit proposed in rear yard 3- Schedule B: Antony Wang P.Eng (604.618.6236) Structural & Geotechnical ******THIS PERMIT HAS BEEN ISSUED UNDER THE REQUIREMENTS OF VBBL #12511 (2019)****** ****If work on this site could lead to ground disturbance (impacting soil) advise applicant to contact the Provincial Archaeology Branch at 250-953-3334 for a list of archaeological consultants, who when retained by the proponent, will apply on the proponent’s behalf for the necessary archaeological permits. In addition, please be advised that reports from an Archaeologist (Archaeological Overview Assessment (AOA) or Archaeological Impact Assessment (AIA) reports) and archaeological/heritage inspection permits from the First Nations may be necessary prior to the release of your City of Vancouver permits. | Ema Electric Ltd
PP-2023-00754 | 2023-03-07 | 3823 W 51ST AVENUE, Vancouver, BC V6N 3V9 | Plumbing Permit | Residential | New | Issued | Residential - Plumbing for 4 bathroom single family house >BP: To develop a 2 storey single family dwelling with an accessory building (garage) in rear providing 4 parking spaces having vehicular access from the lane. Flood Plain Covenant Reference No: CB161140-CB161141 The entire building, INCLUDING THE ATTACHED GARAGE (if applicable), to be sprinklered to NFPA 13D. Note: This is a 2 storey building pursuant to the Zoning and Development By-Law 1- No Bar/Sink proposed 2- A/C unit proposed in rear yard 3- Schedule B: Antony Wang P.Eng (604.618.6236) Structural & Geotechnical 4- Schedule B: Heqing Jian P.Eng (778.987.7461) Geotechnical 5- Schedule B: Antony Wang P.Eng (604.618.6236) Architectural 6- HPO: Residential Builder - Boyoung Group Homes Ltd | Apple Mechanical Ltd
MP-2023-00404 | 2023-03-17 | 3823 W 51ST AVENUE, Vancouver, BC V6N 3V9 | Mechanical Permit | NULL | NULL | Issued | NULL | Apple Mechanical Ltd
MP-2023-01597 | 2023-08-31 | 3823 W 51ST AVENUE, Vancouver, BC V6N 3V9 | Mechanical Permit | NULL | NULL | Issued | NULL | Lumi HVAC Ltd
GP-2023-02602 | 2023-09-07 | 3852 W 50TH AVENUE, Vancouver, BC V6N 3V5 | Gas Permit | Residential | New | Issued | Residential - 2 Ranges, 1 BBQ & 1 Dryer >BP: To construct a 2 storey single detached house with an existing accessory building (garage and storage) in rear providing 3 parking spaces having vehicular access from the lane. If work on this site could lead to ground disturbance (impacting soil) contact the Provincial Archaeology Branch at 250-953-3334 for a list of archaeological consultants | AKAL Plumbing & Heating Ltd
SP-2023-01708 | 2023-09-19 | 3852 W 50TH AVENUE, Vancouver, BC V6N 3V5 | Sprinkler Permit | Residential | New | Issued | Residential - New fire sprinkler installation >BP: To construct a 2 storey single detached house with an existing accessory building (garage and storage) in rear providing 3 parking spaces having vehicular access from the lane. Note: Site has 6' lane dedication and a corner cut- all - covenants on land title *Envelope and Environmental Separation designed according to Part 5. Note: This is a 2 storey building pursuant to the Zoning and Development By-Law ******THIS PERMIT HAS BEEN ISSUED UNDER THE REQUIREMENTS OF VBBL 2019****** ***This permit is issued under the VBBL 2019, with updated energy requirements as per bylaw # 12997 effective Jan 01, 2022.*** The entire building to be sprinklered to NFPA 13D. | Spectrum Fire Protection Ltd
PP-2024-00023 | 2024-01-04 | 3852 W 50TH AVENUE, Vancouver, BC V6N 3V5 | Plumbing Permit | Residential | New | Completed | Residential - Complete new automatic irrigation system Note: There is always a possibility of previously unknown archaeological materials to be present. In British Columbia, all archaeological sites, whether on Provincial Crown or private land (including land under water) that are known, or unknown and suspected to predate AD 1846, are automatically protected under the Provincial Heritage Conservation Act (HCA) and must not be altered in any way without the appropriate authorizations. Alteration of any archaeological site known or as-yet unidentified is a violation of the HCA. If archaeological materials are found, at any stage of ground disturbance, all work on the property must stop immediately and the Provincial Archaeological Branch, City of Vancouver and local First Nations, must be notified.” >BP: To construct a 2 storey single detached house with an existing accessory building (garage and storage) in rear providing 3 parking spaces having vehicular access from the lane. | Greenland Irrigation Ltd
PP-2023-01360 | 2023-04-19 | 3852 W 50TH AVENUE, Vancouver, BC V6N 3V5 | Plumbing Permit | Residential | New | Issued | Residential - This is a new house with 22 fixtures. >BP: To construct a 2 storey single detached house with an existing accessory building (garage and storage) in rear providing 3 parking spaces having vehicular access from the lane. | AKAL Plumbing & Heating Ltd
EP-2023-03425 | 2023-04-25 | 3852 W 50TH AVENUE, Vancouver, BC V6N 3V5 | Electrical Permit | Residential | New | Issued | Installation / Repair - Residential - This project was developed by other contractor before, which already pass underground inspection, server inspection and partial rough in inspection of garage. Plus connect the power by Bc hydro. Now because of changing to the new developer ,we are going to take care of this jobsite single-phase service, all outlets, roughing and connection, lighting system, and all electrical equipment connection. Also prewire communication cables, data cables and TV Cable. Building to be sprinkled to NFPA 13R requirement. MAIN SERVICE: 200A, MAIN HOUSE: 150A, 1 Meter System *Work on this site couldn’t lead to ground disturbance *An approved mechanical permit is required for the installation of air conditioning or heat pump unit at the time of installation before an electrical inspection will be performed >If work on this site could lead to ground disturbance (impacting soil) advise applicant to contact the Provincial Archaeology Branch at 250-953-3334 for a list of archaeological consultants, who when retained by the proponent, will apply on the proponent’s behalf for the necessary archaeological permits. In addition, please be advised that reports from an Archaeologist (Archaeological Overview Assessment (AOA) or Archaeological Impact Assessment (AIA) reports) and archaeological/heritage inspection permits from the First Nations may be necessary prior to the release of your City of Vancouver permits. | AIGO TECHNOLOGY INC
PP-2023-00464 | 2023-02-14 | 3852 W 50TH AVENUE, Vancouver, BC V6N 3V5 | Plumbing Permit | Residential | New | Issued | Residential - Sump installation for main house BP: To construct a 2 storey single detached house with an existing accessory building (garage and storage) in rear providing 3 parking spaces having vehicular access from the lane. Note: Site has 6' lane dedication and a corner cut- all - covenants on land title If work on this site could lead to ground disturbance (impacting soil) advise applicant to contact the Provincial Archaeology Branch at 250-953-3334 for a list of archaeological consultants, who when retained by the proponent, will apply on the proponent’s behalf for the necessary archaeological permits. In addition, please be advised that reports from an Archaeologist (Archaeological Overview Assessment (AOA) or Archaeological Impact Assessment (AIA) reports) and archaeological/heritage inspection permits from the First Nations may be necessary prior to the release of your City of Vancouver permits. Staff to document this was advised to the applicants, and to let your Manager know this application is in the system. | Finest Construction & Renovation Ltd
MP-2023-01362 | 2023-07-26 | 3852 W 50TH AVENUE, Vancouver, BC V6N 3V5 | Mechanical Permit | NULL | NULL | Issued | NULL | AKAL Plumbing & Heating Ltd
EP-2022-02516 | 2022-03-29 | 3819 BOUNDARY ROAD, Vancouver, BC V5R 2M4 | Electrical Permit | Commercial | NULL | Expired | Annual / Operating - General Maintenance Valid March 18/2022 until March 17/2023 Renewal of EP-2021-02079 | DELCO ELECTRIC LTD
EP-2023-03308 | 2023-06-06 | 3819 BOUNDARY ROAD, Vancouver, BC V5R 2M4 | Electrical Permit | Commercial | NULL | Issued | Annual / Operating - General Maintenance -renewal of: EP-2022-02516 -valid: March 18, 2023- March 17, 2024 | DELCO ELECTRIC LTD
EP-2023-00859 | 2023-02-02 | 3333 BRIDGEWAY, Vancouver, BC | Electrical Permit | Commercial | Tenant Improvement | Completed | Installation / Repair - Commercial - Supply and install new service to Unit 110 (3339 Bridgeway) 600V to be brought from meter stack, feeding stepdown transformer (600-120/208V) to 120/208V Panel. Conduit back to meter stack is existing, wire pulled in will be new. -Service is new, there is only existing conduit from meter stack to tenant space. There is currently no service in the tenant space.. The service to be installed is 120/208V 100 amp 3 phase, fed from the 600V meter stack on 2nd floor, requiring stepdown transformer *Permit Amendment Jun 29, 2023 -"Master meter for entire building to remain, CRU meter is just an information meter" *Permit Amendment Feb 23, 2023 -"Per meeting on site with building inspector, building permit determined not required. Please speak with Steve Voskakis (Building inspector) for confirmation" *Permit Amendment Feb 16, 2023 -"Occupancy Permit", please request additional information again as this conversation is ongoing -Please amend permit to reflect service as "600V 70A" which will be used to feed a 120/208V 100A panel within unit" | Complete Power Systems Ltd
NULL | NULL | 3333 BRIDGEWAY, Vancouver, BC | Electrical Permit | Commercial | Addition | Withdrawn | Installation / Repair - Commercial - Rough-in of telecommunications wire for network cameras. | NULL
EP-2023-05924 | 2023-09-22 | 3333 BRIDGEWAY, Vancouver, BC | Electrical Permit | Commercial | NULL | Issued | Annual / Operating - NEW annual operating permit on behalf of client | Complete Power Systems Ltd
EP-2022-10573 | 2022-12-20 | 3333 BRIDGEWAY, Vancouver, BC | Electrical Permit | Commercial | Addition | Completed | Installation / Repair - Commercial - Get BC Hydro to install meter for storage office panel - Electrical work performed by other contractor for office under old permit. *Permit Amendment Jun 29, 2023 -"Master meter for entire building to remain, CRU meter is just an information meter" *Permit Amendment Feb 17, 2023 -"amend permit to reflect proper voltage of service (600V) as permit currently states service is 120/208V" *Permit Amendment Jan 19th, 2023 -"amend permit to reflect 70 amp feed to Unit 101 (storage office) 347/600V. Require meter to be installed by BC Hydro. The actual Unit number per the drawings is Unit 101" >BP: #100 Interior alterations to install self storage lockers for Mini-storage Warehouse on Level 3-5 of this existing commercial building. New Tenant: Access Self Storage Inc OK for field review as per DBI, Steve Voskakis. Notes: - Schedule B, Architectural, W. Neil Robertson, Architect, 604-688-5585. - This building is sprinklered. DBI to determine if a separate sprinkler permit is required. | Complete Power Systems Ltd
EP-2023-00133 | 2023-01-06 | 3333 BRIDGEWAY, Vancouver, BC | Electrical Permit | Commercial | Addition | Completed | Installation / Repair - Commercial - First and Third Floor - Relocated (2) exit signs in various locations, add (2) new exit signs, installed (10) outlets in office area, relocated thermostat in office, relocated lights on 3rd floor, some conduit work for door access control/security on exterior. Removed outlets that were being covered by aluminum paneling of storage units #100 Interior alterations to install self storage lockers for Mini-storage Warehouse on Level 3-5 of this existing commercial building. New Tenant: Access Self Storage Inc >Permit Amendment Oct 10, 2023 -"4th floor - mimic 3rd floor, add convenience receptacles, relocate obstructed exit signs, add additional exit signs, relocate lights that end up in lockers, relocate junction boxes that end up in lockers -5th floor - 4th floor - mimic 3rd floor, add convenience receptacles, relocate obstructed exit signs, add additional exit signs, relocate lights that end up in lockers, relocate junction boxes that end up in lockers" *Document(s) uploaded to "Application Documents" tab for Electrical Inspector review. Documents are at pending status at time of permit amendment approval >Permit Amendment Feb 16, 2023 "Re+ Re of fire alarm devices and fire alarm verification. Corridor outlet installations (after they have been removed for the 3rd floor Include re&re of outlets in corridors of 4th and 5th floors, Replacement of painted horn for FA on the 4th and 5th floors, add (4) exit signs in North hallways on 4th and 5th floors. Relocate lights that end up where storage lockers interfere" | Complete Power Systems Ltd
EP-2022-07776 | 2022-09-16 | 3333 BRIDGEWAY, Vancouver, BC | Electrical Permit | Commercial | NULL | Expired | Annual / Operating - Ensure that the building maintenance is monitored and completed to current CE Code requirements. Ensure that all work related to the Fire Alarm System and base building distribution system is only completed by the Annual operating permit holder. Sept 16,2022 until Sept 15, 2023 | DNA Electric Ltd
EP-2023-11095 | 2023-12-12 | 3333 BRIDGEWAY, Vancouver, BC | Electrical Permit | Commercial | New | Completed | Installation / Repair - Commercial - Install 12 customer provided cameras | SIGHTLINE TECHNOLOGY LTD.
NULL | NULL | 3333 BRIDGEWAY, Vancouver, BC | Electrical Permit | Commercial | New | Draft | Installation / Repair - Commercial - Camera installation | SIGHTLINE TECHNOLOGY LTD.
NULL | NULL | 3333 BRIDGEWAY, Vancouver, BC | Electrical Permit | Commercial | New | Draft | Installation / Repair - Commercial - Installation of cameras on level 3. Labour only. Owner supplied cameras. Work is on level 3 only. | SIGHTLINE TECHNOLOGY LTD.
EP-2023-07379 | 2023-08-14 | 3333 BRIDGEWAY, Vancouver, BC | Electrical Permit | Commercial | Addition | Completed | Installation / Repair - Commercial - Extra low voltage work. Rough-in only of low voltage wires. Work is on level 3 only. >BP: #100 Interior alterations to install self storage lockers for Mini-storage Warehouse on Level 3-5 of this existing commercial building. New Tenant: Access Self Storage Inc OK for field review as per DBI, Steve Voskakis. Notes: - Schedule B, Architectural, W. Neil Robertson, Architect, 604-688-5585. - This building is sprinklered. DBI to determine if a separate sprinkler permit is required. | CNS Connection Solutions Inc
EP-2022-00601 | 2022-03-23 | 3333 BRIDGEWAY, Vancouver, BC | Electrical Permit | Commercial | New | Completed | Installation / Repair - Commercial - Electrical Heat trace for sprinkler lines >BP: To construct a new 6-storey industrial building including, 3 floors of wholesale tenants (Group F2) with ancillary offices on Levels 1, 2 and 6 and 3 floors of Mini-storage Warehouse (Group F2) on levels 3, 4 and 5 all over 1 level of underground parking (Group F3). 20-Feb-2018 - Stage 1 (Excavation & Shoring & Retaining Wall) issued. 30-Oct-2018 - Stage 2 (Foundation to Grade, Structural only) issued. 24-May-2019 - Stage 3 (Full Construction) issued. Revision#1 - 05-Feb-2018 Changes to excavation, shoring and retaining wall (Stage 1) Letter by Ward Phillips, P. Eng. on file. Changes to structural work to grade (Stage 2) Change of Structural Engineer of Record. Effective January 28, 2019 Li-Qing Shi has assumed responsibilities of the professional responsible for structural discipline. New Structural Schedule B on file. Rev#2 - 24-Jan-2022 Storage lockers are removed from this Permit, and shown on plans as dotted lines with note "Tenant Improvement Storage Lockers to be laid out per dotted lines as shown." Related drawings: A2.17, A2.18, A2.19, A2.20, A2.21, A2.22. | Kaliber Power Corp
EP-2023-08953 | 2023-10-10 | 777 RICHARDS STREET, Vancouver, BC | Electrical Permit | Commercial | Tenant Improvement | Completed | Installation / Repair - Commercial - Install conduit and wiring for car charger in parkade; the power draw of the car charger to be added at 777 Richards Street in level P1. We are installing 1 x CT4000 Dual port car charger which supplies 30 amps of power per charging cable. This model from Chargepoint is a Dual port device to charge 2 cars at the same time. 30A x 208V = 6,240W x 2 cables = 12,480 watts of total power at full load. This charger will be fed by 2 x 2 pole – 208V – 40A circuit breakers from a local house panel within the parkade. | Canem Systems Ltd
GP-2023-03562 | NULL | 777 RICHARDS STREET, Vancouver, BC | Gas Permit | Commercial | Tenant Improvement | Withdrawn | Commercial - Install a pool heater | MCKIM MECHANICAL
EP-2023-07965 | 2023-09-01 | 3185 RIVERWALK AVENUE, Vancouver, BC V1V 1V1 | Electrical Permit | Commercial | NULL | Issued | Annual / Operating - ANNUAL OPERATING PERMIT Operating Permit for a BC housing rental building -renewal of EP-2022-07266 -Effective: Sept. 3, 2023 - Sept. 2, 2024 | LORE ELECTRIC INC
EP-2022-07266 | 2022-08-29 | 3185 RIVERWALK AVENUE, Vancouver, BC V1V 1V1 | Electrical Permit | Commercial | NULL | Expired | Annual / Operating - ANNUAL OPERATING PERMIT Operating Permit for a BC housing rental building -renewal of EP-2021-06605 -Effective: Sept. 3, 2022 - Sept. 2, 2023 | LORE ELECTRIC INC
EP-2022-10782 | 2023-01-03 | 3185 RIVERWALK AVENUE, Vancouver, BC V1V 1V1 | Electrical Permit | Commercial | New | Completed | Installation / Repair - Commercial - Installation of electric vehicle chargers using existing circuits, re-wire, and new conduit installation for assigned charging stalls. We are installing three (3) dual port ChargePoint CT4000 chargers utilizing the existing branch circuits. There will not be more than one EV charger supplied per branch circuit. There are no existing EV chargers installed on location. | S1 ELECTRIC LTD
SP-2022-00228 | 2022-03-09 | 2233 COLUMBIA STREET, Vancouver, BC V5Y 1K8 | Sprinkler Permit | Commercial | Tenant Improvement | Completed | Commercial - Customer is adding walls to create offices. Adding New 1 1/4" branch line in order to provide coverage on outside of offices as next branch line is to far away. >BP:#300 - 3rd floor (full floor tenant) Interior alterations to provide tenant improvements to the existing office tenant on the 3rd floor (#300) in this existing commercial building on this site. Scope of work: remove partition wall, install new demountable partition system, ceiling work, relocate light fixtures and electrical work. TENANT: Agriforce Growing Systems Ltd. OK for field review as per J. Zhang, Jan.11/22 *****This application does not include any of the following: 1. Not more than 20 sprinklers (add, relocate, or remove), 2. hydraulic calculations, 3. change in occupancy and /or hazard classification, 4. warehouse storage arrangements, 5. mobile compact storage arrangements, 6. alternative solutions, 7. changes to the sprinkler system supply piping (e.g. valves, mains, cross-mains, branch-lines, etc.), or 8. flexible sprinkler pipe | Essential Fire-Protection Inc
EP-2022-02214 | 2022-03-23 | 2233 COLUMBIA STREET, Vancouver, BC V5Y 1K8 | Electrical Permit | Commercial | Tenant Improvement | Completed | Installation / Repair - Commercial - re and re existing lights, add plugs and data wiring >BP: Interior alterations to provide tenant improvements to the existing office tenant on the 3rd floor (#300) in this existing commercial building on this site. Scope of work: remove partition wall, install new demountable partition system, ceiling work, relocate light fixtures and electrical work. TENANT: Agriforce Growing Systems Ltd. OK for field review as per J. Zhang, Jan.11/22 E2 upgrade - HVAC - #3 Clean and Balance all air systems per 6.7.2.3.2. of ASHRAE 90.1-2016 Energy checklist is currently no longer required with your Building Permit (BP) application. Some supporting documents are still required at BP stage, specifically Envelope and HVAC, if applicable. Service Water Heating and Lighting supporting documents, if applicable, must be submitted with your related trades permits (e.g. electrical and plumbing). All energy upgrades will be checked during inspections stage. It is the applicant’s responsibility to identify and note all required upgrades including energy upgrades on their BP drawings at BP stage. | David Stein
EP-2022-10683 | 2022-12-20 | 2233 COLUMBIA STREET, Vancouver, BC V5Y 1K8 | Electrical Permit | Commercial | Renovation | Completed | Installation / Repair - Commercial - Tenant improvement - install 2 receptacles, 3 quad receptacles, 3 data, 2 linear lights, 2 exits >BP: Interior alterations to provide improvements for this existing full floor office tenant on the 2nd floor (#200) of this existing commercial building on this site. Scope of work: construct new partition walls/doors to create 3 office rooms, finishes, electrical and sprinkler work. TENANT: 3VGeomatics Letter of Assurance submitted by: Architectural/Mechanical/Electrical Schedule B, Amir Abbasinik, P.Eng., M.Eng. ph#604.727.3639. E-2 upgrade - Lighting #1 upgraded to Local Control (per 9.4.1.1.(a) of ASHRAE 90.1.-2016) Energy checklist is currently no longer required with your Building Permit (BP) application. Some supporting documents are still required at BP stage, specifically Envelope and HVAC, if applicable. Service Water Heating and Lighting supporting documents, if applicable, must be submitted with your related trades permits (e.g. electrical and plumbing). All energy upgrades will be checked during inspections stage. It is the applicant's responsibility to identify and note all required upgrades including energy upgrades on their BP drawings at BP stage. | Adanac Electric Ltd
SP-2023-00500 | 2023-03-23 | 2233 COLUMBIA STREET, Vancouver, BC V5Y 1K8 | Sprinkler Permit | Commercial | Tenant Improvement | Completed | Commercial - Add sprinkler heads for tenant improvement. >BP: Interior alterations to provide improvements for this existing full floor office tenant on the 2nd floor (#200) of this existing commercial building on this site. Scope of work: construct new partition walls/doors to create 3 office rooms, finishes, electrical and sprinkler work. *****This application does not include any of the following: 1. Not more than 20 sprinklers (add, relocate, or remove), 2. hydraulic calculations, 3. change in occupancy and /or hazard classification, 4. warehouse storage arrangements, 5. mobile compact storage arrangements, 6. alternative solutions, 7. changes to the sprinkler system supply piping (e.g. valves, mains, cross-mains, branch-lines, etc.), or 8. flexible sprinkler pipe | Priority Fire Systems Ltd
PP-2022-02661 | 2022-08-02 | 1041 SW MARINE DRIVE, Vancouver, BC V6P 6L6 | Plumbing Permit | Commercial | Renovation | Completed | Commercial - Removing unused water treatment system | Scott Wallace
EP-2022-06097 | 2022-07-22 | 601 MAIN STREET, Vancouver, BC V6A 2V4 | Electrical Permit | Commercial | Addition | Completed | Installation / Repair - Commercial - re-lamp, re-ballast for T8 fixture. replace fluorescent potlight into LED downlight | Atlantic Electric Ltd
EP-2022-02016 | 2022-03-11 | 8550 RIVER DISTRICT CROSSING, Vancouver, BC V1V 1V1 | Electrical Permit | Commercial | NULL | Expired | Annual / Operating - Annual Operating Permit -Renewal: EP-2021-01760 -Valid: March 7, 2022 -March 6, 2023 | Colwin Electrical Group
EP-2023-02089 | 2023-03-10 | 8550 RIVER DISTRICT CROSSING, Vancouver, BC V1V 1V1 | Electrical Permit | Commercial | NULL | Issued | Annual / Operating - Annual Operating Permit -Renewal of EP-2022-02016 -Valid: March 7, 2023 -March 6, 2024 | Colwin Electrical Group
EP-2023-04759 | 2023-05-30 | 8558 RIVER DISTRICT CROSSING, Vancouver, BC V1V 1V1 | Electrical Permit | Commercial | Tenant Improvement | Completed | Installation / Repair - Commercial - Install new wireless intrusion system. Low-voltage cabling required for main panel power, keypad, siren, and wireless transceiver only. NO MAGLOCKS. Site Contact - Alex Faucett ¦ Telephone: (778) 316-5504 ¦ afawcett@joeyrestaurants.com >BP: Interior alteration for this CP First Tenant Improvement for this new Restaurant (Local Public Eatery). VBBL 2019 - NFPA 13 Stage 1 - Full Construction First T.I. issued on Aug. 12, 2022. Mechanical Review Notes: 1. Class 1 cooking operations (Grease-Laden Vapours). 2. Commercial kitchen exhaust system to NFPA 96 (Type 1 hood). | Paladin Technologies Inc
EP-2023-04079 | 2023-05-10 | 8558 RIVER DISTRICT CROSSING, Vancouver, BC V1V 1V1 | Electrical Permit | Commercial | Tenant Improvement | Completed | Installation / Repair - Commercial - Low voltage HVAC controls >BP: Interior alteration for this CP First Tenant Improvement for this new Restaurant (Local Public Eatery). VBBL 2019 - NFPA 13 Stage 1 - Full Construction First T.I. issued on Aug. 12, 2022. Mechanical Review Notes: 1. Class 1 cooking operations (Grease-Laden Vapours). 2. Commercial kitchen exhaust system to NFPA 96 (Type 1 hood). | Olympic Controls Inc
NULL | NULL | 8558 RIVER DISTRICT CROSSING, Vancouver, BC V1V 1V1 | Sprinkler Permit | Commercial | New | Withdrawn | Commercial - ‘installation of automatic sprinkler system’ | Active Fire & Safety Services Ltd
EP-2022-05226 | 2022-06-23 | 8558 RIVER DISTRICT CROSSING, Vancouver, BC V1V 1V1 | Electrical Permit | Commercial | Tenant Improvement | Completed | Installation / Repair - Commercial - Branch Circuits, Mechanical Connections, Fire Alarm, Lighting, Distribution including Transformers, Conduit for structured cabling. Tenant Improvement for Local Public Eatery (Restaurant) Existing Three Phase 600V 400A service on site, relocating panels and transformer. Adding one double tub 400A panel and one 112.5KVA 600V-120/208V transformer. Amend: May 9th, 2023 see attached Schedule C "Seismic" | Kybe Electrical Contracting Ltd
PP-2022-02210 | 2023-01-06 | 8558 RIVER DISTRICT CROSSING, Vancouver, BC V1V 1V1 | Plumbing Permit | Commercial | Tenant Improvement | Completed | Commercial - New Restaurant Tenant Improvement for Local Public Eatery (Restaurant) | Meridian West Mechanical Ltd
SP-2022-01135 | 2022-12-15 | 8558 RIVER DISTRICT CROSSING, Vancouver, BC V1V 1V1 | Sprinkler Permit | Commercial | Tenant Improvement | Completed | Commercial - For sprinkler system alterations to the 2019 VBBL and NFPA 13, 2013 for the tenant improvements to provide tenant improvements for Local Public Eatery (Restaurant). 1. This application does not include any of the following: • Warehouse storage arrangements, or mobile compact storage arrangements. • Changes to the sprinkler system supply piping (e.g. valves, mains, cross-mains, etc.). • Flexible sprinkler pipe. • Information Technology Equipment Rooms (e.g. IT Rooms, LAN Rooms, etc.). • New alternative solutions and/or modifications to existing alternative solutions. • Change in occupancy and/or hazard classification. Engineer of Record: Ryan Pavey 604-605-0606 pavey@cardinalfire.ca Certified Professional: Robert Heikkila 604-684-2384 heikkila@cftengineering.com | Active Fire & Safety Services Ltd
EP-2023-00144 | 2023-01-16 | 8558 RIVER DISTRICT CROSSING, Vancouver, BC V1V 1V1 | Electrical Permit | Commercial | Tenant Improvement | Completed | Installation / Repair - Commercial - Low voltage wiring or data, audio and camera system NO MAGLOCKS Site Contact - Len Specht 236-984-0193 >BP: Interior alteration for this CP First Tenant Improvement for this new Restaurant (Local Public Eatery). VBBL 2019 - NFPA 13 Stage 1 - Full Construction First T.I. issued on Aug. 12, 2022. Mechanical Review Notes: 1. Class 1 cooking operations (Grease-Laden Vapours). 2. Commercial kitchen exhaust system to NFPA 96 (Type 1 hood). | PALADIN TECHNOLOGIES INC
EP-2022-00462 | 2022-01-24 | 8558 RIVER DISTRICT CROSSING, Vancouver, BC V1V 1V1 | Electrical Permit | Commercial | Renovation | Completed | Installation / Repair - Commercial - Update existing 200Amps 600V service to a 400amp 600V service. >Amend: March 10th -customer did not select "grounding/bonding" in the installation details tab -so for that reason the SERVICE INSPECTION did not get triggered -amending application to add this >>>>>>>>>> March 11th -No other info needed, please proceed with the inspection. | Nightingale Electric Ltd
PP-2022-03741 | 2022-10-19 | 1677 W KING EDWARD AVENUE, Vancouver, BC V6J 2V8 | Plumbing Permit | Residential | New | Issued | Residential - New Plumbing for: >BP: To construct a two and a half storey one-family dwelling with two detached accessory buildings at the rear providing four (4) parking spaces having vehicular access at the lane on this site. 1. No Strata Titling permitted 2. No A/C Unit proposed 4. Bar sink located in basement 5. Schedule B: (Henry S. N Hsu) P.Eng (604.322.7158) Structural 6. Schedule B: (Paul A. Davies) P.Eng (604.770.0355) Geotechnical 7. HPO: Residential Builder- MKL Homes Ltd. AMEND: MAY 3/2023 Add 5 roof drains to permit. Thanks. | T Paradiso Plumbing & Hot Water Heating Inc
NULL | NULL | 1677 W KING EDWARD AVENUE, Vancouver, BC V6J 2V8 | Mechanical Permit | NULL | NULL | Draft | NULL | T Paradiso Plumbing & Hot Water Heating Inc
MP-2022-00448 | 2022-10-21 | 1677 W KING EDWARD AVENUE, Vancouver, BC V6J 2V8 | Mechanical Permit | NULL | NULL | Issued | NULL | T Paradiso Plumbing & Hot Water Heating Inc
NULL | NULL | 1677 W KING EDWARD AVENUE, Vancouver, BC V6J 2V8 | Mechanical Permit | NULL | NULL | Draft | NULL | T Paradiso Plumbing & Hot Water Heating Inc
EP-2022-05097 | 2022-06-15 | 1677 W KING EDWARD AVENUE, Vancouver, BC V6J 2V8 | Electrical Permit | Residential | Addition | Expired | Temporary Power - Residential - To provide temporary power. | Balsam Electric Ltd
PP-2022-02517 | 2022-07-19 | 1677 W KING EDWARD AVENUE, Vancouver, BC V6J 2V8 | Plumbing Permit | Residential | New | Issued | Residential - Permit needed for perimeter drainage, draintile, rain water litre. Permit needed for 3 sediment storm water barrels | Bluestone Contracting Ltd
EP-2023-04931 | 2023-06-05 | 1677 W KING EDWARD AVENUE, Vancouver, BC V6J 2V8 | Electrical Permit | Residential | New | Issued | Installation / Repair - Residential - Class II Circuits Low Voltage wiring to include: Audio, Data, Tel, TV, Security including cameras, low voltage lighting controls, access control. >BP: >BP: To construct a two and a half storey one-family dwelling with two detached accessory buildings at the rear providing four (4) parking spaces having vehicular access at the lane on this site. 1. No Strata Titling permitted 2. No A/C Unit proposed 4. Bar sink located in basement | Pure Image Technology Solutions Ltd
SP-2023-01012 | 2023-06-08 | 1677 W KING EDWARD AVENUE, Vancouver, BC V6J 2V8 | Sprinkler Permit | Residential | New | Issued | Residential - fire suppression system >BP: To construct a two and a half storey one-family dwelling with two detached accessory buildings at the rear providing four (4) parking spaces having vehicular access at the lane on this site. 1. No Strata Titling permitted 2. No A/C Unit proposed 4. Bar sink located in basement | Brent C Williams
GP-2023-01835 | 2023-06-16 | 1677 W KING EDWARD AVENUE, Vancouver, BC V6J 2V8 | Gas Permit | Residential | New | Issued | Residential - 2 Ranges, 1 Boiler, 3 BBQ, 5 Fireplaces & 3 Patio Heater Piping only to 3 patio heaters and 5 fireplaces >BP: To construct a two and a half storey one-family dwelling | A & J GAS SERVICES LTD
EP-2023-05929 | 2023-06-30 | 1677 W KING EDWARD AVENUE, Vancouver, BC V6J 2V8 | Electrical Permit | Residential | New | Issued | Temporary Power - Residential - To provide temporary power. | IHM Mechanical Ltd
NULL | NULL | 1677 W KING EDWARD AVENUE, Vancouver, BC V6J 2V8 | Electrical Permit | Residential | New | Withdrawn | Temporary Power - Residential - To provide temporary power. | IHM Mechanical Ltd
EP-2023-00560 | 2023-01-26 | 1677 W KING EDWARD AVENUE, Vancouver, BC V6J 2V8 | Electrical Permit | Residential | New | Issued | Installation / Repair - Residential - We are wiring and upgrading a service for a new residence, low-voltage will be completed by others. >BP: To construct a two and a half storey one-family dwelling with two detached accessory buildings at the rear providing four (4) parking spaces having vehicular access at the lane on this site. 1. No Strata Titling permitted 2. No A/C Unit proposed 4. Bar sink located in basement | IHM Mechanical Ltd
GP-2023-01226 | 2023-04-14 | 1677 W KING EDWARD AVENUE, Vancouver, BC V6J 2V8 | Gas Permit | Residential | New | Issued | Residential - Installation of 5 gas fireplaces >BP: To construct a two and a half storey one-family dwelling | Urban Fireplaces Ltd
MP-2023-00623 | 2023-04-12 | 1677 W KING EDWARD AVENUE, Vancouver, BC V6J 2V8 | Mechanical Permit | NULL | NULL | Issued | NULL | Nickel Heating & Ventilation
MP-2023-00481 | 2023-03-24 | 3236 W 35TH AVENUE, Vancouver, BC V6N 2N1 | Mechanical Permit | NULL | NULL | Issued | NULL | Apple Mechanical Ltd
PP-2023-00821 | 2023-03-10 | 3236 W 35TH AVENUE, Vancouver, BC V6N 2N1 | Plumbing Permit | Residential | New | Issued | Residential - 1FD+SS - #1 & #2 - Plumbing for 6 bathroom house >DB: To construct a 2 storey one-family dwelling with a secondary suite located in the Basement with an open parking pad, providing a total of 2 parking space, having vehicular access from the 20' Lane. Note: Additional parking for the site has been provided under DB-2021-06231 (Laneway House) 1. Covenant registered at the Land Title Office under CA9880091 2. No Strata Titling permitted 3. A/C proposed – Exterior component located in rear yard, Interior component located in closet on second floor. 4. Bar sink located in basement | Apple Mechanical Ltd
SP-2023-01203 | 2023-07-06 | 3236 W 35TH AVENUE, Vancouver, BC V6N 2N1 | Sprinkler Permit | Residential | New | Issued | Residential - Install sprinklers in sfd The entire building to be sprinklered to NFPA 13D >BP: To construct a 2 storey one-family dwelling with a secondary suite located in the Basement ($1,037,000.00) with an open parking pad, providing a total of 2 parking space, having vehicular access from the 20' Lane. Note: Additional parking for the site has been provided under DB-2021-06231 (Laneway House) 1. Covenant registered at the Land Title Office under CA9880091 2. No Strata Titling permitted 3. A/C proposed – Exterior component located in rear yard, Interior component located in closet on second floor. 4. Bar sink located in basement 5. Schedule B: (Ke Jian Ma) P.Eng (604-599-8890) Structural & Geotechnical 6. HPO: Residential Builder- (Boyoung Group Homes Ltd) Note: This is a 2 storey building pursuant to the Zoning and Development By-Law ** Laneway house permit under DB-2021-06231.** | Gold Key Fire Protection Ltd
GP-2023-01882 | 2023-06-21 | 3236 W 35TH AVENUE, Vancouver, BC V6N 2N1 | Gas Permit | Residential | New | Issued | Residential - 1 Bbq, 1 cook top and 1 boiler >BP: To construct a 2 storey one-family dwelling with a secondary suite | Apple Mechanical Ltd
MP-2023-01353 | 2023-07-25 | 3236 W 35TH AVENUE, Vancouver, BC V6N 2N1 | Mechanical Permit | NULL | NULL | Issued | NULL | Lumi HVAC Ltd
PP-2023-01843 | 2023-05-25 | 3236 W 35TH AVENUE, Vancouver, BC V6N 2N1 | Plumbing Permit | Residential | New | Issued | Residential - Gravity sump installation for main house | Finest Construction & Renovation Ltd
EP-2022-08698 | 2022-10-13 | 3236 W 35TH AVENUE, Vancouver, BC V6N 2N1 | Electrical Permit | Residential | New | Expired | Temporary Power - Residential - To provide temporary power. | Ema Electric Ltd
EP-2022-09582 | 2022-11-10 | 3236 W 35TH AVENUE, Vancouver, BC V6N 2N1 | Electrical Permit | Residential | New | Expired | Temporary Power - Residential - To provide temporary power. | Ema Electric Ltd
EP-2022-09900 | 2023-03-07 | 3236 W 35TH AVENUE, Vancouver, BC V6N 2N1 | Electrical Permit | Residential | New | Issued | Installation / Repair - Residential - main house electrical and low voltage wiring *An approved mechanical permit is required for the installation of air conditioning or heat pump unit at the time of installation before an electrical inspection will be performed >BP: To construct a 2 storey one-family dwelling with a secondary suite located in the Basement ($1,037,000.00) with an open parking pad, providing a total of 2 parking space, having vehicular access from the 20' Lane. Note: Additional parking for the site has been provided under DB-2021-06231 (Laneway House) 1. Covenant registered at the Land Title Office under CA9880091 2. No Strata Titling permitted 3. A/C proposed – Exterior component located in rear yard, Interior component located in closet on second floor. 4. Bar sink located in basement 5. Schedule B: (Ke Jian Ma) P.Eng (604-599-8890) Structural & Geotechnical 6. HPO: Residential Builder- (Boyoung Group Homes Ltd) **THIS PERMIT HAS BEEN ISSUED UNDER THE REQUIREMENTS OF VBBL #12511 (2019) ** | Ema Electric Ltd
GP-2023-00597 | 2023-02-17 | 4018 W 28TH AVENUE, Vancouver, BC V6S 1S8 | Gas Permit | Residential | Renovation | Completed | Residential - Re + re boiler and indirect water tank | Lambert Plumbing & Heating
SP-2022-00497 | 2022-04-06 | 3362 W 13TH AVENUE, Vancouver, BC | Sprinkler Permit | Residential | New | Issued | Residential - Installation of new fire sprinkler system >BP: To construct a 2 storey laneway house building ($157,750) with an open parking pad, providing 1 parking space, having vehicular access from the lane. 1. No A/C unit located | Fire Busters Inc
EP-2022-03935 | 2022-05-13 | 3362 W 13TH AVENUE, Vancouver, BC | Electrical Permit | Residential | Renovation | Issued | Installation / Repair - Residential - Security Alarm >BP: To construct a 2 storey laneway house building ($157,750) with an open parking pad, providing 1 parking space, having vehicular access from the lane. 1. No A/C unit located | Orca Automation Corp
EP-2022-06633 | 2022-08-09 | 777 RICHARDS STREET #4807, Vancouver, BC V6B 0M6 | Electrical Permit | Residential | Renovation | Completed | Installation / Repair - Residential - Kitchen reno: Re-locate existing switches and outlet to other side of wall Run new line for stove , install outlet and breaker Run new line for microwave and install dedicated outlet Use existing and extend garburator line for toaster oven ( re-label at panel) Extend dishwasher line to new location Remove existing ceiling light in living room - install new Re-locate plugs for Murphy bed Supply and install new puck lights and transformer , and new switch -The ceiling area that is opening up to run a wire is a bulkhead area so there is no structure involved. | Kato Electrical Inc
GP-2023-00973 | 2023-03-20 | 857 W 17TH AVENUE, Vancouver, BC V5Z 1V3 | Gas Permit | Residential | Renovation | Completed | Residential - Install one natural gas fireplace insert | Vancouver Gas Fireplaces Ltd
EP-2022-08197 | 2022-09-29 | 438 W KING EDWARD AVENUE, Vancouver, BC V5Y 2J4 | Electrical Permit | Commercial | NULL | Expired | Annual / Operating - Annual Operating Permit -renewal of: EP-2021-06713 -valid: October 8, 2022 - October 7, 2023 Minor electrical installation, repair and maintenance. Minor electrical installation, repair and maintenance. Valid: October 08, 2021 to October 07, 2022 | Berts Electric (2001) Ltd
EP-2023-08664 | 2023-09-26 | 438 W KING EDWARD AVENUE, Vancouver, BC V5Y 2J4 | Electrical Permit | Commercial | NULL | Issued | Annual / Operating - Annual Operating Permit -renewal of: EP-2022-08197 -valid: October 8, 2023 - October 7, 2024 | Berts Electric (2001) Ltd
EP-2022-00198 | NULL | 4707 NW MARINE DRIVE, Vancouver, BC V6T 1A1 | Electrical Permit | Commercial | NULL | Withdrawn | Movie Set / Filming - To allow for Movie Set/Filming Applicant shall provide completed Contractor Declaration form, and dates of filming and associated location(s) to csinspection.clerks@vancouver.ca prior to the commencement of filming. Visit vancouver.ca/inspections for more details. | NULL
PP-2022-03838 | NULL | 4707 NW MARINE DRIVE, Vancouver, BC V6T 1A1 | Plumbing Permit | Commercial | Renovation | Draft | Commercial - Installation of prv valve cew1589480. | Water Design-COV - Paolo Bandiera
EP-2022-10792 | 2023-01-03 | 388 KASLO STREET, Vancouver, BC V1V 1V1 | Electrical Permit | Commercial | NULL | Expired | Annual / Operating - ***Annual Operating Permit*** Valid December 20, 2022 to December 19, 2023 Renewal of EP-2021-00073 | Villa Electric (1980) Ltd
EP-2024-00119 | 2024-01-05 | 388 KASLO STREET, Vancouver, BC V1V 1V1 | Electrical Permit | Commercial | NULL | Issued | Annual / Operating - ANNUAL/OPERATING PERMIT EXPIRED EP:2022-10792 Valid December 20th, 2023 until December 19th, 2024 | Villa Electric (1980) Ltd
PP-2022-00462 | 2022-02-10 | 565 GREAT NORTHERN WAY, Vancouver, BC V5T 1E1 | Plumbing Permit | Commercial | Tenant Improvement | Completed | Commercial - Relocation of Fancoils. Change of use and Major occupancy from A2 university use to office use for levels 1 and 2 of this existing sprinklered high rise building. Level 1 will have a lab space for development, testing and tasting of spirits and storage of the same. There will be compressed gas cylinders of helium, nitrogen and carbon dioxide in the lab space. | Haakon Industries (Canada) Ltd.
EP-2022-03771 | 2022-05-09 | 565 GREAT NORTHERN WAY, Vancouver, BC V5T 1E1 | Electrical Permit | Commercial | Addition | Completed | Installation / Repair - Commercial - The following wires will be installed: . Power cable from the breaker panel to the above control panel (15 amp breaker, single-phase, TECK 90 cable) . Multiconductor instrumentation cable from the above control panel to the ETS panel (Armoured Instrumentation cable) . Ethernet cable from the above control panel to the ETS panel (Armoured Ethernet Cable) Amend: May 19, 2022 Upload photos of work | Deva Solutions Inc
EP-2022-03243 | 2022-04-22 | 565 GREAT NORTHERN WAY, Vancouver, BC V5T 1E1 | Electrical Permit | Commercial | NULL | Expired | Annual / Operating - Annual Operating Permit This permit is for the annual service work that needs to be performed by Hall Electrical Ltd. as requested by Low Tide Properties RENEWAL OF EP-2021-03012 VALID: APR 17, 2022 - APR 16, 2023 | Hall Electrical Ltd
PP-2023-04281 | NULL | 565 GREAT NORTHERN WAY, Vancouver, BC V5T 1E1 | Plumbing Permit | Commercial | Tenant Improvement | Withdrawn | Commercial - Fixtures | DAVIDSON BROS MECHANICAL CONTRACTORS
EP-2023-00142 | 2023-02-03 | 565 GREAT NORTHERN WAY, Vancouver, BC V5T 1E1 | Electrical Permit | Commercial | Renovation | Completed | Installation / Repair - Commercial - Run one data drop for an intercom and install one card reader | Convergint Technologies Ltd
EP-2022-07050 | 2022-08-22 | 565 GREAT NORTHERN WAY, Vancouver, BC V5T 1E1 | Electrical Permit | Commercial | Tenant Improvement | Completed | Installation / Repair - Commercial - Supply and install power for (4) new wave door operators. Supply and install power at new furniture locations. (3) new desks Supply and install (2) USB receptacles Supply and install (2) new data drops for furniture. | Sasco Contractors Ltd
SP-2022-01229 | 2022-08-25 | 565 GREAT NORTHERN WAY, Vancouver, BC V5T 1E1 | Sprinkler Permit | Commercial | Tenant Improvement | Completed | Commercial - UNIT #300 - Sprinkler head adds and deletes #300 - 3rd floor (full floor tenant) >BP: Interior alterations to provide improvements for a new full floor office tenant on the 3rd floor (#300) in this existing commercial building. Scope of work: demo and construction of partition walls ,doors, reflective ceiling, HVAC, millwork, & finishes for new layout. Electrical, plumbing, mechanical, & sprinklers to suit. TENANT: Blackbird Interactive *****This application does not include any of the following: 1. Not more than 20 sprinklers (add, relocate, or remove), 2. hydraulic calculations, 3. change in occupancy and /or hazard classification, 4. warehouse storage arrangements, 5. mobile compact storage arrangements, 6. alternative solutions, 7. changes to the sprinkler system supply piping (e.g. valves, mains, cross-mains, branch-lines, etc.), or 8. flexible sprinkler pipe. | Troy Life & Fire Safety Limited Protection Incendia Troyu Ltee
EP-2022-05859 | 2022-07-13 | 565 GREAT NORTHERN WAY, Vancouver, BC V5T 1E1 | Electrical Permit | Commercial | Tenant Improvement | Completed | Installation / Repair - Commercial - installation of electrical and communication wiring to tenant -electrical installtion includes the following: power outlets, supply and install of lighting, em and exit lighting. >BP: Interior alterations to provide improvements for a new full floor office tenant on the 3rd floor (#300) in this existing commercial building. Scope of work: demo and construction of partition walls ,doors, reflective ceiling, HVAC, millwork, & finishes for new layout. Electrical, plumbing, mechanical, & sprinklers to suit. TENANT: Blackbird Interactive Letters of Assurance submitted by: CRP Schedule A and Architectural Schedule B, Peeroj Thakre, Architect, ph: 604-605-1556 Mechanical Schedule B, Eric Cresswell P.Eng., ph: 604-684-5995 Electrical Schedule A, Birinder Walia, P.Eng., ph: 604-561-3234 Building Sprinklered - Separate sprinkler permit required for proposed sprinkler work. OK for Field Review per K. Vogt February 24, 2022 E2 - Lighting - Upgrade to incorporate Automatic Full OFF (per 9.4.1.1 (h) of ASHRAE 90.1-2016) Energy checklist is currently no longer required with your Building Permit (BP) application. Some supporting documents are still required at BP stage, specifically Envelope and HVAC, if applicable. Service Water Heating and Lighting supporting documents, if applicable, must be submitted with your related trades permits (e.g. electrical and plumbing). All energy upgrades will be checked during inspections stage. It is the applicant’s responsibility to identify and note all required upgrades including energy upgrades on their BP drawings at BP stage. | COASTAL ELECTRICAL SYSTEMS LTD
EP-2023-03064 | 2023-04-11 | 565 GREAT NORTHERN WAY, Vancouver, BC V5T 1E1 | Electrical Permit | Commercial | NULL | Issued | Annual / Operating - Annual Operating Permit This permit is for the annual service work that needs to be performed by Hall Electrical Ltd. as requested by Low Tide Properties Renewal of EP-2022-03243 VALID: APR 17, 2023 - APR 16, 2024 | Hall Electrical Ltd
PP-2023-02033 | 2023-08-31 | 5188 YEW STREET, Vancouver, BC V1V 1V1 | Plumbing Permit | Residential | New | Issued | Residential - 1FD - #1 - lawn irrigation | Sun Gardening & Landscaping Services Ltd
NULL | NULL | VANCOUVER AQUARIUM - 845 AVISON WAY, Vancouver, BC | Electrical Permit | Commercial | Tenant Improvement | Withdrawn | Installation / Repair - Commercial - Underwater Office: Run Pvc conduit from cable tray, to new workstations for an office renovation; Run Cat 5e from server room, to the offices; Install 21 data drops in total = 14 for immediate use and 7 for future and terminate at workstations, not at server side. Demo old fan. | Houle Electric Limited
NULL | NULL | VANCOUVER AQUARIUM - 845 AVISON WAY, Vancouver, BC | Electrical Permit | Commercial | Tenant Improvement | Withdrawn | Installation / Repair - Commercial - 2x 3p30A runs to power ice cream maker; install JB beneath deck for Summer; install 2x twist-lock cab tire receptacles to power machines and will be moved after Summer. | Houle Electric Limited
NULL | NULL | VANCOUVER AQUARIUM - 845 AVISON WAY, Vancouver, BC | Electrical Permit | Commercial | Tenant Improvement | Withdrawn | Installation / Repair - Commercial - After demo of former penguin exhibit - identify any conduit worth saving and re-glue routes in case needed for future use. Saved receptacle, data and audio circuits/raceways. | Houle Electric Limited
NULL | NULL | VANCOUVER AQUARIUM - 845 AVISON WAY, Vancouver, BC | Electrical Permit | Commercial | Tenant Improvement | Withdrawn | Installation / Repair - Commercial - Run 6x sp20A circuits to terrariums, lights and light boxes in Change Gallery - temporary install until relocation tba. | Houle Electric Limited
EP-2023-02663 | 2023-03-28 | VANCOUVER AQUARIUM - 845 AVISON WAY, Vancouver, BC | Electrical Permit | Commercial | Tenant Improvement | Completed | Installation / Repair - Commercial - Supply and install 3 runs of Fiber optics. Note: If work on this site could lead to ground disturbance (impacting soil) advise applicant to contact the Provincial Archaeology Branch at 250-953-3334 for a list of archaeological consultants, who when retained by the proponent, will apply on the proponent’s behalf for the necessary archaeological permits. In addition, please be advised that reports from an Archaeologist (Archaeological Overview Assessment (AOA) or Archaeological Impact Assessment (AIA) reports) and archaeological/heritage inspection permits from the First Nations may be necessary. | Status Electrical Corporation
EP-2022-06354 | 2022-07-28 | VANCOUVER AQUARIUM - 845 AVISON WAY, Vancouver, BC | Electrical Permit | Commercial | NULL | Expired | Annual / Operating - Replacement of existing equipment, regular maintenance work Renewal of EP-2021-06008 VALID: JULY 6, 2022 TO JULY 5, 2023 | Status Electrical Corporation
NULL | NULL | VANCOUVER AQUARIUM - 845 AVISON WAY, Vancouver, BC | Electrical Permit | Commercial | New | Withdrawn | Installation / Repair - Commercial - Prewire / Install CCTV cameras | Columbia Security Systems & Surveillance Inc
EP-2022-09463 | 2022-11-09 | VANCOUVER AQUARIUM - 845 AVISON WAY, Vancouver, BC | Electrical Permit | Commercial | Renovation | Completed | Installation / Repair - Commercial - Completing work on the Vet lab area in rooms 100/101/102/103/104/105/106. Receptacles, data and lighting repairs with minor installations. -The lighting is just retrofitting or swapping old lights for LED equivalent. All work is being performed inside and will not lead to any external, ground or soil disturbance. If work on this site could lead to ground disturbance (impacting soil) advise applicant to contact the Provincial Archaeology Branch at 250-953-3334 for a list of archaeological consultants, who when retained by the proponent, will apply on the proponent’s behalf for the necessary archaeological permits. In addition, please be advised that reports from an Archaeologist (Archaeological Overview Assessment (AOA) or Archaeological Impact Assessment (AIA) reports) and archaeological/heritage inspection permits from the First Nations may be necessary prior to the release of your City of Vancouver permits | Houle Electric Limited
EP-2023-10718 | 2024-01-08 | VANCOUVER AQUARIUM - 845 AVISON WAY, Vancouver, BC | Electrical Permit | Commercial | Addition | Issued | Installation / Repair - Commercial - Install fiber optic cables through the site NO DISTURBANCE TO ANY GROUND OR SOIL | Status Electrical Corporation
EP-2023-08034 | 2023-09-05 | VANCOUVER AQUARIUM - 845 AVISON WAY, Vancouver, BC | Electrical Permit | Commercial | NULL | Issued | Annual / Operating - ****ANNUAL OPERATING PERMIT Replacement of existing equipment, regular maintenance work Renewal of EP-2022-06354 -Valid: July 6, 2023- July 5, 2024 ***If work on this site could lead to ground disturbance (impacting soil) advise applicant to contact the Provincial Archaeology Branch at 250-953-3334 for a list of archaeological consultants, who when retained by the proponent, will apply on the proponent’s behalf for the necessary archaeological permits. In addition, please be advised that reports from an Archaeologist (Archaeological Overview Assessment (AOA) or Archaeological Impact Assessment (AIA) reports) and archaeological/heritage inspection permits from the First Nations may be necessary prior to the release of your City of Vancouver permits. | Status Electrical Corporation
EP-2023-07740 | 2023-08-28 | VANCOUVER AQUARIUM - 845 AVISON WAY, Vancouver, BC | Electrical Permit | Commercial | New | Completed | Installation / Repair - Commercial - CHANGE GALLERY: install 6x new circuits to junction boxes on ceiling (2 for current use) for future events. Fabricated power boxes with cab-tyre extension cords to run the exhibit signs, habitat, light & heat. >>If work on this site could lead to ground disturbance (impacting soil) advise applicant to contact the Provincial Archaeology Branch at 250-953-3334 for a list of archaeological consultants, who when retained by the proponent, will apply on the proponent’s behalf for the necessary archaeological permits. In addition, please be advised that reports from an Archaeologist (Archaeological Overview Assessment (AOA) or Archaeological Impact Assessment (AIA) reports) and archaeological/heritage inspection permits from the First Nations may be necessary prior to the release of your City of Vancouver permits. | Houle Electric Limited
EP-2023-07734 | 2023-09-06 | VANCOUVER AQUARIUM - 845 AVISON WAY, Vancouver, BC | Electrical Permit | Commercial | Renovation | Completed | Installation / Repair - Commercial - UNDERWATER OFFICE: install PVC conduit and 24x data drops for an office remodel - for 8 workstations and 4 future workstations. 2x drops each. -CAT5E data drops for internet and phone. Also remove some old fans and receptacles. >If work on this site could lead to ground disturbance (impacting soil) advise applicant to contact the Provincial Archaeology Branch at 250-953-3334 for a list of archaeological consultants, who when retained by the proponent, will apply on the proponent’s behalf for the necessary archaeological permits. In addition, please be advised that reports from an Archaeologist (Archaeological Overview Assessment (AOA) or Archaeological Impact Assessment (AIA) reports) and archaeological/heritage inspection permits from the First Nations may be necessary prior to the release of your City of Vancouver permits. | Houle Electric Limited
EP-2023-07739 | 2023-08-28 | VANCOUVER AQUARIUM - 845 AVISON WAY, Vancouver, BC | Electrical Permit | Commercial | Tenant Improvement | Completed | Installation / Repair - Commercial - PENGUIN POINT: Penguin habitat was demolished and paved for a outdoor dining area. Identified circuits for receptacles, lights and data; install PVC conduit to salvage these raceways for future use. >If work on this site could lead to ground disturbance (impacting soil) advise applicant to contact the Provincial Archaeology Branch at 250-953-3334 for a list of archaeological consultants, who when retained by the proponent, will apply on the proponent’s behalf for the necessary archaeological permits. In addition, please be advised that reports from an Archaeologist (Archaeological Overview Assessment (AOA) or Archaeological Impact Assessment (AIA) reports) and archaeological/heritage inspection permits from the First Nations may be necessary prior to the release of your City of Vancouver permits | Houle Electric Limited
EP-2023-07736 | 2023-09-07 | VANCOUVER AQUARIUM - 845 AVISON WAY, Vancouver, BC | Electrical Permit | Commercial | New | Completed | Installation / Repair - Commercial - ICE CREAM KIOSK: Install strut, and install 2 teck cables to feed 2x 3p30a receptacles for an ice cream maker. -only need to core thru a concrete exterior wall. ***If work on this site could lead to ground disturbance (impacting soil) advise applicant to contact the Provincial Archaeology Branch at 250-953-3334 for a list of archaeological consultants, who when retained by the proponent, will apply on the proponent’s behalf for the necessary archaeological permits. In addition, please be advised that reports from an Archaeologist (Archaeological Overview Assessment (AOA) or Archaeological Impact Assessment (AIA) reports) and archaeological/heritage inspection permits from the First Nations may be necessary prior to the release of your City of Vancouver permits. | Houle Electric Limited
EP-2023-10095 | 2023-11-08 | VANCOUVER AQUARIUM - 845 AVISON WAY, Vancouver, BC | Electrical Permit | Commercial | NULL | Issued | Annual / Operating - New Annual Operating Permit for Houle Electric. - taking out a secondary Annual Operating Permit so that Houle can complete minor maintenance and repairs under our own AOP Valid: Nov 8, 2023 to Nov 7, 2024 ***If work on this site could lead to ground disturbance (impacting soil) advise applicant to contact the Provincial Archaeology Branch at 250-953-3334 for a list of archaeological consultants, who when retained by the proponent, will apply on the proponent’s behalf for the necessary archaeological permits. In addition, please be advised that reports from an Archaeologist (Archaeological Overview Assessment (AOA) or Archaeological Impact Assessment (AIA) reports) and archaeological/heritage inspection permits from the First Nations may be necessary prior to the release of your City of Vancouver permits. | Houle Electric Limited
NULL | NULL | PARKS BOARD BLDG - 2099 BEACH AVENUE, Vancouver, BC | Electrical Permit | Commercial | NULL | Draft | Special Event - Portable generator to power stage lights and sound | NULL
EP-2021-08198 | 2022-02-04 | PARKS BOARD BLDG - 2099 BEACH AVENUE, Vancouver, BC | Electrical Permit | Commercial | Tenant Improvement | Completed | Installation / Repair - Commercial - Installation of EV Charging equipment (1,2,3, EVSE supplied by 3X 40A 208V branch circuits) and a new EVSE panel/kiosk. *If work on this site could lead to ground disturbance (impacting soil) advise applicant to contact the Provincial Archaeology Branch at 250-953-3334 for a list of archaeological consultants, who when retained by the proponent, will apply on the proponent’s behalf for the necessary archaeological permits. In addition, please be advised that reports from an Archaeologist (Archaeological Overview Assessment (AOA) or Archaeological Impact Assessment (AIA) reports) and archaeological/heritage inspection permits from the First Nations may be necessary prior to the release of your City of Vancouver permits | Power Pros Electrical Ltd
EP-2022-02080 | 2022-03-16 | STAN PARK PAVILION - 610 PIPELINE ROAD, Vancouver, BC | Electrical Permit | Commercial | NULL | Expired | Special Event - provide generator and distribution for private corporate event at the Stanley Park Pavillion - one day only March 17, 2022. Stanley Park Pavillion garden - Stanley Park - 610 Pipeline Rd. If work on this site could lead to ground disturbance (impacting soil) advise applicant to contact the Provincial Archaeology Branch at 250-953-3334 for a list of archaeological consultants, who when retained by the proponent, will apply on the proponent’s behalf for the necessary archaeological permits. In addition, please be advised that reports from an Archaeologist (Archaeological Overview Assessment (AOA) or Archaeological Impact Assessment (AIA) reports) and archaeological/heritage inspection permits from the First Nations may be necessary prior to the release of your City of Vancouver permits. | 0880441 BC Ltd
NULL | NULL | MINATURE RAILWAY - 690 PIPELINE ROAD, Vancouver, BC | Electrical Permit | Commercial | NULL | Withdrawn | Special Event - Burn Fund Charity Event at Stanley Park. ***If work on this site could lead to the disturbance of soil advise applicant to contact the Provincial Archeology Branch at 250-953-3334 for necessary permits. In addition, please be advised that reports from an Archeologist (AIA, AOA) and permits from the First Nations may be necessary prior to the release of your City of Vancouver permits. FSR Dave Lippmann. Contact 604-968-0845 or 604-968-0696 | Ino-Tek Electric Ltd.
NULL | NULL | MINATURE RAILWAY - 690 PIPELINE ROAD, Vancouver, BC | Electrical Permit | Commercial | NULL | Withdrawn | Special Event - Burn Fund Charity Event at Stanley Park. ***If work on this site could lead to the disturbance of soil advise applicant to contact the Provincial Archeology Branch at 250-953-3334 for necessary permits. In addition, please be advised that reports from an Archeologist (AIA, AOA) and permits from the First Nations may be necessary prior to the release of your City of Vancouver permits. FSR Dave Lippmann. Contact 604-968-0845 or 604-968-0696 | Ino-Tek Electric Ltd.
GP-2022-01248 | 2022-04-26 | VAN ROWING CLUB - 450 STANLEY PARK DRIVE, Vancouver, BC | Gas Permit | Commercial | New | Completed | Commercial - Installation of 1 gas fireplace - venting and hook up only IF work on this site could lead to the disturbance of soil advise applicant to contact the Provincial Archeology Branch at 250-953-3334 for necessary permits. In addition, please be advised that reports from an Archeologist and permits from the First Nations may be necessary prior to the release of your City of Vancouver Permits | Urban Fireplaces Ltd
EP-2023-07069 | 2023-08-16 | MALKIN BOWL 501 STANLEY PARK DRIVE, Vancouver, BC | Electrical Permit | Commercial | NULL | Expired | Special Event - ***Special Event*** - Beedie Rocks Provide generated power and distribution for lighting and food trucks for special event "Beedie Rocks" concert/party in Stanley Park. One day event, August 12th, 2023, on site August 8th-13th, 2023. **If work on this site could lead to ground disturbance (impacting soil) advise applicant to contact the Provincial Archaeology Branch at 250-953-3334 for a list of archaeological consultants, who when retained by the proponent, will apply on the proponent’s behalf for the necessary archaeological permits. In addition, please be advised that reports from an Archaeologist (Archaeological Overview Assessment (AOA) or Archaeological Impact Assessment (AIA) reports) and archaeological/heritage inspection permits from the First Nations may be necessary prior to the release of your City of Vancouver permits. | 0880441 BC Ltd
EP-2022-07341 | 2022-08-31 | ROYAL YACHT CLUB - 950 STANLEY PARK DRIVE, Vancouver, BC | Electrical Permit | Commercial | NULL | Expired | Annual / Operating - Renewal EP-2021-06739: Issued (Annual / Operating) Annual Operating Permit Valid: September 9, 2022 to September 8, 2023 Note: No soil disturbance or alteration of grades is permitted to take place under this permit Work under this permit does not authorize excavation, including the disturbance of soils. Should work necessitate excavation or the disturbance of soils, please consult the Archaeological Branch of British Columbia for the necessary approvals. | Wespac Electrical Contractor Ltd
EP-2023-07809 | 2023-08-29 | ROYAL YACHT CLUB - 950 STANLEY PARK DRIVE, Vancouver, BC | Electrical Permit | Commercial | NULL | Issued | Annual / Operating - Annual Operating Permit Renewal of EP-2022-07341 Valid: September 9, 2023 to September 8, 2024 Note: No soil disturbance or alteration of grades is permitted to take place under this permit Work under this permit does not authorize excavation, including the disturbance of soils. Should work necessitate excavation or the disturbance of soils, please consult the Archaeological Branch of British Columbia for the necessary approvals. | Wespac Electrical Contractor Ltd
EP-2023-07941 | 2023-09-12 | BROCKTON OVAL PAV - 1151 STANLEY PARK DRIVE, Vancouver, BC | Electrical Permit | Commercial | NULL | Expired | Special Event - ***Special Event***-----GREAT OUTDOORS COMEDY SHOW Provide temporary electrical distribution for special event "Great Outdoors Comedy Show". Power for production, stage, food trucks and vendors. If work on this site could lead to ground disturbance (impacting soil) advise applicant to contact the Provincial Archaeology Branch at 250-953-3334 for a list of archaeological consultants, who when retained by the proponent, will apply on the proponent’s behalf for the necessary archaeological permits. In addition, please be advised that reports from an Archaeologist (Archaeological Overview Assessment (AOA) or Archaeological Impact Assessment (AIA) reports) and archaeological/heritage inspection permits from the First Nations may be necessary prior to the release of your City of Vancouver permits | 0880441 BC Ltd
NULL | NULL | PROSPECT POINT - 5601 STANLEY PARK DRIVE, Vancouver, BC | Electrical Permit | Commercial | NULL | Withdrawn | Annual / Operating - repair / maintain electrical equipment | Division 16 Technologies Ltd
PP-2022-03837 | NULL | PROSPCT PT CARETKR - 6200 STANLEY PARK DRIVE, Vancouver, BC | Plumbing Permit | Commercial | Renovation | Draft | Commercial - Installation of prv valve CEW1589480. | Water Design-COV - Paolo Bandiera
EP-2023-10481 | 2023-12-21 | PROSPCT PT CARETKR - 6200 STANLEY PARK DRIVE, Vancouver, BC | Electrical Permit | Commercial | New | Issued | Temporary Power - Commercial - To provide temporary power. If work on this site could lead to ground disturbance (impacting soil) advise applicant to contact the Provincial Archaeology Branch at 250-953-3334 for a list of archaeological consultants, who when retained by the proponent, will apply on the proponent’s behalf for the necessary archaeological permits. In addition, please be advised that reports from an Archaeologist (Archaeological Overview Assessment (AOA) or Archaeological Impact Assessment (AIA) reports) and archaeological/heritage inspection permits from the First Nations may be necessary prior to the release of your City of Vancouver permits. | Alta Lake Electric Ltd
NULL | NULL | 2 BEACH CARETAKER - 8501 STANLEY PARK DRIVE, Vancouver, BC | Electrical Permit | Commercial | NULL | Draft | Annual / Operating - test | NULL
GP-2022-03790 | 2022-11-29 | LAWN BOWLING CLUB - 9100 STANLEY PARK DRIVE, Vancouver, BC | Gas Permit | Residential | Renovation | Completed | Residential - re & re furnace | Lambert Plumbing & Heating Ltd
PP-2022-03836 | NULL | LUMBERMAN'S ARCH - 3250 STANLEY PARK DRIVE, Vancouver, BC | Plumbing Permit | Commercial | Renovation | Draft | Commercial - Installation of prv valve . CEW1589480. | Water Design-COV - Paolo Bandiera
EP-2023-05535 | 2023-06-22 | LUMBERMAN'S ARCH - 3250 STANLEY PARK DRIVE, Vancouver, BC | Electrical Permit | Commercial | NULL | Expired | Special Event - ***SPECIAL EVENT*** Provide 170kw generator fed electrical distribution for special event "Partnership Walk" -We bond the generator to a nearby street lamp at this location ***If work on this site could lead to ground disturbance (impacting soil) advise applicant to contact the Provincial Archaeology Branch at 250-953-3334 for a list of archaeological consultants, who when retained by the proponent, will apply on the proponent’s behalf for the necessary archaeological permits. In addition, please be advised that reports from an Archaeologist (Archaeological Overview Assessment (AOA) or Archaeological Impact Assessment (AIA) reports) and archaeological/heritage inspection permits from the First Nations may be necessary prior to the release of your City of Vancouver permits. | 0880441 BC Ltd
EP-2023-10199 | 2023-11-24 | 1586 W 11TH AVENUE, Vancouver, BC | Electrical Permit | Commercial | Renovation | Completed | Installation / Repair - Commercial - Make safe of electrical after sewer backup and parkade flooding. Replace baseboard heaters and fire alarm components (like for like) to elevator pit. | Wespac Electrical Contractor Ltd
EP-2023-09292 | 2023-10-16 | 1280 BURRARD STREET, Vancouver, BC V6Z 1Z1 | Electrical Permit | Commercial | NULL | Issued | Annual / Operating - regular repair and maintenance Renewal of EP-2022-09784 Valid: Nov 21, 2023 to Nov 20, 2024 | Mac's Electric Ltd
EP-2023-07669 | 2023-12-05 | 1280 BURRARD STREET, Vancouver, BC V6Z 1Z1 | Electrical Permit | Commercial | Addition | Completed | Installation / Repair - Commercial - Install (5) Level 2 EV Charge Stations in Parkade Stalls -This permit is just for mounting the chargers on pre-existing plugs. we have not added any additional power or any additional wiring. This is just for mounting the charger. >BP: To construct a 13-storey office tower with Toyota auto dealership on levels 1 to 3 (shell only), restaurant on level 1 (shell only) and office space on levels 4 to 13 (shell only) over 5 levels of underground parking including a repair shop on Level T5. Construction of Skybridge which connects this building to Tower A (BU465916) is included in the scope of this permit. Staged construction process. Stage I (excavation/shoring) issued without the related DP (issued November 20, 2017). Stage II (foundation to grade, excluding Level 1 floor slab) issued June 4, 2018. Stage III (full construction) issued Oct.19, 2018. Revision #1 (per approved DP-2021-00082):revision to parking stalls, bike room and service rooms, glass canopy, and relocation of patio stair. | Power Pros Electrical Ltd
EP-2023-05337 | 2023-06-14 | 1280 BURRARD STREET, Vancouver, BC V6Z 1Z1 | Electrical Permit | Commercial | Tenant Improvement | Completed | Installation / Repair - Commercial - Install Voice, Data Cables. >BP: Interior alterations to provide a first tenant improvement to this office (shell) for a new full floor office tenant on the 4th floor (#400) in this existing commercial building. Scope of work: complete tenant fit out to this office shell space, including walls, doors, millwork, finishes, HVAC, RCP, plumbing, electrical and sprinklers. TENANT: Lululemon Athletica Letters of Assurance submitted by: Schedule A and Architectural Schedule B, David N Palmer, Architect, ph: 604-687-2511 Mechanical and Plumbing Schedule B, Daryl Keturakis, P.Eng., ph: 604-591-2766 Electrical Schedule B, Dave Hans, P.Eng., ph: 604-999-2069 OK for Office TI Building Sprinklered - Separate sprinkler permit required for proposed sprinkler work. | Combined Systems Inc
EP-2023-04842 | 2023-06-01 | 1280 BURRARD STREET, Vancouver, BC V6Z 1Z1 | Electrical Permit | Commercial | Renovation | Completed | Installation / Repair - Commercial - Low voltage wiring of BAS controls for one new fancoil. >BP: Unit #500 Interior alterations to provide tenant improvement for new Health Care Office (group D) in office shell space at Unit #500 (entire Level 5). No DP required as per John Greer on Jan 24, 2022. Total Occupant Load = Max 185 Persons This is a CP Process Permit and the applicant is Barry Thorson, P. Eng., CP. Tenant: Harrison Healthcare (BC) Inc. ******REVIEWED UNDER THE PROVISIONS OF VBBL 2019******** STAGED CONSTRUCTION Stage 1: Full Construction (Mar 28/22, A. Min) REVISION #1 (Sep 12, 2022, A.Min): - Replaced south washroom with a storage - Divided linen room to add a washroom - Replaced accordion divider with sliding divider in lunch/flex room. - Updated assembly, millwork hardware, door, & glazing schedules and added plumbing fixture legend. - Added one domestic water heater | Ainsworth Inc
EP-2023-04244 | 2023-05-29 | 1280 BURRARD STREET, Vancouver, BC V6Z 1Z1 | Electrical Permit | Commercial | Tenant Improvement | Completed | Installation / Repair - Commercial - Tenant Improvement, moving RTs, and a few new Fan CU's. >BP: Interior alterations to provide a first tenant improvement to this office (shell) for a new full floor office tenant on the 4th floor (#400) in this existing commercial building. Scope of work: complete tenant fit out to this office shell space, including walls, doors, millwork, finishes, HVAC, RCP, plumbing, electrical and sprinklers. TENANT: Lululemon Athletica Letters of Assurance submitted by: Schedule A and Architectural Schedule B, David N Palmer, Architect, ph: 604-687-2511 Mechanical and Plumbing Schedule B, Daryl Keturakis, P.Eng., ph: 604-591-2766 Electrical Schedule B, Dave Hans, P.Eng., ph: 604-999-2069 OK for Office TI Building Sprinklered - Separate sprinkler permit required for proposed sprinkler work. | ESC Automation Inc
EP-2023-04250 | 2023-05-23 | 1280 BURRARD STREET, Vancouver, BC V6Z 1Z1 | Electrical Permit | Commercial | Tenant Improvement | Completed | Installation / Repair - Commercial - Pull cable for 4 access control doors on level 6. >BP: Interior alterations to provide a first tenant improvement to this office (shell) for a new multi floor office tenant on the 6th floor (#600) in this existing commercial building Scope of work: complete tenant fit out to this office shell space, including walls, doors, millwork, finishes, HVAC, RCP, plumbing, electrical and sprinklers. TENANT: Lululemon Athletica OK for Field Review for Office TI Letters of Assurance submitted by: Schedule A and Architectural Schedule B, David N. Palmer, Architect, ph: 604-687-2511 Mechanical and Plumbing Schedule B, Daryl Keturakis, P. Eng., ph: 604-591-2766 Electrical Schedule B, Dave Hans, P. Eng., ph: 604-999-2069 | Convergint Technologies Ltd
EP-2023-04251 | 2023-05-23 | 1280 BURRARD STREET, Vancouver, BC V6Z 1Z1 | Electrical Permit | Commercial | Tenant Improvement | Completed | Installation / Repair - Commercial - Pull cable for 4 access control doors on level 7 for card reader, door contacts and rex. >BP: Interior alterations to provide a first tenant improvement to this office (shell) for a new multi floor office tenant on the 7th floor (#700) in this existing commercial building. Scope of work: complete tenant fit out to this office shell space, including walls, doors, millwork, finishes, HVAC, RCP, plumbing, electrical and sprinklers. TENANT: Lululemon Athletica OK for Field Review for Office TI Energy Upgrade Exempt: 1st TI Letters of Assurance submitted by: Schedule A and Architectural Schedule B, David N. Palmer, Architect AIBC. ph: 604.687.2511 Plumbing/Mechanical Schedule B, Daryl Keturakis, P.Eng. ph: 604-591-2766 Electrical Schedule B, Dave Hans, P.Eng., ph: 604-999-2069 | Convergint Technologies Ltd
EP-2023-04252 | 2023-05-23 | 1280 BURRARD STREET, Vancouver, BC V6Z 1Z1 | Electrical Permit | Commercial | Tenant Improvement | Completed | Installation / Repair - Commercial - Pull cable for 4 access control doors on level 8 for card reader, door contacts and rex. >BP: Interior alterations to provide a first tenant improvement to this office (shell) for a new multi floor office tenant on the 8th floor (#800) in this existing commercial building Scope of work: complete tenant fit out to this office shell space, including walls, doors, millwork, finishes, HVAC, RCP, plumbing, electrical and sprinklers. TENANT: Lululemon Athletica OK for Field Review for Office TI Letters of Assurance submitted by: Schedule A by David N. Palmer, Architect AIBC. ph: 604.687.2511 Architectural Schedule B by David N. Palmer, Architect AIBC. ph: 604.687.2511. Electrical Schedule B by Dave Hans, P. Eng. ph: 604-999-2069 Plumbing/Mechanical Schedule B by Daryl Keturakis, P.Eng. ph: 604-591-2766 | Convergint Technologies Ltd
EP-2023-04253 | 2023-05-23 | 1280 BURRARD STREET, Vancouver, BC V6Z 1Z1 | Electrical Permit | Commercial | Tenant Improvement | Completed | Installation / Repair - Commercial - Pull cable for 5 access control doors on level 9 for card reader, door contacts and rex. >BP: Interior alterations to provide a first tenant improvement to this office (shell) for a new multi floor office tenant on the 9th floor in this existing commercial building Scope of work: complete tenant fit out to this office shell space, including walls, doors, millwork, finishes, HVAC, RCP, plumbing, electrical and sprinklers. TENANT: Lululemon Athletica OK for Field Review for Office TI Letters of Assurance submitted by: Schedule A and Architectural Schedule B, David N. Palmer, Architect AIBC. ph: 604-687-2511 Plumbing and Mechanical Schedule B, Daryl Keturakis, P.Eng., ph: 604-591-2766 Electrical Schedule B, Dave Hans, P. Eng. ph: 604-999-2069 | Convergint Technologies Ltd
EP-2023-04254 | 2023-05-23 | 1280 BURRARD STREET, Vancouver, BC V6Z 1Z1 | Electrical Permit | Commercial | Tenant Improvement | Completed | Installation / Repair - Commercial - Pull cable for 3 access control doors on level 10 for card reader, door contacts and rex. >BP: Interior alterations to provide a first tenant improvement to this office (shell) for a new multi floor office tenant on the 10th floor in this existing commercial building Scope of work: complete tenant fit out to this office shell space, including walls, doors, millwork, finishes, HVAC, RCP, plumbing, electrical and sprinklers. TENANT: Lululemon Athletica OK for Field Review for Office TI Letters of Assurance submitted: -Schedule A by David N. Palmer, Architect AIBC. ph#604.687.2511 - Architectural Schedule B by David N. Palmer, Architect AIBC. ph#604.687.2511. -Electrical Schedule B by Dave Hans, P. Eng. ph#604- 999-2069. -Plumbing/Mechanical Schedule B by Daryl Keturakis, P.Eng. 604-591-2766. | Convergint Technologies Ltd
EP-2023-04255 | 2023-05-23 | 1280 BURRARD STREET, Vancouver, BC V6Z 1Z1 | Electrical Permit | Commercial | Tenant Improvement | Completed | Installation / Repair - Commercial - Pull cable for 8 access control doors on level 4 for card reader, door contacts and rex. >BP: Interior alterations to provide a first tenant improvement to this office (shell) for a new full floor office tenant on the 4th floor (#400) in this existing commercial building. Scope of work: complete tenant fit out to this office shell space, including walls, doors, millwork, finishes, HVAC, RCP, plumbing, electrical and sprinklers. TENANT: Lululemon Athletica Letters of Assurance submitted by: Schedule A and Architectural Schedule B, David N Palmer, Architect, ph: 604-687-2511 Mechanical and Plumbing Schedule B, Daryl Keturakis, P.Eng., ph: 604-591-2766 Electrical Schedule B, Dave Hans, P.Eng., ph: 604-999-2069 OK for Office TI Building Sprinklered - Separate sprinkler permit required for proposed sprinkler work. | Convergint Technologies Ltd
SP-2023-00771 | 2023-05-30 | 1280 BURRARD STREET, Vancouver, BC V6Z 1Z1 | Sprinkler Permit | Commercial | Tenant Improvement | Completed | Commercial - For sprinkler system alterations to the 2019 VBBL and NFPA 13, 2013 for the tenant improvements to provide interior alterations to this office (shell) for a new full floor office tenant on the 4th floor (#400) in this existing commercial building. Notes: 1 - Engineer of Record: David Giesbrecht; 604-434-3408; david@gpmfire.com 2 - Flexible Sprinkler Pipe Lululemon Level 4 - Automatic sprinkler system has been designed for the use of Victaulic AH-2 flexible sprinkler drops with 1/2" outlets, up to 48" with a maximum of 3 90° degree bends at a 2" bend radius for use with standard spray pendent sprinklers as noted on the sprinkler system shop drawings in the tenant improvement area only. Revision #1 - 23-08-10 Metal ceiling panels deleted, revised sprinkler coverage for open ceiling. Revision #2 - 23-10-11 Sprinkler coverage updated to suit site conditions as noted during inspections. | GPM FIRE PROTECTION
PP-2023-02175 | 2023-06-21 | 1280 BURRARD STREET, Vancouver, BC V6Z 1Z1 | Plumbing Permit | Commercial | Tenant Improvement | Completed | Commercial - Addition of 1 washroom, 3 sinks. Plumbing fixture rough in & finish >BP: #400 - 4th floor (full floor tenant) Interior alterations to provide a first tenant improvement to this office (shell) for a new full floor office tenant on the 4th floor (#400) in this existing commercial building. Scope of work: complete tenant fit out to this office shell space, including walls, doors, millwork, finishes, HVAC, RCP, plumbing, electrical and sprinklers. | Tri-City Plumbing & Heating Ltd
PP-2023-00422 | 2023-02-21 | 1280 BURRARD STREET, Vancouver, BC V6Z 1Z1 | Plumbing Permit | Commercial | Tenant Improvement | Completed | Commercial - UNIT #900 - 9TH FLOOR - Rough in plumbing and finish >BP: #900 - 9th floor (full floor tenant) Interior alterations to provide a first tenant improvement to this office (shell) for a new multi floor office tenant on the 9th floor in this existing commercial building Scope of work: complete tenant fit out to this office shell space, including walls, doors, millwork, finishes, HVAC, RCP, plumbing, electrical and sprinklers. | Tri-City Plumbing & Heating Ltd
PP-2023-00421 | 2023-02-22 | 1280 BURRARD STREET, Vancouver, BC V6Z 1Z1 | Plumbing Permit | Commercial | Tenant Improvement | Completed | Commercial - UNIT #1000- 10TH FLOOR - Rough in plumbing and finish with backflow prevention >BP: #1000 - 10th floor (full floor tenant) Interior alterations to provide a first tenant improvement to this office (shell) for a new multi floor office tenant on the 10th floor in this existing commercial building Scope of work: complete tenant fit out to this office shell space, including walls, doors, millwork, finishes, HVAC, RCP, plumbing, electrical and sprinklers. | Tri-City Plumbing & Heating Ltd
EP-2023-00612 | 2023-01-26 | 1280 BURRARD STREET, Vancouver, BC V6Z 1Z1 | Electrical Permit | Commercial | Tenant Improvement | Completed | Installation / Repair - Commercial - Wire and install 24 sound masking speakers. >BP: Interior alterations to provide a first tenant improvement to this office (shell) for a new multi floor office tenant on the 11th floor (#1100) in existing commercial building Scope of work: complete tenant fit out to this office shell space, including walls, doors, millwork, finishes, HVAC, RCP, plumbing, electrical and sprinklers. TENANT: Lululemon Athletica See related BP-2022-03155 for 12th floor, & BP-2022-03156 for 13th floor. OK for Field Review for Office TI Letters of Assurance submitted by: Schedule A by David N. Palmer, Architect AIBC. ph#604.687.2511 Architectural Schedule B by David N. Palmer, Architect AIBC. ph#604.687.2511. Electrical Schedule B by Dave Hans, P. Eng. ph#604-999-2069 Plumbing/Mechanical Schedule B by Daryl Keturakis, P.Eng. 604-591-2766 | Blueline Electrical Services Ltd
EP-2023-00613 | 2023-01-26 | 1280 BURRARD STREET, Vancouver, BC V6Z 1Z1 | Electrical Permit | Commercial | Tenant Improvement | Completed | Installation / Repair - Commercial - Wire and install 20 sound masking speakers. >BP: Interior alterations to provide a first tenant improvement to this office (shell) for a new multi floor office tenant on the 12th floor (#1200) in existing commercial building. Scope of work: complete tenant fit out to this office shell space, including walls, doors, millwork, finishes, HVAC, RCP, plumbing, electrical and sprinklers. TENANT: Lululemon Athletica See related BP-2022-03156 for 13th floor, & BP-2022-03154 for 11th floor. OK for Field Review for Office TI Letters of Assurance submitted: -Schedule A by David N. Palmer, Architect AIBC. ph#604.687.2511 - Architectural Schedule B by David N. Palmer, Architect AIBC. ph#604.687.2511. -Electrical Schedule B by Dave Hans, P. Eng. ph#604- 999-2069. -Plumbing/Mechanical Schedule B by Daryl Keturakis, P.Eng. 604-591-2766. | Blueline Electrical Services Ltd
EP-2023-00614 | 2023-01-26 | 1280 BURRARD STREET, Vancouver, BC V6Z 1Z1 | Electrical Permit | Commercial | Tenant Improvement | Completed | Installation / Repair - Commercial - Wire and install 24 sound masking speakers. >BP: Interior alterations to provide a first tenant improvement to this office (shell) for a new multi floor office tenant on the 13th floor (#1300) in existing commercial building. Scope of work: complete tenant fit out to this office shell space, including walls, doors, millwork, finishes, HVAC, RCP, plumbing, electrical and sprinklers. TENANT: Lululemon Athletica See related BP-2022-03155 for 12th floor, & BP-2022-03154 for 11th floor. OK for Field Review for Office TI Letters of Assurance submitted: Schedule A by David N. Palmer, Architect AIBC. ph#604.687.2511 Architectural Schedule B by David N. Palmer, Architect AIBC. ph#604.687.2511. Electrical Schedule B by Dave Hans, P. Eng. ph#604-999-2069 Plumbing/Mechanical Schedule B by Daryl Keturakis, P.Eng. 604-591-2766 | Blueline Electrical Services Ltd
EP-2023-00902 | 2023-06-08 | 1280 BURRARD STREET, Vancouver, BC V6Z 1Z1 | Electrical Permit | Commercial | New | Completed | Installation / Repair - Commercial - Install Voice, Data cabling - 6th Floor Voice, Data Cat 6. >BP: #600 - full floor tenant Interior alterations to provide a first tenant improvement to this office (shell) for a new multi floor office tenant on the 6th floor (#600) in this existing commercial building Scope of work: complete tenant fit out to this office shell space, including walls, doors, millwork, finishes, HVAC, RCP, plumbing, electrical and sprinklers. TENANT: Lululemon Athletica | Combined Systems Inc
EP-2023-00948 | 2023-02-03 | 1280 BURRARD STREET, Vancouver, BC V6Z 1Z1 | Electrical Permit | Commercial | Renovation | Completed | Installation / Repair - Commercial - INSTALL NEW ACCESS CONTROL AT 8 DOORS, AND INTRUSTION SYSTEM AT 17 DOORS. NO MAGNETIC LOCKS. PLENUM WIRE WILL BE USED IN A COMBINATION OF FREE AIR AND CONDUIT. CONDUIT BY OTHERS >BP: Interior alterations to provide a first tenant improvement to this office (shell) for a new multi floor office tenant on the 12th floor (#1200) in existing commercial building Scope of work: complete tenant fit out to this office shell space, including walls, doors, millwork, finishes, HVAC, RCP, plumbing, electrical and sprinklers. TENANT: Lululemon Athletica | Convergint Technologies Ltd
EP-2023-00949 | 2023-02-03 | 1280 BURRARD STREET, Vancouver, BC V6Z 1Z1 | Electrical Permit | Commercial | Renovation | Completed | Installation / Repair - Commercial - INSTALL NEW ACCESS CONTROL AT 8 DOORS, AND INTRUSTION SYSTEM AT 17 DOORS. NO MAGNETIC LOCKS. PLENUM WIRE WILL BE USED IN A COMBINATION OF FREE AIR AND CONDUIT. CONDUIT BY OTHERS >BP: Interior alterations to provide a first tenant improvement to this office (shell) for a new multi floor office tenant on the 13th floor (#1300) in existing commercial building. Scope of work: complete tenant fit out to this office shell space, including walls, doors, millwork, finishes, HVAC, RCP, plumbing, electrical and sprinklers. TENANT: Lululemon Athletica See related BP-2022-03155 for 12th floor, & BP-2022-03154 for 11th floor. OK for Field Review for Office TI Letters of Assurance submitted: Schedule A by David N. Palmer, Architect AIBC. ph#604.687.2511 Architectural Schedule B by David N. Palmer, Architect AIBC. ph#604.687.2511. Electrical Schedule B by Dave Hans, P. Eng. ph#604-999-2069 Plumbing/Mechanical Schedule B by Daryl Keturakis, P.Eng. 604-591-2766 | Convergint Technologies Ltd
EP-2023-02170 | 2023-03-14 | 1280 BURRARD STREET, Vancouver, BC V6Z 1Z1 | Electrical Permit | Commercial | Tenant Improvement | Completed | Installation / Repair - Commercial - Tenant Improvement, New LV wiring for fancoils and relocated thermostats >BP: Interior alterations to provide a first tenant improvement to this office (shell) for a new multi floor office tenant on the 7th floor (#700) in this existing commercial building. Scope of work: complete tenant fit out to this office shell space, including walls, doors, millwork, finishes, HVAC, RCP, plumbing, electrical and sprinklers. TENANT: Lululemon Athletica OK for Field Review for Office TI Energy Upgrade Exempt: 1st TI Letters of Assurance submitted by: Schedule A and Architectural Schedule B, David N. Palmer, Architect AIBC. ph: 604.687.2511 Plumbing/Mechanical Schedule B, Daryl Keturakis, P.Eng. ph: 604-591-2766 Electrical Schedule B, Dave Hans, P.Eng., ph: 604-999-2069 | ESC Automation Inc
EP-2023-01603 | 2023-03-13 | 1280 BURRARD STREET, Vancouver, BC V6Z 1Z1 | Electrical Permit | Commercial | Tenant Improvement | Completed | Installation / Repair - Commercial - Tenant Improvement, New LV wiring for fancoils and relocated thermostats >BP: Interior alterations to provide a first tenant improvement to this office (shell) for a new multi floor office tenant on the 6th floor (#600) in this existing commercial building Scope of work: complete tenant fit out to this office shell space, including walls, doors, millwork, finishes, HVAC, RCP, plumbing, electrical and sprinklers. TENANT: Lululemon Athletica OK for Field Review for Office TI Letters of Assurance submitted by: Schedule A and Architectural Schedule B, David N. Palmer, Architect, ph: 604-687-2511 Mechanical and Plumbing Schedule B, Daryl Keturakis, P. Eng., ph: 604-591-2766 Electrical Schedule B, Dave Hans, P. Eng., ph: 604-999-2069 | ESC Automation Inc
NULL | NULL | 1280 BURRARD STREET, Vancouver, BC V6Z 1Z1 | Electrical Permit | Commercial | New | Draft | Installation / Repair - Commercial - 6th Floor Voice/Data Cat 6 | Combined Systems Inc
EP-2023-05064 | 2023-06-08 | 1280 BURRARD STREET, Vancouver, BC V6Z 1Z1 | Electrical Permit | Commercial | New | Completed | Installation / Repair - Commercial - LEVEL 10 - Install VOICE DATA. >BP: #1000 - 10th floor (full floor tenant) Interior alterations to provide a first tenant improvement to this office (shell) for a new multi floor office tenant on the 10th floor in this existing commercial building Scope of work: complete tenant fit out to this office shell space, including walls, doors, millwork, finishes, HVAC, RCP, plumbing, electrical and sprinklers. TENANT: Lululemon Athletica | Combined Systems Inc
EP-2023-05065 | 2023-06-08 | 1280 BURRARD STREET, Vancouver, BC V6Z 1Z1 | Electrical Permit | Commercial | New | Completed | Installation / Repair - Commercial - LEVEL 9 - Install VOICE DATA. >BP: #900 - 9th floor (full floor tenant) Interior alterations to provide a first tenant improvement to this office (shell) for a new multi floor office tenant on the 9th floor in this existing commercial building Scope of work: complete tenant fit out to this office shell space, including walls, doors, millwork, finishes, HVAC, RCP, plumbing, electrical and sprinklers. TENANT: Lululemon Athletica | Combined Systems Inc
EP-2023-05067 | 2023-06-08 | 1280 BURRARD STREET, Vancouver, BC V6Z 1Z1 | Electrical Permit | Commercial | New | Completed | Installation / Repair - Commercial - 8th Floor - Install Voice, Data Cat 6. >BP: #800 - 8th floor - full floor tenant Interior alterations to provide a first tenant improvement to this office (shell) for a new multi floor office tenant on the 8th floor (#800) in this existing commercial building Scope of work: complete tenant fit out to this office shell space, including walls, doors, millwork, finishes, HVAC, RCP, plumbing, electrical and sprinklers. TENANT: Lululemon Athletica | Combined Systems Inc
EP-2023-05066 | 2023-06-08 | 1280 BURRARD STREET, Vancouver, BC V6Z 1Z1 | Electrical Permit | Commercial | New | Completed | Installation / Repair - Commercial - Level 7 - Install Voice Data. >BP: #700 - 7th floor (full floor tenant) Interior alterations to provide a first tenant improvement to this office (shell) for a new multi floor office tenant on the 7th floor (#700) in this existing commercial building. Scope of work: complete tenant fit out to this office shell space, including walls, doors, millwork, finishes, HVAC, RCP, plumbing, electrical and sprinklers. TENANT: Lululemon Athletica | Combined Systems Inc
PP-2023-00587 | 2023-02-23 | 1280 BURRARD STREET, Vancouver, BC V6Z 1Z1 | Plumbing Permit | Commercial | Tenant Improvement | Completed | Commercial - UNIT #600- 6TH FLOOR - Addition of sink, bottle filler, and backflow prevention >BP: #600 - full floor tenant Interior alterations to provide a first tenant improvement to this office (shell) for a new multi floor office tenant on the 6th floor (#600) in this existing commercial building Scope of work: complete tenant fit out to this office shell space, including walls, doors, millwork, finishes, HVAC, RCP, plumbing, electrical and sprinklers. | Tri-City Plumbing & Heating Ltd
PP-2023-00584 | 2023-02-21 | 1280 BURRARD STREET, Vancouver, BC V6Z 1Z1 | Plumbing Permit | Commercial | Renovation | Completed | Commercial - Addition of sinks, bottle fillers, and backflow prevention >BP: Interior alterations to provide a first tenant improvement to this office (shell) for a new multi floor office tenant on the 8th floor (#800) in this existing commercial building Scope of work: complete tenant fit out to this office shell space, including walls, doors, millwork, finishes, HVAC, RCP, plumbing, electrical and sprinklers. | Tri-City Plumbing & Heating Ltd
PP-2023-00585 | 2023-02-21 | 1280 BURRARD STREET, Vancouver, BC V6Z 1Z1 | Plumbing Permit | Commercial | Tenant Improvement | Completed | Commercial - Addition of sink, bottle filler, backflow prevention >BP: Interior alterations to provide a first tenant improvement to this office (shell) for a new multi floor office tenant on the 7th floor (#700) in this existing commercial building. Scope of work: complete tenant fit out to this office shell space, including walls, doors, millwork, finishes, HVAC, RCP, plumbing, electrical and sprinklers. | Tri-City Plumbing & Heating Ltd
EP-2023-02173 | 2023-03-14 | 1280 BURRARD STREET, Vancouver, BC V6Z 1Z1 | Electrical Permit | Commercial | Tenant Improvement | Completed | Installation / Repair - Commercial - Tenant Improvement, New LV wiring for fancoils and relocated thermostats >BP: Interior alterations to provide a first tenant improvement to this office (shell) for a new multi floor office tenant on the 9th floor in this existing commercial building Scope of work: complete tenant fit out to this office shell space, including walls, doors, millwork, finishes, HVAC, RCP, plumbing, electrical and sprinklers. TENANT: Lululemon Athletica OK for Field Review for Office TI Letters of Assurance submitted by: Schedule A and Architectural Schedule B, David N. Palmer, Architect AIBC. ph: 604-687-2511 Plumbing and Mechanical Schedule B, Daryl Keturakis, P.Eng., ph: 604-591-2766 Electrical Schedule B, Dave Hans, P. Eng. ph: 604-999-2069 | ESC Automation Inc
EP-2023-02175 | 2023-03-14 | 1280 BURRARD STREET, Vancouver, BC V6Z 1Z1 | Electrical Permit | Commercial | Tenant Improvement | Completed | Installation / Repair - Commercial - Tenant Improvement, New LV wiring for fancoils and relocated thermostats >BP: Interior alterations to provide a first tenant improvement to this office (shell) for a new multi floor office tenant on the 10th floor in this existing commercial building Scope of work: complete tenant fit out to this office shell space, including walls, doors, millwork, finishes, HVAC, RCP, plumbing, electrical and sprinklers. TENANT: Lululemon Athletica OK for Field Review for Office TI Letters of Assurance submitted: -Schedule A by David N. Palmer, Architect AIBC. ph#604.687.2511 - Architectural Schedule B by David N. Palmer, Architect AIBC. ph#604.687.2511. -Electrical Schedule B by Dave Hans, P. Eng. ph#604- 999-2069. -Plumbing/Mechanical Schedule B by Daryl Keturakis, P.Eng. 604-591-2766. | ESC Automation Inc
EP-2023-02171 | 2023-03-14 | 1280 BURRARD STREET, Vancouver, BC V6Z 1Z1 | Electrical Permit | Commercial | Tenant Improvement | Completed | Installation / Repair - Commercial - Tenant Improvement, New LV wiring for fancoils and relocated thermostats >BP: Interior alterations to provide a first tenant improvement to this office (shell) for a new multi floor office tenant on the 8th floor (#800) in this existing commercial building Scope of work: complete tenant fit out to this office shell space, including walls, doors, millwork, finishes, HVAC, RCP, plumbing, electrical and sprinklers. TENANT: Lululemon Athletica OK for Field Review for Office TI Letters of Assurance submitted by: Schedule A by David N. Palmer, Architect AIBC. ph: 604.687.2511 Architectural Schedule B by David N. Palmer, Architect AIBC. ph: 604.687.2511. Electrical Schedule B by Dave Hans, P. Eng. ph: 604-999-2069 Plumbing/Mechanical Schedule B by Daryl Keturakis, P.Eng. ph: 604-591-2766 | ESC Automation Inc
EP-2023-03679 | 2023-04-28 | 1280 BURRARD STREET, Vancouver, BC V6Z 1Z1 | Electrical Permit | Commercial | Tenant Improvement | Completed | Installation / Repair - Commercial - Interior fit-out for a new tenant office. 2 new 100A sub-panels fed by existing distribution system, branch circuits and receptacles. Lighting, lighting controls, exit & emergency. Mechanical line voltage connections c/w disconnects. Communications cabling c/w terminations, cable tray and seismic engineering. Install new and relocate existing fire alarm speakers, c/w verification. >BP: Interior alterations to provide a first tenant improvement to this office (shell) for a new full floor office tenant on the 4th floor (#400) in this existing commercial building. Scope of work: complete tenant fit out to this office shell space, including walls, doors, millwork, finishes, HVAC, RCP, plumbing, electrical and sprinklers. TENANT: Lululemon Athletica Letters of Assurance submitted by: Schedule A and Architectural Schedule B, David N Palmer, Architect, ph: 604-687-2511 Mechanical and Plumbing Schedule B, Daryl Keturakis, P.Eng., ph: 604-591-2766 Electrical Schedule B, Dave Hans, P.Eng., ph: 604-999-2069 OK for Office TI Building Sprinklered - Separate sprinkler permit required for proposed sprinkler work. | Charles Richard Pawluk o/a United Electrical Systems Ltd
EP-2022-09784 | 2022-11-21 | 1280 BURRARD STREET, Vancouver, BC V6Z 1Z1 | Electrical Permit | Commercial | NULL | Expired | Annual / Operating - regular repair and maintenance | Mac's Electric Ltd
EP-2022-10442 | 2023-02-03 | 1280 BURRARD STREET, Vancouver, BC V6Z 1Z1 | Electrical Permit | Commercial | Renovation | Completed | Installation / Repair - Commercial - INSTALL NEW ACCESS CONTROL AT 8 DOORS, AND INTRUSTION SYSTEM AT 17 DOORS. NO MAGNETIC LOCKS. PLENUM WIRE WILL BE USED IN A COMBINATION OF FREE AIR AND CONDUIT. CONDUIT BY OTHERS >BP: #1100 - 11th floor - full floor tenant Interior alterations to provide a first tenant improvement to this office (shell) for a new multi floor office tenant on the 11th floor (#1100) in existing commercial building Scope of work: complete tenant fit out to this office shell space, including walls, doors, millwork, finishes, HVAC, RCP, plumbing, electrical and sprinklers. TENANT: Lululemon Athletica See related BP-2022-03155 for 12th floor, & BP-2022-03156 for 13th floor. OK for Field Review for Office TI Letters of Assurance submitted: Schedule A by David N. Palmer, Architect AIBC. ph#604.687.2511 Architectural Schedule B by David N. Palmer, Architect AIBC. ph#604.687.2511. Electrical Schedule B by Dave Hans, P. Eng. ph#604-999-2069 Plumbing/Mechanical Schedule B by Daryl Keturakis, P.Eng. 604-591-2766 | Convergint Technologies Ltd
EP-2023-00573 | 2023-02-07 | 1280 BURRARD STREET, Vancouver, BC V6Z 1Z1 | Electrical Permit | Commercial | Tenant Improvement | Completed | Installation / Repair - Commercial - Tenant improvement for office including lighting, lighting control, emergency lighting, distribution and fire alarm relocating existing and adding some new fir alarm devices. >BP: Interior alterations to provide a first tenant improvement to this office (shell) for a new multi floor office tenant on the 10th floor in this existing commercial building Scope of work: complete tenant fit out to this office shell space, including walls, doors, millwork, finishes, HVAC, RCP, plumbing, electrical and sprinklers. TENANT: Lululemon Athletica OK for Field Review for Office TI Letters of Assurance submitted: -Schedule A by David N. Palmer, Architect AIBC. ph#604.687.2511 - Architectural Schedule B by David N. Palmer, Architect AIBC. ph#604.687.2511. -Electrical Schedule B by Dave Hans, P. Eng. ph#604- 999-2069. -Plumbing/Mechanical Schedule B by Daryl Keturakis, P.Eng. 604-591-2766. | Bridge Electric Corp
EP-2023-00532 | 2023-01-25 | 1280 BURRARD STREET, Vancouver, BC V6Z 1Z1 | Electrical Permit | Commercial | Tenant Improvement | Completed | Installation / Repair - Commercial - Tenant improvement for office including lighting, lighting control, emergency lighting, distribution and fire alarm. -F/A is relocating existing and adding new >BP: Interior alterations to provide a first tenant improvement to this office (shell) for a new multi floor office tenant on the 7th floor (#700) in this existing commercial building. Scope of work: complete tenant fit out to this office shell space, including walls, doors, millwork, finishes, HVAC, RCP, plumbing, electrical and sprinklers. TENANT: Lululemon Athletica OK for Field Review for Office TI Energy Upgrade Exempt: 1st TI Letters of Assurance submitted by: Schedule A and Architectural Schedule B, David N. Palmer, Architect AIBC. ph: 604.687.2511 Plumbing/Mechanical Schedule B, Daryl Keturakis, P.Eng. ph: 604-591-2766 Electrical Schedule B, Dave Hans, P.Eng., ph: 604-999-2069 | Bridge Electric Corp
SP-2023-00130 | 2023-02-24 | 1280 BURRARD STREET, Vancouver, BC V6Z 1Z1 | Sprinkler Permit | Commercial | Tenant Improvement | Completed | Commercial - For sprinkler system alterations to the 2019 VBBL and NFPA 13, 2013 for the tenant improvements to provide interior alterations for a first tenant improvement to this office (shell) for a new multi floor office tenant on the 7th floor (#700) in this existing commercial building. Flexible Sprinkler Pipe - Level 7: Automatic sprinkler system has been designed for the use of Victaulic AH-2 flexible sprinkler drops with 1/2" outlets, up to 48" with a maximum of 3 90 degree bends at a 2" bend radius for use with standard coverage pendent sprinklers as noted on the sprinkler system shop drawings in the areas with dropped ceilings only. Engineer of Record: David Giesbrecht 604-434-3408 david@gpmfire.com | GPM FIRE PROTECTION
SP-2023-00131 | 2023-02-24 | 1280 BURRARD STREET, Vancouver, BC V6Z 1Z1 | Sprinkler Permit | Commercial | Tenant Improvement | Completed | Commercial - For sprinkler system alterations to the 2019 VBBL and NFPA 13, 2013 for the tenant improvements to provide interior alterations for a first tenant improvement to this office (shell) for a new multi floor office tenant on the 8th floor (#800) in this existing commercial building. Flexible Sprinkler Pipe - Level 8: Automatic sprinkler system has been designed for the use of Victaulic AH-2 flexible sprinkler drops with 1/2" outlets, up to 48" with a maximum of 3 90 degree bends at a 2" bend radius for use with standard coverage pendent sprinklers as noted on the sprinkler system shop drawings in the areas with dropped ceilings only. Engineer of Record: David Giesbrecht 604-434-3408 david@gpmfire.com | GPM FIRE PROTECTION
SP-2023-00129 | 2023-02-24 | 1280 BURRARD STREET, Vancouver, BC V6Z 1Z1 | Sprinkler Permit | Commercial | Tenant Improvement | Completed | Commercial - For sprinkler system alterations to the 2019 VBBL and NFPA 13, 2013 for the tenant improvements to provide interior alterations for a first tenant improvement to this office (shell) for a new multi floor office tenant on the 6th floor (#600) in this existing commercial building. Flexible Sprinkler Pipe - Level 6: Automatic sprinkler system has been designed for the use of Victaulic AH-2 flexible sprinkler drops with 1/2" outlets, up to 48" with a maximum of 3 90 degree bends at a 2" bend radius for use with standard coverage pendent sprinklers as noted on the sprinkler system shop drawings in the areas with dropped ceilings only. Engineer of Record: David Giesbrecht 604-434-3408 david@gpmfire.com | GPM FIRE PROTECTION
EP-2023-00533 | 2023-01-25 | 1280 BURRARD STREET, Vancouver, BC V6Z 1Z1 | Electrical Permit | Commercial | Tenant Improvement | Completed | Installation / Repair - Commercial - Tenant improvement for office including lighting, lighting control, emergency lighting, distribution and fire alarm. -F/A is relocating existing and adding new >BP: Interior alterations to provide a first tenant improvement to this office (shell) for a new multi floor office tenant on the 8th floor (#800) in this existing commercial building Scope of work: complete tenant fit out to this office shell space, including walls, doors, millwork, finishes, HVAC, RCP, plumbing, electrical and sprinklers. TENANT: Lululemon Athletica OK for Field Review for Office TI Letters of Assurance submitted by: Schedule A by David N. Palmer, Architect AIBC. ph: 604.687.2511 Architectural Schedule B by David N. Palmer, Architect AIBC. ph: 604.687.2511. Electrical Schedule B by Dave Hans, P. Eng. ph: 604-999-2069 Plumbing/Mechanical Schedule B by Daryl Keturakis, P.Eng. ph: 604-591-2766 | Bridge Electric Corp
EP-2023-00534 | 2023-01-25 | 1280 BURRARD STREET, Vancouver, BC V6Z 1Z1 | Electrical Permit | Commercial | Tenant Improvement | Completed | Installation / Repair - Commercial - Tenant improvement for office including lighting, lighting control, emergency lighting, distribution and fire alarm -F/A is relocating existing and adding new >BP: Interior alterations to provide a first tenant improvement to this office (shell) for a new multi floor office tenant on the 9th floor in this existing commercial building Scope of work: complete tenant fit out to this office shell space, including walls, doors, millwork, finishes, HVAC, RCP, plumbing, electrical and sprinklers. TENANT: Lululemon Athletica OK for Field Review for Office TI Letters of Assurance submitted by: Schedule A and Architectural Schedule B, David N. Palmer, Architect AIBC. ph: 604-687-2511 Plumbing and Mechanical Schedule B, Daryl Keturakis, P.Eng., ph: 604-591-2766 Electrical Schedule B, Dave Hans, P. Eng. ph: 604-999-2069 | Bridge Electric Corp
SP-2023-00133 | 2023-02-24 | 1280 BURRARD STREET, Vancouver, BC V6Z 1Z1 | Sprinkler Permit | Commercial | Tenant Improvement | Completed | Commercial - For sprinkler system alterations to the 2019 VBBL and NFPA 13, 2013 for the tenant improvements to provide interior alterations for a first tenant improvement to this office (shell) for a new multi floor office tenant on the 10th floor in this existing commercial building. Flexible Sprinkler Pipe - Level 10: Automatic sprinkler system has been designed for the use of Victaulic AH-2 flexible sprinkler drops with 1/2" outlets, up to 48" with a maximum of 3 90 degree bends at a 2" bend radius for use with standard coverage pendent sprinklers as noted on the sprinkler system shop drawings in the areas with dropped ceilings only. Engineer of Record: David Giesbrecht 604-434-3408 david@gpmfire.com | GPM FIRE PROTECTION
SP-2023-00132 | 2023-02-24 | 1280 BURRARD STREET, Vancouver, BC V6Z 1Z1 | Sprinkler Permit | Commercial | Tenant Improvement | Completed | Commercial - For sprinkler system alterations to the 2019 VBBL and NFPA 13, 2013 for the tenant improvements to provide interior alterations for a first tenant improvement to this office (shell) for a new multi floor office tenant on the 9th floor (#900) in this existing commercial building. Flexible Sprinkler Pipe - Level 9: Automatic sprinkler system has been designed for the use of Victaulic AH-2 flexible sprinkler drops with 1/2" outlets, up to 48" with a maximum of 3 90 degree bends at a 2" bend radius for use with standard coverage pendent sprinklers as noted on the sprinkler system shop drawings in the areas with dropped ceilings only. Engineer of Record: David Giesbrecht 604-434-3408 david@gpmfire.com | GPM FIRE PROTECTION
EP-2023-00531 | 2023-01-25 | 1280 BURRARD STREET, Vancouver, BC V6Z 1Z1 | Electrical Permit | Commercial | Tenant Improvement | Completed | Installation / Repair - Commercial - Tenant improvement for office including lighting, lighting control, emergency lighting, distribution and fire alarm -F/A is relocate existing and add new devices >BP: Interior alterations to provide a first tenant improvement to this office (shell) for a new multi floor office tenant on the 6th floor (#600) in this existing commercial building Scope of work: complete tenant fit out to this office shell space, including walls, doors, millwork, finishes, HVAC, RCP, plumbing, electrical and sprinklers. TENANT: Lululemon Athletica OK for Field Review for Office TI Letters of Assurance submitted by: Schedule A and Architectural Schedule B, David N. Palmer, Architect, ph: 604-687-2511 Mechanical and Plumbing Schedule B, Daryl Keturakis, P. Eng., ph: 604-591-2766 Electrical Schedule B, Dave Hans, P. Eng., ph: 604-999-2069 | Bridge Electric Corp
EP-2022-08043 | 2022-09-26 | 1280 BURRARD STREET, Vancouver, BC V6Z 1Z1 | Electrical Permit | Commercial | Tenant Improvement | Completed | Installation / Repair - Commercial - Relocate 1 fire alarm speakers on each of 3 floors #1100 - 11th floor - full floor tenant Interior alterations to provide a first tenant improvement to this office (shell) for a new multi floor office tenant on the 11th floor (#1100) in existing commercial building Scope of work: complete tenant fit out to this office shell space, including walls, doors, millwork, finishes, HVAC, RCP, plumbing, electrical and sprinklers. TENANT: Lululemon Athletica All three permits were combined in one permit there are three floors EP-2022-08043-11th Floor EP-2022-08162-12th Floor EP-2022-08163-13th Floor | Western Pacific Enterprises Ltd
EP-2022-08162 | 2022-09-26 | 1280 BURRARD STREET, Vancouver, BC V6Z 1Z1 | Electrical Permit | Commercial | Tenant Improvement | Completed | Installation / Repair - Commercial - Relocate 1 fire alarm speakers #1200 - 12th floor - (full floor tenant) Interior alterations to provide a first tenant improvement to this office (shell) for a new multi floor office tenant on the 12th floor (#1200) in existing commercial building. Scope of work: complete tenant fit out to this office shell space, including walls, doors, millwork, finishes, HVAC, RCP, plumbing, electrical and sprinklers. TENANT: Lululemon Athletica All three permits were combined in one permit there are three floors EP-2022-08043-11th Floor EP-2022-08162-12th Floor EP-2022-08163-13th Floor | Western Pacific Enterprises Ltd
EP-2022-08163 | 2022-09-26 | 1280 BURRARD STREET, Vancouver, BC V6Z 1Z1 | Electrical Permit | Commercial | Tenant Improvement | Completed | Installation / Repair - Commercial - Relocate 3 fire alarm speakers #1300 - 13th floor (full floor tenant) Interior alterations to provide a first tenant improvement to this office (shell) for a new multi floor office tenant on the 13th floor (#1300) in existing commercial building. Scope of work: complete tenant fit out to this office shell space, including walls, doors, millwork, finishes, HVAC, RCP, plumbing, electrical and sprinklers. TENANT: Lululemon Athletica All three permits were combined in one permit there are three floors EP-2022-08043-11th Floor EP-2022-08162-12th Floor EP-2022-08163-13th Floor | Western Pacific Enterprises Ltd
PP-2022-02924 | 2022-08-22 | 1280 BURRARD STREET, Vancouver, BC V6Z 1Z1 | Plumbing Permit | Commercial | Tenant Improvement | Completed | Commercial - To install new lunchroom sink completer with DCVA for coffee maker and DCVA for bottle filler > Interior alterations to provide a first tenant improvement to this office (shell) for a new multi floor office tenant on the 12th floor (#1200) in existing commercial building. Scope of work: complete tenant fit out to this office shell space, including walls, doors, millwork, finishes, HVAC, RCP, plumbing, electrical and sprinklers. TENANT: Lululemon Athletica See related BP-2022-03156 for 13th floor, & BP-2022-03154 for 11th floor. OK for Field Review for Office TI Letters of Assurance submitted: -Schedule A by David N. Palmer, Architect AIBC. ph#604.687.2511 - Architectural Schedule B by David N. Palmer, Architect AIBC. ph#604.687.2511. -Electrical Schedule B by Dave Hans, P. Eng. ph#604- 999-2069. -Plumbing/Mechanical Schedule B by Daryl Keturakis, P.Eng. 604-591-2766. | Tri-City Plumbing & Heating Ltd
PP-2022-02926 | 2022-08-22 | 1280 BURRARD STREET, Vancouver, BC V6Z 1Z1 | Plumbing Permit | Commercial | Tenant Improvement | Completed | Commercial - To install 2 new lunchroom sink one will be completer with DCVA for coffee maker and DCVA for bottle filler. > AMEND: Nov. 15th -correct BP-2022-03155 >BP: #1200 - 12th floor - (full floor tenant) >>>>>>>>>>>>>>>>>>>> -Amend: Nov. 18th -fixtures were selected for the 12th floor on this permit -it should be for the 13th floor -BP-2022-03156 is correct for 13th fl >BP: #1300 - 13th floor (full floor tenant) Interior alterations to provide a first tenant improvement to this office (shell) for a new multi floor office tenant on the 13th floor (#1300) in existing commercial building. Scope of work: complete tenant fit out to this office shell space, including walls, doors, millwork, finishes, HVAC, RCP, plumbing, electrical and sprinklers. TENANT: Lululemon Athletica See related BP-2022-03155 for 12th floor, & BP-2022-03154 for 11th floor. | Tri-City Plumbing & Heating Ltd
PP-2022-02923 | 2022-08-22 | 1280 BURRARD STREET, Vancouver, BC V6Z 1Z1 | Plumbing Permit | Commercial | Tenant Improvement | Completed | Commercial - Adding 1 kitchen sink with dcva for coffee maker and 1 dcva for bottle filler > Interior alterations to provide a first tenant improvement to this office (shell) for a new multi floor office tenant on the 11th floor (#1100) in existing commercial building Scope of work: complete tenant fit out to this office shell space, including walls, doors, millwork, finishes, HVAC, RCP, plumbing, electrical and sprinklers. TENANT: Lululemon Athletica See related BP-2022-03155 for 12th floor, & BP-2022-03156 for 13th floor. OK for Field Review for Office TI Letters of Assurance submitted: Schedule A by David N. Palmer, Architect AIBC. ph#604.687.2511 Architectural Schedule B by David N. Palmer, Architect AIBC. ph#604.687.2511. Electrical Schedule B by Dave Hans, P. Eng. ph#604-999-2069 Plumbing/Mechanical Schedule B by Daryl Keturakis, P.Eng. 604-591-2766 | Tri-City Plumbing & Heating Ltd
EP-2022-07114 | 2022-08-24 | 1280 BURRARD STREET, Vancouver, BC V6Z 1Z1 | Electrical Permit | Commercial | Tenant Improvement | Completed | Installation / Repair - Commercial - Interior fit-out for a new tenant office over three floors. New 100A sub-panel fed by existing distribution system, branch circuits and receptacles. Lighting, lighting controls, exit & emergency. Mechanical line voltage connections c/w disconnects. Communications cabling c/w terminations, cable tray and seismic engineering. >BP: Interior alterations to provide a first tenant improvement to this office (shell) for a new multi floor office tenant on the 11th floor (#1100) in existing commercial building Scope of work: complete tenant fit out to this office shell space, including walls, doors, millwork, finishes, HVAC, RCP, plumbing, electrical and sprinklers. TENANT: Lululemon Athletica See related BP-2022-03155 for 12th floor, & BP-2022-03156 for 13th floor. OK for Field Review for Office TI Letters of Assurance submitted: Schedule A by David N. Palmer, Architect AIBC. ph#604.687.2511 Architectural Schedule B by David N. Palmer, Architect AIBC. ph#604.687.2511. Electrical Schedule B by Dave Hans, P. Eng. ph#604-999-2069 Plumbing/Mechanical Schedule B by Daryl Keturakis, P.Eng. 604-591-2766 | Charles Richard Pawluk o/a United Electrical Systems Ltd
EP-2022-07109 | 2022-08-24 | 1280 BURRARD STREET, Vancouver, BC V6Z 1Z1 | Electrical Permit | Commercial | Tenant Improvement | Completed | Installation / Repair - Commercial - Interior fit-out for a new tenant office over three floors. New 100A sub-panel fed by existing distribution system, branch circuits and receptacles. Lighting, lighting controls, exit & emergency. Mechanical line voltage connections c/w disconnects. Communications cabling c/w terminations and seismic engineering. >BP: Interior alterations to provide a first tenant improvement to this office (shell) for a new multi floor office tenant on the 13th floor (#1300) in existing commercial building. Scope of work: complete tenant fit out to this office shell space, including walls, doors, millwork, finishes, HVAC, RCP, plumbing, electrical and sprinklers. TENANT: Lululemon Athletica See related BP-2022-03155 for 12th floor, & BP-2022-03154 for 11th floor. OK for Field Review for Office TI Letters of Assurance submitted: Schedule A by David N. Palmer, Architect AIBC. ph#604.687.2511 Architectural Schedule B by David N. Palmer, Architect AIBC. ph#604.687.2511. Electrical Schedule B by Dave Hans, P. Eng. ph#604-999-2069 Plumbing/Mechanical Schedule B by Daryl Keturakis, P.Eng. 604-591-2766 | Charles Richard Pawluk o/a United Electrical Systems Ltd
EP-2022-07111 | 2022-08-24 | 1280 BURRARD STREET, Vancouver, BC V6Z 1Z1 | Electrical Permit | Commercial | Tenant Improvement | Completed | Installation / Repair - Commercial - Interior fit-out for a new tenant office over three floors. Two new 100A sub-panels fed by existing distribution system, branch circuits and receptacles. Lighting, lighting controls, exit & emergency. Mechanical line voltage connections c/w disconnects. Communications cabling c/w terminations, data rack, UPS equipment, cable tray and seismic engineering. >BP: Interior alterations to provide a first tenant improvement to this office (shell) for a new multi floor office tenant on the 12th floor (#1200) in existing commercial building. Scope of work: complete tenant fit out to this office shell space, including walls, doors, millwork, finishes, HVAC, RCP, plumbing, electrical and sprinklers. TENANT: Lululemon Athletica See related BP-2022-03156 for 13th floor, & BP-2022-03154 for 11th floor. OK for Field Review for Office TI Letters of Assurance submitted: -Schedule A by David N. Palmer, Architect AIBC. ph#604.687.2511 - Architectural Schedule B by David N. Palmer, Architect AIBC. ph#604.687.2511. -Electrical Schedule B by Dave Hans, P. Eng. ph#604- 999-2069. -Plumbing/Mechanical Schedule B by Daryl Keturakis, P.Eng. 604-591-2766. | Charles Richard Pawluk o/a United Electrical Systems Ltd
EP-2022-07093 | 2022-08-24 | 1280 BURRARD STREET, Vancouver, BC V6Z 1Z1 | Electrical Permit | Commercial | Renovation | Completed | Installation / Repair - Commercial - New DDC controls on new fan coil units, relocate and reconnect existing fan coil units >BP: Interior alterations to provide a first tenant improvement to this office (shell) for a new multi floor office tenant on the 11th floor (#1100) in existing commercial building Scope of work: complete tenant fit out to this office shell space, including walls, doors, millwork, finishes, HVAC, RCP, plumbing, electrical and sprinklers. TENANT: Lululemon Athletica See related BP-2022-03155 for 12th floor, & BP-2022-03156 for 13th floor. OK for Field Review for Office TI Letters of Assurance submitted: Schedule A by David N. Palmer, Architect AIBC. ph#604.687.2511 Architectural Schedule B by David N. Palmer, Architect AIBC. ph#604.687.2511. Electrical Schedule B by Dave Hans, P. Eng. ph#604-999-2069 Plumbing/Mechanical Schedule B by Daryl Keturakis, P.Eng. 604-591-2766 | ESC Automation Inc
EP-2022-07163 | 2022-08-24 | 1280 BURRARD STREET, Vancouver, BC V6Z 1Z1 | Electrical Permit | Commercial | Renovation | Completed | Installation / Repair - Commercial - #1300 - 13TH FLOOR (FULL FLOOR TENANT) - New DDC Controls on fan coil units, relocate and reconnect existing fan coil units >BP: #1300 - 13th floor (full floor tenant) Interior alterations to provide a first tenant improvement to this office (shell) for a new multi floor office tenant on the 13th floor (#1300) in existing commercial building. Scope of work: complete tenant fit out to this office shell space, including walls, doors, millwork, finishes, HVAC, RCP, plumbing, electrical and sprinklers. | ESC Automation Inc
EP-2022-07160 | 2022-08-25 | 1280 BURRARD STREET, Vancouver, BC V6Z 1Z1 | Electrical Permit | Commercial | Renovation | Completed | Installation / Repair - Commercial - New DDC controls on new fan coil units, relocate and reconnect existing fan coil units >BP: #1200 - 12th floor - (full floor tenant) Interior alterations to provide a first tenant improvement to this office (shell) for a new multi floor office tenant on the 12th floor (#1200) in existing commercial building. Scope of work: complete tenant fit out to this office shell space, including walls, doors, millwork, finishes, HVAC, RCP, plumbing, electrical and sprinklers. TENANT: Lululemon Athletica See related BP-2022-03156 for 13th floor, & BP-2022-03154 for 11th floor. | ESC Automation Inc
SP-2022-01192 | 2022-10-12 | 1280 BURRARD STREET, Vancouver, BC V6Z 1Z1 | Sprinkler Permit | Commercial | Tenant Improvement | Completed | Commercial - For sprinkler system alterations to the 2019 VBBL and NFPA 13, 2013 for the tenant improvements to provide a first tenant improvement to this office (shell) for a new multi floor office tenant on the 12th floor (#1200) in existing commercial building. Flexible Sprinkler Pipe: 1. Flexible Sprinkler Pipe (Level 12) - Automatic sprinkler system has been designed for the use of Victaulic AH-2 flexible sprinkler drops with 1/2" outlets, up to 48" with a maximum of 3 90 degree bends at a 2" bend radius for use with standard spray pendent sprinklers as noted on the sprinkler system shop drawings in the 12th floor area only. Engineer of Record: David Giesbrecht - 604-434-3408 | GPM FIRE PROTECTION
SP-2022-01193 | 2022-10-12 | 1280 BURRARD STREET, Vancouver, BC V6Z 1Z1 | Sprinkler Permit | Commercial | Tenant Improvement | Completed | Commercial - For sprinkler system alterations to the 2019 VBBL and NFPA 13, 2013 for the tenant improvements to provide a first tenant improvement to this office (shell) for a new multi floor office tenant on the 13th floor (#1300) in existing commercial building. Flexible Sprinkler Pipe: 1. Flexible Sprinkler Pipe (Level 13) - Automatic sprinkler system has been designed for the use of Victaulic AH-2 flexible sprinkler drops with 1/2" outlets, up to 48" with a maximum of 3 90 degree bends at a 2" bend radius for use with standard spray pendent sprinklers as noted on the sprinkler system shop drawings in the 13th floor area only. Engineer of Record: David Giesbrecht - 604-434-3408 | GPM FIRE PROTECTION
EP-2022-05688 | 2022-07-06 | 1280 BURRARD STREET, Vancouver, BC V6Z 1Z1 | Electrical Permit | Commercial | New | Completed | Installation / Repair - Commercial - Alarm and camera installation Unit #500 Interior alterations to provide tenant improvement for new Health Care Office (group D) in office shell space at Unit #500 (entire Level 5). | Best Built-In Centre Ltd
SP-2022-01099 | 2022-10-12 | 1280 BURRARD STREET, Vancouver, BC V6Z 1Z1 | Sprinkler Permit | Commercial | Tenant Improvement | Completed | Commercial - For sprinkler system alterations to the 2019 VBBL and NFPA 13, 2013 for the tenant improvements to provide a first tenant improvement to this office (shell) for a new multi floor office tenant on the 11th floor (#1100) in existing commercial building. Flexible Sprinkler Pipe: 1. Flexible Sprinkler Pipe (Level 11) - Automatic sprinkler system has been designed for the use of Victaulic AH-2 flexible sprinkler drops with 1/2" outlets, up to 48" with a maximum of 3 90 degree bends at a 2" bend radius for use with standard spray pendent sprinklers as noted on the sprinkler system shop drawings in the 11th floor area only. Engineer of Record: David Giesbrecht - 604-434-3408 | GPM FIRE PROTECTION
EP-2022-05478 | 2022-06-28 | 1280 BURRARD STREET, Vancouver, BC V6Z 1Z1 | Electrical Permit | Commercial | New | Completed | Installation / Repair - Commercial - Speakers | Wiresmart Installations Ltd
PP-2022-01084 | 2022-04-13 | 1280 BURRARD STREET, Vancouver, BC V6Z 1Z1 | Plumbing Permit | Commercial | Addition | Completed | Commercial - Install new plumbing Unit #500 Interior alterations to provide tenant improvement for new Health Care Office (group D) in office shell space at Unit #500 (entire Level 5). AMEND: SEPT 7/2022 Please make the changes to: Add 1 Hot Water Tank Add 2 Dishwashers FD-1 should Qty 1 not Qty 3 | DAVIDSON BROS MECHANICAL CONTRACTORS
EP-2022-02556 | 2022-04-12 | 1280 BURRARD STREET, Vancouver, BC V6Z 1Z1 | Electrical Permit | Commercial | New | Completed | Installation / Repair - Commercial - Ductbank Installation at 1280 Burrard Street. Amend: July 13, 2022 FSR changed to Mark Benacivic | Orion Electrical Systems Ltd
EP-2022-02789 | 2022-04-07 | 1280 BURRARD STREET, Vancouver, BC V6Z 1Z1 | Electrical Permit | Commercial | Tenant Improvement | Completed | Installation / Repair - Commercial - Tenant Improvement work including lighting, branch wiring, raceways, mechanical and demolition SECTION 24 PATIENT CARE AREAS APPLIES >BP: Interior alterations to provide tenant improvement for new Health Care Office (group D) in office shell space at Unit #500 (entire Level 5). No DP required as per John Greer on Jan 24, 2022. Total Occupant Load = Max 185 Persons This is a CP Process Permit and the applicant is Barry Thorson, P. Eng., CP. Tenant: Harrison Healthcare (BC) Inc. ******REVIEWED UNDER THE PROVISIONS OF VBBL 2019******** STAGED CONSTRUCTION Stage 1: Full Construction (Mar 28/22, A. Min) Amend Apr 14, 2022 Added scope for class 2 Circuits (extra-low voltage: intercom, security-rewire). Total contract value increased by $12,000 to the amount of $338,601. | Sasco Contractors Ltd
SP-2022-00421 | 2022-05-02 | 1280 BURRARD STREET, Vancouver, BC V6Z 1Z1 | Sprinkler Permit | Commercial | Tenant Improvement | Completed | Commercial - Unit #500 Sprinkler alterations to provide tenant improvement in office shell space in Unit #500. This tenant will occupy the entire Level 5. | GPM FIRE PROTECTION
EP-2022-02934 | 2022-04-12 | HORT & SANIT BLDG - 605 PIPELINE ROAD, Vancouver, BC | Electrical Permit | Commercial | Addition | Completed | Installation / Repair - Commercial - Install 6 Cat6 data cables for CCTV cameras. If work on this site could lead to ground disturbance (impacting soil) advise applicant to contact the Provincial Archaeology Branch at 250-953-3334 for a list of archaeological consultants, who when retained by the proponent, will apply on the proponent’s behalf for the necessary archaeological permits. In addition, please be advised that reports from an Archaeologist (Archaeological Overview Assessment (AOA) or Archaeological Impact Assessment (AIA) reports) and archaeological/heritage inspection permits from the First Nations may be necessary prior to the release of your City of Vancouver permits | 4th Utility Inc
EP-2023-00485 | 2023-01-23 | 1147 HOMER STREET, Vancouver, BC | Electrical Permit | Commercial | Renovation | Completed | Installation / Repair - Commercial - Re-wiring a commercial space -Installing 34 lighting fixtures, 40 receptacles/ branch circuits >BP: Interior alterations to provide improvements and to change the use from Office (D) to Beauty and Wellness (D) in this existing office/ retail/beauty salon/multiple dwelling building on this site. Scope of work includes new partitions, updating washroom, lighting, flooring and new furnishing/equipment. Ok for Field Review as per Kirat Kang - November 25, 2022 E2 Upgrade: Lighting - Upgrade to Restricted to Manual ON (per 9.4.1.1.(b) of ASHRAE 90.1-2016) | Ciprian Romeo Barbu
PP-2023-01042 | 2023-03-27 | 1147 HOMER STREET, Vancouver, BC | Plumbing Permit | Commercial | New | Completed | Commercial - Rough-in of 3 hand wash sinks 2 single 1 double compartment >BP: Interior alterations to provide improvements and to change the use from Office (D) to Beauty and Wellness (D) in this existing office/ retail/beauty salon/multiple dwelling building on this site. Scope of work includes new partitions, updating washroom, lighting, flooring and new furnishing/equipment. | Goldstein Plumbing & Gas
SP-2023-00936 | 2023-05-30 | 1147 HOMER STREET, Vancouver, BC | Sprinkler Permit | Commercial | Tenant Improvement | Completed | Commercial - Remove existing pendants and return unit to basebuilding with 5.6K Uprights Relocate (1) Concealed Pendants Add (1) Concealed Pendant New tenant is removing drop ceilings and going back to exposed concrete ceilings. We are removing the pendant sprinklers and installing uprights as it would have been at base building. >BP: Interior alterations to provide improvements and to change the use from Office (D) to Beauty and Wellness (D) in this existing office/ retail/beauty salon/multiple dwelling building on this site. Scope of work includes new partitions, updating washroom, lighting, flooring and new furnishing/equipment. *****This application does not include any of the following: 1. Not more than 20 sprinklers (add, relocate, or remove), 2. hydraulic calculations, 3. change in occupancy and /or hazard classification, 4. warehouse storage arrangements, 5. mobile compact storage arrangements, 6. alternative solutions, 7. changes to the sprinkler system supply piping (e.g. valves, mains, cross-mains, branch-lines, etc.), or 8. flexible sprinkler pipe. | Major Fire Protection Ltd
SP-2022-00823 | 2022-05-25 | 838 W HASTINGS STREET, Vancouver, BC V6C 1C8 | Sprinkler Permit | Commercial | Tenant Improvement | Completed | Commercial - ADD AND RELOCATE 8 SPRINKLER HEADS #1002 - 10th Floor (South Portion) Interior alterations to provide improvements for an existing full floor office tenant on the 10th floor (#1002 and re-number the suite to #1000) in this existing commercial building on this site. Scope: remove partition walls, doors, millwork, construct new demountable partition walls, electrical and sprinkler work TENANT: Jameson House Ventures LTD OK for Field Review per k. Vogt March 3, 2022 Building Sprinklered – Separate sprinkler permit required for proposed sprinkler work. E2 - Retrofit Path: 1 @ E2 Energy checklist is currently no longer required with your Building Permit (BP) application. Some supporting documents are still required at BP stage, specifically Envelope and HVAC, if applicable. Service Water Heating and Lighting supporting documents, if applicable, must be submitted with your related trades permits (e.g. electrical and plumbing). All energy upgrades will be checked during inspections stage. It is the applicant’s responsibility to identify and note all required upgrades including energy upgrades on their BP drawings at BP stage. *****This application does not include any of the following: 1. Not more than 20 sprinklers (add, relocate, or remove), 2. hydraulic calculations, 3. change in occupancy and /or hazard classification, 4. warehouse storage arrangements, 5. mobile compact storage arrangements, 6. alternative solutions, 7. changes to the sprinkler system supply piping (e.g. valves, mains, cross-mains, branch-lines, etc.), or 8. flexible sprinkler pipe. | Priority Fire Systems Ltd
PP-2022-00433 | 2022-02-09 | 1325 BURRARD STREET, Vancouver, BC V6Z 1Z7 | Plumbing Permit | Commercial | Addition | Cancelled | Commercial - Install hand sink in prep area as per Heath Inpsection | Daryl-Evans Mechanical Services Ltd
EP-2022-10075 | 2022-11-30 | 2245 COMMERCIAL DRIVE, Vancouver, BC | Electrical Permit | Commercial | Addition | Completed | Installation / Repair - Commercial - 18 pcs t bar ceiling lite ,2 exterior lite and 4 cots plugs | Frimae Electric Ltd
EP-2022-07338 | 2022-09-02 | 2145 PARKER STREET, Vancouver, BC V5L 2L6 | Electrical Permit | Residential | Tenant Improvement | Completed | Installation / Repair - Residential - Wiring a 30A EV Charger supplied from 125A Panel in Garage. | AJ's Electrical Contractors LTD
EP-2022-08194 | 2022-09-28 | 495 W WATERFRONT ROAD, Vancouver, BC | Electrical Permit | Commercial | NULL | Expired | Annual / Operating - Annual Operating Permit -renewal of EP-2021-07473 Effective Oct 05/2022- Oct 04/2023 | Coast Mountain Bus Company Ltd
EP-2023-08834 | 2023-10-03 | 495 W WATERFRONT ROAD, Vancouver, BC | Electrical Permit | Commercial | NULL | Issued | Annual / Operating - Annual Operating Permit -renewal of EP-2022-08194 Effective Oct 05/2023- Oct 04/2024 | Coast Mountain Bus Company Ltd
EP-2022-02839 | 2022-04-08 | 1188 BIDWELL STREET, Vancouver, BC V6G 2K6 | Electrical Permit | Commercial | NULL | Expired | Annual / Operating - Minor electrical installation, repair and maintenance Valid April 20, 2022 to April 19, 2023 Renewal of EP-2021-02299 | Berts Electric (2001) Ltd
EP-2023-03301 | 2023-04-18 | 1188 BIDWELL STREET, Vancouver, BC V6G 2K6 | Electrical Permit | Commercial | NULL | Issued | Annual / Operating - Minor electrical installation, repair and maintenance -renewal of: EP-2022-02839 -valid: April 20, 2023 - April 19, 2024 | Berts Electric (2001) Ltd
PP-2022-03388 | 2022-09-26 | 5528 TRAFALGAR STREET, Vancouver, BC V6N 1C3 | Plumbing Permit | Residential | New | Issued | Residential - dcva backflow install for irrigation lawn sprinklers | Zane A Cushing
EP-2022-08855 | 2022-10-18 | 5528 TRAFALGAR STREET, Vancouver, BC V6N 1C3 | Electrical Permit | Residential | Renovation - Dwelling Unit(s) only | Expired | Temporary Power - Residential - To provide temporary power. Valid : Oct 15,2022 - Oct 14,2023. Expired: EP-2021-08211 | Wicks Electric Inc
GP-2022-03644 | NULL | 5528 TRAFALGAR STREET, Vancouver, BC V6N 1C3 | Gas Permit | Residential | Renovation | Draft | Residential - Renovation. | NULL
GP-2022-00748 | 2022-03-09 | 5528 TRAFALGAR STREET, Vancouver, BC V6N 1C3 | Gas Permit | Residential | Renovation | Completed | Residential - Renovation ** Amend 03/17/2022** Please add to gas permit - rough in only for 3 inch exhaust for Tankless Heater for future 1FD + LWH +1 OPEN SPACE PARKING To construct a 2 storey one-family dwelling with a Cellar with 1 enclosed Garage attached to LWH + 1 open parking over gravel, providing 2 parking spaces in total, having vehicular access from the 20' Lane. 1. Non-stratification covenant to be registered prior to the Sheathing Inspection. 2. No Strata Titling permitted 3. A/C Unit proposed in Rear Yard 4. Bar sink located in Basement 5. Schedule B: (Tarek A. El-Amoury) P.Eng (604.336.5080) Architectural for Glass Guards 6. Schedule B: (Tarek A. El-Amoury) P.Eng (604.336.5080) Structural 7. Schedule B: (Tegbir Bajwa) P.Eng (778.995.2404) Geotechnical 8. BC Housing (Best Builders Ltd) | Plumbiz Plumbing & Heating Ltd
GP-2022-00676 | 2022-03-03 | 5528 TRAFALGAR STREET, Vancouver, BC V6N 1C3 | Gas Permit | Residential | New | Completed | Residential - Installation of 1 gas fireplace - venting and hook up only >To construct a 2 storey one-family dwelling with a Cellar ($1,187,750.00) with 1 enclosed Garage attached to LWH + 1 open parking over gravel, providing 2 parking spaces in total, having vehicular access from the 20' Lane. | Urban Fireplaces Ltd
EP-2022-03558 | 2022-05-03 | 5528 TRAFALGAR STREET, Vancouver, BC V6N 1C3 | Electrical Permit | Residential | New | Completed | Installation / Repair - Residential - Alarm Installation - pre wiring and installing the alarm. >BP: To construct a 2 storey one-family dwelling with a Cellar ($1,187,750.00) with 1 enclosed Garage attached to LWH + 1 open parking over gravel, providing 2 parking spaces in total, having vehicular access from the 20' Lane. 1. Non-stratification covenant to be registered prior to the Sheathing Inspection. 2. No Strata Titling permitted 3. A/C Unit proposed in Rear Yard 4. Bar sink located in Basement 5. Schedule B: (Tarek A. El-Amoury) P.Eng (604.336.5080) Architectural for Glass Guards 6. Schedule B: (Tarek A. El-Amoury) P.Eng (604.336.5080) Structural 7. Schedule B: (Tegbir Bajwa) P.Eng (778.995.2404) Geotechnical 8. BC Housing (Best Builders Ltd) This is a 2 storey building pursuant to the Zoning and Development By-Law. ******THIS PERMIT HAS BEEN ISSUED UNDER THE REQUIREMENTS OF VBBL 2019.****** "Combustible projections or roof soffits on an exposing building face shall not project to less than .45m from the property line and shall be in compliance with VBBL 2019 9.10.15.5.(9) The entire building, INCLUDING THE ATTACHED GARAGE (if applicable), to be sprinklered to NFPA 13D. Any alterations or conversions to the attached garage (if applicable) to habitable living space shall not be permitted without first obtaining the approval of the Director of Planning and the Chief Building Official. Thermal protection measures and Laneway house design guidelines shall be required to be met prior to the approval of the conversion. | Prism Security Systems Ltd
EP-2022-01255 | 2022-02-25 | 5528 TRAFALGAR STREET, Vancouver, BC V6N 1C3 | Electrical Permit | Residential | New | Completed | Installation / Repair - Residential - Smart home wiring( All low voltage except alarm wire) >To construct a 2 storey one-family dwelling with a Cellar ($1,187,750.00) with 1 enclosed Garage attached to LWH + 1 open parking over gravel, providing 2 parking spaces in total, having vehicular access from the 20' Lane. 1. Non-stratification covenant to be registered prior to the Sheathing Inspection. 2. No Strata Titling permitted 3. A/C Unit proposed in Rear Yard 4. Bar sink located in Basement 5. Schedule B: (Tarek A. El-Amoury) P.Eng (604.336.5080) Architectural for Glass Guards 6. Schedule B: (Tarek A. El-Amoury) P.Eng (604.336.5080) Structural 7. Schedule B: (Tegbir Bajwa) P.Eng (778.995.2404) Geotechnical 8. BC Housing (Best Builders Ltd) This is a 2 storey building pursuant to the Zoning and Development By-Law. ******THIS PERMIT HAS BEEN ISSUED UNDER THE REQUIREMENTS OF VBBL 2019.****** "Combustible projections or roof soffits on an exposing building face shall not project to less than .45m from the property line and shall be in compliance with VBBL 2019 9.10.15.5.(9) The entire building, INCLUDING THE ATTACHED GARAGE (if applicable), to be sprinklered to NFPA 13D. Any alterations or conversions to the attached garage (if applicable) to habitable living space shall not be permitted without first obtaining the approval of the Director of Planning and the Chief Building Official. Thermal protection measures and Laneway house design guidelines shall be required to be met prior to the approval of the conversion. Addressing Notes: Building 1 #1-5528 Trafalgar St - One Family Dwelling (2 storey) Building 2 #3-5528 Trafalgar St - Laneway House (1 storey) | IAN FUNAY DBA PERFECTION CONNECTION
GP-2023-01902 | 2023-06-23 | 1547 E 14TH AVENUE, Vancouver, BC V5N 2C9 | Gas Permit | Residential | Tenant Improvement | Completed | Residential - 1 Water Heater Navien NPE-240A2 unit | Drips & Drains Plumbing and Heating Ltd
EP-2022-00583 | 2022-01-26 | 2135 E HASTINGS STREET, Vancouver, BC V5L 1V2 | Electrical Permit | Commercial | Tenant Improvement | Completed | Installation / Repair - Commercial - Supply and install data rack, patch panel and 6x data drops throughout office space. | Houle Electric Limited
EP-2023-08145 | 2023-09-08 | 2135 E HASTINGS STREET, Vancouver, BC V5L 1V2 | Electrical Permit | Commercial | Tenant Improvement | Issued | Installation / Repair - Commercial - Low voltage structured cabling for security devices, card readers, intercom, intrusion & cameras. Provide 120v power to the access control power supply. No digging/soil disturbance or structural change attached to this work. | Houle Electric Limited
NULL | NULL | 5838 HIGHBURY STREET, Vancouver, BC V6N 1Z1 | Mechanical Permit | NULL | NULL | Draft | NULL | NULL
SP-2023-01758 | 2023-09-25 | 5838 HIGHBURY STREET, Vancouver, BC V6N 1Z1 | Sprinkler Permit | Residential | New | Issued | Residential - New fire sprinkler installations >BP: To construct a two-storey two-family dwelling with one secondary suite located in the basement, with an attached garage providing 2 parking spaces, having vehicular access from the street. Note: This is a 2 storey building pursuant to the Zoning and Development By-Law 1. Covenant registered at the Land Title Office under CA9659862 2. No strata titling permitted 3. A/C units proposed in rear yard & second storey 4. No Bar sinks proposed 5. Schedule B: Zhi Yi You (778.302.2155) Structural & Geotechnical 6. HPO: Residential Builder - Goldsun Construction Ltd | Spectrum Fire Protection Ltd
MP-2023-01703 | 2023-09-19 | 5838 HIGHBURY STREET, Vancouver, BC V6N 1Z1 | Mechanical Permit | NULL | NULL | Cancelled | NULL | Westar Plumbing & Heating Ltd
EP-2023-10333 | NULL | 5838 HIGHBURY STREET, Vancouver, BC V6N 1Z1 | Electrical Permit | Residential | New | Withdrawn | Installation / Repair - Residential - New duplex house electrical installation. There is EVSE & AC, no heat pump. I will send you the updated form for duplex calculation shortly. Duplex 2x200A Service: #5836 Highbury: 1X200A #5838 Highbury:1x200A | MW. Can. Enterprise Ltd
PP-2022-03593 | 2022-10-11 | 5838 HIGHBURY STREET, Vancouver, BC V6N 1Z1 | Plumbing Permit | Residential | New | Issued | Residential - SUMP | Van-City Excavating Ltd
EP-2022-05808 | 2022-07-13 | 5838 HIGHBURY STREET, Vancouver, BC V6N 1Z1 | Electrical Permit | Residential | New | Expired | Temporary Power - Residential - To provide temporary power. Valid July 13th, 2022 until July 12th, 2023 | MW. Can. Enterprise Ltd
PP-2023-03498 | 2023-10-04 | 1181 MAIN STREET, Vancouver, BC | Plumbing Permit | Commercial | Renovation | Completed | Commercial - Supply and Install 2 x hand sinks for tattoo studio >BP: 1181 Main St Interior alterations to provide tenant improvements to existing retail unit to change use to beauty and wellness, and change major occupancy from E to D. Scope of work includes addition of two sinks. | PHD PLUMBING HEATING & DRAINAGE LTD
EP-2023-10098 | 2023-11-08 | 3477 BRIDGEWAY, Vancouver, BC | Electrical Permit | Commercial | NULL | Issued | Annual / Operating - Operating permit and monthly inspections and log. The building is fed via a substation with a 12.8kV:120/208VAC 30kVA transformer and a 25kW standby generator. Renewal of EP-2022-09740 Valid Nov 19, 2023 until Nov 18, 2024 | Mott Electric General Partnership
EP-2022-09740 | 2022-11-17 | 3477 BRIDGEWAY, Vancouver, BC | Electrical Permit | Commercial | NULL | Expired | Annual / Operating - Operating permit and monthly inspections and log. The building is fed via a substation with a 12.8kV:120/208VAC 30kVA transformer and a 25kW standby generator. Valid Nov 19, 2022 until Nov 18, 2023 Expired permit EP-2021-08083 | Mott Electric General Partnership
SP-2023-01994 | 2023-10-30 | 1181 MAIN STREET, Vancouver, BC | Sprinkler Permit | Commercial | Tenant Improvement | Completed | Commercial - Relocating 1 sprinkler head for wall adjustment. >BP: 1181 Main St Interior alterations to provide tenant improvements to existing retail unit to change use to beauty and wellness, and change major occupancy from E to D. Scope of work includes addition of two sinks. *****This application does not include any of the following: 1. Not more than 20 sprinklers (add, relocate, or remove), 2. hydraulic calculations, 3. change in occupancy and /or hazard classification, 4. warehouse storage arrangements, 5. mobile compact storage arrangements, 6. alternative solutions, 7. changes to the sprinkler system supply piping (e.g. valves, mains, cross-mains, branch-lines, etc.), or 8. flexible sprinkler pipe. | Phaser Fire Protection Ltd
EP-2023-09823 | 2023-11-10 | 1151 W GEORGIA STREET, Vancouver, BC | Electrical Permit | Residential | Addition | Issued | Installation / Repair - Residential - Installation of EV Charger into EV Ready infrastructure/ Stall #560 | Berts Electric (2001) Ltd
EP-2023-10211 | 2023-11-14 | 1151 W GEORGIA STREET, Vancouver, BC | Electrical Permit | Commercial | NULL | Issued | Annual / Operating - Maintenance of EV-EMS system & infrastructure -renewal of EP-2022-08215 -valid: Sept. 28, 2023 - Sept. 27, 2024 | Berts Electric (2001) Ltd
EP-2023-08794 | 2023-09-28 | 1151 W GEORGIA STREET, Vancouver, BC | Electrical Permit | Commercial | Addition | Completed | Installation / Repair - Commercial - Installation of EV chargers into building with EV-EMS infrastructure. EV Chargers are to be installed in stalls 612 & 638. Refer to Bert's Electric permit EP-2022-07283 for all drawings and load calcs for the EV infrastructure designed for all 217 stalls. | Berts Electric (2001) Ltd
EP-2022-10610 | 2022-12-21 | 1151 W GEORGIA STREET, Vancouver, BC | Electrical Permit | Residential | Renovation | Completed | Installation / Repair - Residential - relocate basboard heater, adding new 120volt 15 amp recepacle | NWI Contracting Ltd
EP-2022-08215 | 2022-09-28 | 1151 W GEORGIA STREET, Vancouver, BC | Electrical Permit | Commercial | NULL | Expired | Annual / Operating - Maintenance of EV-EMS system & infrastructure | Berts Electric (2001) Ltd
EP-2022-07283 | 2022-09-02 | 1151 W GEORGIA STREET, Vancouver, BC | Electrical Permit | Commercial | Renovation | Completed | Installation / Repair - Commercial - Electric Vehicle Charging Infrastructure - Wiring installation for installation of electric vehicle supply equipment (EVSE) & electric vehicle energy management system (EVEMS). Scpe of work includes installation of EVEMS, 217 charging stations, 2 EV panels, 2 150 kVA transformers, and splitters. Approved Amendment January 18, 2023. Add to existing permit; 23 EVSEs installed to existing EV Ready infrastructure (stalls 314, 333, 302, 331 & 332, 566, 465, 443 & 444, 561, 562, 513, 563, 539 & 540, 625, 640, 701, 615, 321 & 322, 633, 505 & 506, 454 & 455, 511, 651, 469 & 470). $92,000 added onto cost of original permit value. | Berts Electric (2001) Ltd
EP-2023-02287 | 2023-03-17 | 1151 W GEORGIA STREET, Vancouver, BC | Electrical Permit | Commercial | Renovation | Completed | Installation / Repair - Commercial - Add EVSE installs for stalls 344 & 611 connected to existing EV infrastructure. Refer to Bert's Electric permit EP-2022-07283 for all drawings and load calcs for the EV infrastructure designed for all 217 stalls. | Stream Energy Systems Inc
EP-2022-04219 | 2022-05-20 | 4188 YEW STREET, Vancouver, BC V1V 1V1 | Electrical Permit | Commercial | NULL | Expired | Annual / Operating - Annual Operating permit Maintenance Renewal of EP-2021-01435 Valid from Feb 25, 2022 to Feb 24, 2023 | INT Electrical Ltd
EP-2023-01359 | 2023-09-01 | 4189 YEW STREET, Vancouver, BC | Electrical Permit | Commercial | New | Issued | Installation / Repair - Commercial - Two Multi Family Residential buildings (Block C, 8-storey mixed-use building & Block D, 13-storey mixed use building ) with a shared two level parkade. >BP: To construct a new building with two blocks (Block C & Block D) connected by a parkade below street level. Block C is an 8-storey mixed-use building, comprising of 56 Market Rental dwelling units on Levels 3 to 8, with retail and institutional occupancy (Daycare & Neighborhood House) at ground and Level 2. Block D is a 13-storey mixed use building comprising of 210 Market Rental dwelling units on ground level to Level 13 with Restaurant (Class 1) on ground level. Both buildings are situated over a common 3-level underground parkade, having vehicular access from Yew Street Extension. Stage I (Excavation/Shoring and Structure to Grade) Issued July 7/22. Stage I Revision #1 : to update the floor numbering and shoring design Stage II (in review) | Red Seal Electric Ltd
EP-2023-01199 | 2023-02-21 | 4189 YEW STREET, Vancouver, BC | Electrical Permit | Commercial | New | Completed | Interim - Commercial - Parkade slab work >BP: To construct a new building with two blocks (Block C & Block D) connected by a parkade below street level. Block C is an 8-storey mixed-use building, comprising of 56 Market Rental dwelling units on Levels 3 to 8, with retail and institutional occupancy (Daycare & Neighborhood House) at ground and Level 2. Block D is a 13-storey mixed use building comprising of 210 Market Rental dwelling units on ground level to Level 13 with Restaurant (Class 1) on ground level. Both buildings are situated over a common 3-level underground parkade, having vehicular access from Yew Street Extension. Stage I (Excavation/Shoring and Structure to Grade) Issued July 7/22. Stage I Revision #1 (in review): to update the floor numbering and shoring design Stage II (in review) LoC for public art, TIPS program? | Red Seal Electric Ltd
EP-2023-01192 | 2023-02-10 | 4189 YEW STREET, Vancouver, BC | Electrical Permit | Commercial | New | Issued | Temporary Power - Commercial - To provide temporary power. | Red Seal Electric Ltd
SP-2023-01160 | NULL | 4189 YEW STREET, Vancouver, BC | Sprinkler Permit | Commercial | New | Applicant Revisions | Commercial - New sprinkler system (dry, wet and standpipes) for Below grade levels of multi-residential buildings. >BP: To construct a new building with two blocks (Block C & Block D) connected by a parkade below street level. Block C is an 8-storey mixed-use building, comprising of 56 Market Rental dwelling units on Levels 3 to 8, with retail and institutional occupancy (Daycare & Neighborhood House) at ground and Level 2. Block D is a 13-storey mixed use building comprising of 210 Market Rental dwelling units on ground level to Level 13 with Restaurant (Class 1) on ground level. Both buildings are situated over a common 3-level underground parkade, having vehicular access from Yew Street Extension. Stage I (Excavation/Shoring and Structure to Grade) Issued July 7/22. Stage I Revision #1 : to update the floor numbering and shoring design Stage II (in review) | NULL
EP-2023-05099 | 2023-06-07 | 4189 YEW STREET, Vancouver, BC | Electrical Permit | Commercial | New | Issued | Temporary Power - Commercial - To provide temporary power. NOTE: Work authorized by this permit is for placement of a temporary power pole only and does not authorize any site construction and/or excavation. A separate Building Permit will be required prior to commencement of any other work on this site. | Red Seal Electric Ltd
NULL | NULL | 4189 YEW STREET, Vancouver, BC | Electrical Permit | Commercial | New | Withdrawn | Temporary Power - Commercial - To provide temporary power. NOTE: Work authorized by this permit is for placement of a temporary power pole only and does not authorize any site construction and/or excavation. A separate Building Permit will be required prior to commencement of any other work on this site. | Red Seal Electric Ltd
EP-2023-05053 | 2023-06-07 | 4189 YEW STREET, Vancouver, BC | Electrical Permit | Commercial | New | Issued | Temporary Power - Commercial - To provide temporary power. NOTE: Work authorized by this permit is for placement of a temporary power pole only and does not authorize any site construction and/or excavation. A separate Building Permit will be required prior to commencement of any other work on this site. | Red Seal Electric Ltd
PP-2023-00215 | 2023-02-27 | 4189 YEW STREET, Vancouver, BC | Plumbing Permit | Commercial | New | Issued | Commercial - **UNDERGROUND*** Installation of complete underground plumbing system >To construct a new building with two blocks (Block C & Block D) connected by a parkade below street level. Block C is an 8-storey mixed-use building, comprising of 56 Market Rental dwelling units on Levels 3 to 8, with retail and institutional occupancy (Daycare & Neighborhood House) at ground and Level 2. Block D is a 13-storey mixed use building comprising of 210 Market Rental dwelling units on ground level to Level 13 with Restaurant (Class 1) on ground level. Both buildings are situated over a common 3-level underground parkade, having vehicular access from Yew Street Extension. Stage I (Excavation/Shoring and Structure to Grade) Issued July 7/22. Stage I Revision #1 (in review): to update the floor numbering and shoring design Stage II (in review) LoC for public art, TIPS program? | William Kelly & Sons Plumbing Contractors (1989) Ltd
PP-2023-00188 | 2023-12-11 | 4189 YEW STREET, Vancouver, BC | Plumbing Permit | Commercial | New | Issued | Commercial - Installation of complete plumbing / mechanical system from foundation to level 1. *** Separate permit for Civil required *** >To construct a new building with two blocks (Block C & Block D) connected by a parkade below street level. Block C is an 8-storey mixed-use building, comprising of 56 Market Rental dwelling units on Levels 3 to 8, with retail and institutional occupancy (Daycare & Neighborhood House) at ground and Level 2. Block D is a 13-storey mixed use building comprising of 210 Market Rental dwelling units on ground level to Level 13 with Restaurant (Class 1) on ground level. Both buildings are situated over a common 3-level underground parkade, having vehicular access from Yew Street Extension. Stage I (Excavation/Shoring and Structure to Grade) Issued July 7/22. Stage I Revision #1 (in review): to update the floor numbering and shoring design Stage II (in review) LoC for public art, TIPS program? | William Kelly & Sons Plumbing Contractors (1989) Ltd
EP-2023-00300 | 2023-01-13 | 4189 YEW STREET, Vancouver, BC | Electrical Permit | Commercial | New | Expired | Temporary Power - Commercial - To provide temporary power. | Red Seal Electric Ltd
SP-2024-00072 | NULL | 4189 YEW STREET, Vancouver, BC | Sprinkler Permit | Commercial | New | In Review | Commercial - BLDG #1 (BLOCK D - NORTH) - New sprinkler systems for the above grade portion of this building >BP: To construct a new building with two blocks (Block C & Block D) connected by a parkade below street level. Block C is an 8-storey mixed-use building, comprising of 56 Market Rental dwelling units on Levels 3 to 8, with retail and institutional occupancy (Daycare & Neighborhood House) at ground and Level 2. Block D is a 13-storey mixed use building comprising of 210 Market Rental dwelling units on ground level to Level 13 with Restaurant (Class 1) on ground level. Both buildings are situated over a common 3-level underground parkade, having vehicular access from Yew Street Extension. Stage I (Excavation/Shoring and Structure to Grade) Issued July 7/22. Stage I Revision #1 : to update the floor numbering and shoring design Stage II (full construction) issued Jan 15/ 2024 | Escape Fire Protection Ltd
GP-2022-00718 | 2022-03-06 | 941 E 12TH AVENUE, Vancouver, BC V5T 2J5 | Gas Permit | Residential | Addition | Completed | Residential - Replacement of boiler system | BCRC Plumbing and Heating Ltd
EP-2023-04758 | 2023-05-30 | 220 TERMINAL AVENUE, Vancouver, BC V6A 0G4 | Electrical Permit | Commercial | Addition | Completed | Installation / Repair - Commercial - Install New Access Control System and 2 Readers No Maglocks Site Contact - Eric Vuong // evuong@pti.xyz // 6049709982 | Paladin Technologies Inc
EP-2023-10357 | 2023-12-11 | 4736 HENRY STREET, Vancouver, BC V5V 4Z3 | Electrical Permit | Residential | Addition | Completed | Installation / Repair - Residential - Installation of 40 amp load share device. (Divee 40) Range and car charger. Installation of 8/3 teck cable for 40 amp EV charger in laneway | Wilson Sagastume
EP-2022-00058 | 2022-01-07 | SKYTRAIN STATION - 590 BEATTY STREET, Vancouver, BC V6B 2L3 | Electrical Permit | Commercial | Addition | Completed | Installation / Repair - Commercial - Installation of Ad-Track media power and communications | Western Pacific Enterprises Ltd
PP-2022-02615 | 2022-07-27 | 3468 SAWMILL CRESCENT, Vancouver, BC V5S 0E3 | Plumbing Permit | Commercial | Tenant Improvement | Completed | Commercial - Plumbing for new restaurant FIRST TI & CHANGE OF MAJOR OCCUPANCY To alter the exterior and interior and to change the use and major occupancy from Retail (shell - group E) to Restaurant - Class 1 (group A2) to provide tenant improvements. Scope of work includes installation of ecologizer unit and two new louvres at the front. Related to DP-2019-00340. Tenant: District Noodle House Class-1 Cooking operation | Bawn Plumbing Ltd
NULL | NULL | 3468 SAWMILL CRESCENT, Vancouver, BC V5S 0E3 | Electrical Permit | Commercial | New | Draft | Installation / Repair - Commercial - electrical instalation | NULL
EP-2022-09324 | 2022-11-10 | 3468 SAWMILL CRESCENT, Vancouver, BC V5S 0E3 | Electrical Permit | Commercial | Addition | Completed | Installation / Repair - Commercial - wiring commercial restaurant >BP: FIRST TI & CHANGE OF MAJOR OCCUPANCY To alter the exterior and interior and to change the use and major occupancy from Retail (shell - group E) to Restaurant - Class 1 (group A2) to provide tenant improvements. Scope of work includes installation of ecologizer unit and two new louvres at the front. Related to DP-2019-00340. Tenant: District Noodle House Class-1 Cooking operation Revision #1: Remove catwalk from mechanical duct in base building to provide access by a lift instead, and change the sides of the clean-outs access panels along the ducts. P Volpi April 26, 2022 >>>>>>>>>> Amend: Nov. 16th, 2022 address should be: 3468 Sawmill Crescent | Robert Fuller
SP-2022-01049 | 2022-08-12 | 3468 SAWMILL CRESCENT, Vancouver, BC V5S 0E3 | Sprinkler Permit | Commercial | Tenant Improvement | Completed | Commercial - Tenant improvement to a commercial restaurant - Class 1 (Group A2) - Ordinary Hazard Type 1 FIRST TI & CHANGE OF MAJOR OCCUPANCY To alter the exterior and interior and to change the use and major occupancy from Retail (shell - group E) to Restaurant - Class 1 (group A2) to provide tenant improvements. Scope of work includes installation of ecologizer unit and two new louvres at the front. Related to DP-2019-00340. Tenant: District Noodle House For Plan Sketch and Under 20 sprinkler heads TI *****This application does not include any of the following: 1. Not more than 20 sprinklers (add, relocate, or remove), 2. hydraulic calculations, 4. warehouse storage arrangements, 5. mobile compact storage arrangements, 6. alternative solutions, 7. changes to the sprinkler system supply piping (e.g. valves, mains, cross-mains, branch-lines, etc.), or 8. flexible sprinkler pipe. | Active Fire & Safety Services Ltd
PP-2022-02074 | 2022-06-14 | 1190 BIDWELL STREET, Vancouver, BC V6G 2K6 | Plumbing Permit | Commercial | Tenant Improvement | Completed | Commercial - To Continue work started by previous: (PP-2022-01550) >BP: Interior alterations to provide first tenant improvement to this retail space for a retail limited food tenant on the ground floor of this existing mixed use building. | Ange's Plumbing Ltd
EP-2022-04864 | 2022-06-09 | 1190 BIDWELL STREET, Vancouver, BC V6G 2K6 | Electrical Permit | Commercial | Renovation | Completed | Installation / Repair - Commercial - Renovation, New lights, controls and branch circuits Interior alterations to provide first tenant improvement to this retail space for a retail limited food tenant on the ground floor of this existing mixed use building. ** Amend 06/21/2022** Add low voltage pre wire-security and amend project value ( Add $3,280) **Amend 06/22/2022** we will now be supplying power for the exterior sign, please add this tot he permit and let us know if any further paperwork is required Amend: July 29, 2022 Paperwork as requested by Jim Docherty, original FA verification paperwork on site. | Action Electric Ltd
PP-2022-01550 | 2022-05-06 | 1190 BIDWELL STREET, Vancouver, BC V6G 2K6 | Plumbing Permit | Commercial | Tenant Improvement | Cancelled | Commercial - Plumbing Tenant Improvement > Interior alterations to provide first tenant improvement to this retail space for a retail limited food tenant on the ground floor of this existing mixed use building. | Armacom Plumbing & Heating Ltd
SP-2022-00785 | 2022-05-24 | 1190 BIDWELL STREET, Vancouver, BC V6G 2K6 | Sprinkler Permit | Commercial | Tenant Improvement | Completed | Commercial - Sprinkler head adds for new drywall ceilings Interior alterations to provide first tenant improvement to this retail space for a retail limited food tenant on the ground floor of this existing mixed use building. *****This application does not include any of the following: 1. Not more than 20 sprinklers (add, relocate, or remove), 2. hydraulic calculations, 3. change in occupancy and /or hazard classification, 4. warehouse storage arrangements, 5. mobile compact storage arrangements, 6. alternative solutions, 7. changes to the sprinkler system supply piping (e.g. valves, mains, cross-mains, branch-lines, etc.), or 8. flexible sprinkler pipe. | Troy Life & Fire Safety Limited Protection Incendia Troyu Ltee
SP-2022-01962 | 2023-06-01 | 1151 W GEORGIA STREET #5002, Vancouver, BC V6E 0B3 | Sprinkler Permit | Commercial | Tenant Improvement | Issued | Commercial - For sprinkler system alterations to the 2019 VBBL and NFPA 13, 2013 for the tenant improvements to provide interior alterations to combine dwelling units #4901, #5001 & #5002 on the 49th and 50th floors of this multiple dwelling building on this site. Work to create an interconnecting stairs between the floors. 1. This application does not include any of the following: • Warehouse storage arrangements, or mobile compact storage arrangements. • Changes to the sprinkler system supply piping (e.g. valves, mains, cross-mains, etc.). • Flexible sprinkler pipe. • Information Technology Equipment Rooms (e.g. IT Rooms, LAN Rooms, etc.). • New alternative solutions and/or modifications to existing alternative solutions. • Change in occupancy and/or hazard classification. Engineer of Record: Tian Cai 604-475-7733 tcsprinkler@gmail.com | Fire Pro Fire Protection Ltd.
EP-2022-01389 | NULL | 1151 W GEORGIA STREET #5206, Vancouver, BC V6E 0B3 | Electrical Permit | Commercial | Tenant Improvement | Withdrawn | Installation / Repair - Commercial - move washer receptacle move dryer receptacle | MILKYWAY INDUSTRY LTD
PP-2022-00652 | 2022-02-24 | 1151 W GEORGIA STREET #5206, Vancouver, BC V6E 0B3 | Plumbing Permit | Residential | Renovation | Completed | Residential - SUITE #5206 - relocating auto washer machine | BC 2000 Plumbing & Heating Ltd
EP-2022-01852 | 2022-03-08 | 1151 W GEORGIA STREET #6701, Vancouver, BC V6E 0B3 | Electrical Permit | Residential | Renovation | Completed | Installation / Repair - Residential - Move Laundry Receptacles, re and re recessed lights. >BP: Interior alterations to unit #6701 of this existing multiple dwelling building to alter the entry/laundry closets. E2 - Appliances - Upgrade to an Energuide/Energy Star appliance (washer; dryer) Amend Mar 23, 2022 We are performing Fire Alarm, removing and reinstalling a fire alarm speaker to allow for new ceiling drywall. It is not moving locations simply being taken down and put right back up in the same location. | Torr Electric
PP-2022-00732 | 2022-03-09 | 1151 W GEORGIA STREET #6701, Vancouver, BC V6E 0B3 | Plumbing Permit | Residential | Renovation | Completed | Residential - SUITE #6701 - relocate laundry box from right wall to left wall Interior alterations to unit #6701 of this existing multiple dwelling building to alter the entry/laundry closets. | Pioneer Plumbing & Heating Inc
EP-2023-02536 | 2023-03-24 | 3581 MALTA AVENUE, Vancouver, BC | Electrical Permit | Residential | Tenant Improvement | Completed | Installation / Repair - Residential - Install a Juicebox EV charger, which will be fed fed from a 2 pole 40A breaker. #8 AWG was installed in a PVC junction box during construction of the laneway home from the electrical panel. Juicebox charger will be mounted beside PVC junction and comes equipped with one meter long #8AWG whip, which will be connected into the bottom of PVC junction box and spliced on to existing feed. | RVS Electrical Ltd
EP-2024-00108 | 2024-01-04 | 167 W 7TH AVENUE, Vancouver, BC V5Y 1L8 | Electrical Permit | Commercial | NULL | Issued | Annual / Operating - AEOP 2 inspections annually and reporting. Maintenance of any deficiencies. Valid January 4th, 2024 until January 3rd, 2025 | Nightingale Electric Ltd
EP-2022-01961 | 2022-03-10 | 6328 CAMBIE STREET, Vancouver, BC V5Z 3B4 | Electrical Permit | Commercial | NULL | Expired | Annual / Operating - Annual operating permit for the building. Valid March 10, 2022 until March 9, 2023. | Seylers Electrical Ltd
EP-2022-04068 | 2022-05-17 | 1388 LAURIER AVENUE, Vancouver, BC V6H 1Y8 | Electrical Permit | Residential | New | Expired | Temporary Power - Residential - To provide temporary power. | Altech Electric Ltd
EP-2022-06490 | 2022-08-04 | 1388 LAURIER AVENUE, Vancouver, BC V6H 1Y8 | Electrical Permit | Residential | New | Issued | Installation / Repair - Residential - structured wiring, security alarm, surveillance system, central vacuum system, intercom system, audio system, lighting integration. COMPLETE SECURITY ALARM SYSTEM To construct a two-and-a-half storey cellar one-family with a detached accessory building (garage), at the rear providing 2 parking spaces, having vehicular access having vehicular access from Cartier Street. 1. A/C Unit proposed – ext. component located in Rear Yard Sunken Patio, int. component located in upper story storage room. 2. Bar sink located in Rec Room. | Vancouver Audiospace Home Control Ltd
NULL | NULL | 1388 LAURIER AVENUE, Vancouver, BC V6H 1Y8 | Plumbing Permit | Residential | New | Withdrawn | Residential - This is new house with 3 fixtures | AKAL Plumbing & Heating Ltd
GP-2022-02974 | 2022-10-17 | 1388 LAURIER AVENUE, Vancouver, BC V6H 1Y8 | Gas Permit | Residential | New | Issued | Residential - This is new house with 3 fixtures | AKAL Plumbing & Heating Ltd
SP-2022-01617 | 2022-10-04 | 1388 LAURIER AVENUE, Vancouver, BC V6H 1Y8 | Sprinkler Permit | Residential | New | Issued | Residential - New Sprinkler System for: >BP: 2 1/2 STOREY 1FD + GARAGE To construct a two-and-a-half storey cellar one-family ($1,002,000.00) with a detached accessory building (garage) ($10,000), at the rear providing 2 parking spaces, having vehicular access having vehicular access from Cartier Street. 1. A/C Unit proposed – ext. component located in Rear Yard Sunken Patio, int. component located in upper story storage room. 2. Bar sink located in Rec Room. 3. Schedule A: (Loy Leyland) Arch. (604.736.1419) CRP 4. Schedule D1: (Loy Leyland) Arch. (604.736.1419) Bldg. Env. Prof. 5. Schedule B: (Loy Leyland) Arch. (604.736.1419) Architectural 6. Schedule B: (S. C. So) P.Eng (604.760.6127) Mechanical 7. Schedule B: (A. C. M. Wang) P.Eng (604.618.6236) Structural & Geotechnical 8. HPO: Residential Builder- (Vola Management Corporation) Note: This is a 2 1/2 storey building pursuant to the Zoning and Development By-Law | SBMS Construction Ltd
EP-2022-09496 | 2022-11-09 | 589 W KING EDWARD AVENUE #1, Vancouver, BC V5Z 2C4 | Electrical Permit | Residential | Renovation | Completed | Installation / Repair - Residential - -Install 2 Hyper Charge EV chargers existing infrastructure in place -Fed from house panel | Nelcan Electric Ltd
EP-2022-07010 | 2022-08-23 | 5575 BOUNDARY ROAD, Vancouver, BC V5R 2P9 | Electrical Permit | Commercial | Addition | Completed | Installation / Repair - Commercial - Installation of 2 30A twist Lock receptacle circuits for Server room. No fire rated walls will be penetrated. work is being down within the confines of the cru. -This is a communication closet with a server inside it. No special requirements for any mag locks. | Berts Electric (2001) Ltd
PP-2022-03892 | 2022-10-28 | 1003 DENMAN STREET, Vancouver, BC V6G 2M4 | Plumbing Permit | Commercial | Tenant Improvement | Completed | Commercial - Installing backflow assembly for exiting water filter. | Unique Plumbing Ltd
MP-2022-00526 | 2022-11-07 | 5650 INVERNESS STREET, Vancouver, BC V5W 3P3 | Mechanical Permit | NULL | NULL | Completed | NULL | Thomson Industries Ltd
EP-2022-09673 | 2022-11-16 | 5650 INVERNESS STREET, Vancouver, BC V5W 3P3 | Electrical Permit | Residential | Renovation | Completed | Installation / Repair - Residential - Wire and Connect Heat pump. MP-2022-00526 | Gerald W Jansen & Jody Jansen
EP-2022-06353 | 2022-07-28 | 5650 INVERNESS STREET, Vancouver, BC V5W 3P3 | Electrical Permit | Residential | Tenant Improvement | Cancelled | Installation / Repair - Residential - No change to existing service Electrical install for heat pump BP not required. Mechanical permit to be obtained | Moore And Russell Heating And Air Conditioning Ltd
NULL | NULL | 5650 INVERNESS STREET, Vancouver, BC V5W 3P3 | Mechanical Permit | NULL | NULL | Withdrawn | NULL | NULL
MP-2022-00058 | 2022-07-29 | 5650 INVERNESS STREET, Vancouver, BC V5W 3P3 | Mechanical Permit | NULL | NULL | Cancelled | NULL | Moore And Russell Heating And Air Conditioning Ltd
NULL | NULL | 5650 INVERNESS STREET, Vancouver, BC V5W 3P3 | Mechanical Permit | NULL | NULL | Withdrawn | NULL | NULL
EP-2023-08340 | 2023-09-18 | 2285 COMMISSIONER STREET, Vancouver, BC V5L 1A8 | Electrical Permit | Commercial | Addition | Issued | Installation / Repair - Commercial - Install skid mounted unit substation supplied by owner and re-connect existing electrical kiosk. The secondary side of the 3500 kVA transformer is provided with ground fault protection in conformance with CE Code Rule 14-102 1) a). The unit substation is approved in accordance with CE Code Rule 2-024. | Fettback & Heesterman Energy Ltd
EP-2023-07495 | 2024-01-25 | 5665 BOUNDARY ROAD, Vancouver, BC V5R 0E4 | Electrical Permit | Commercial | NULL | Issued | Annual / Operating - Maintenance of EV-EMS and EV charging distribution equipment. Maintenance of existing operating electrical equipment (EVEMS) in compliance with the Electrical By-law No. 5563. | Stream Energy Systems Inc
EP-2023-10130 | 2023-12-11 | 5665 BOUNDARY ROAD, Vancouver, BC V5R 0E4 | Electrical Permit | Commercial | Addition | Issued | Installation / Repair - Commercial - Installation of an EV Charger into existing EV infrastructure. Uploaded is base building one line with EVC panel calculated allowances and Load calculation for EVC panel to which we are adding load to. | Berts Electric (2001) Ltd
EP-2022-05921 | 2022-07-25 | 5665 BOUNDARY ROAD, Vancouver, BC V5R 0E4 | Electrical Permit | Residential | Addition | Completed | Installation / Repair - Residential - Installation of (4) EVSEs (one to stall P2-36 & 3 to visitor's parking) connected to existing EV-EMS system and infrastructure EV installation to the existing EVEMS and EV infrastructure installed under permit EP-2020-08901. All load calculations for the full EV infrastructure build-out should be in that permit file. ** Amend 09/23/2022** Add EVSE for stall P3-25 for an added cost of $4000 to original permit value. | Berts Electric (2001) Ltd
EP-2022-08240 | 2022-11-14 | 5665 BOUNDARY ROAD, Vancouver, BC V5R 0E4 | Electrical Permit | Commercial | NULL | Expired | Annual / Operating - Maintenance of existing operating EV-EMS system & infrastructure. | Berts Electric (2001) Ltd
EP-2023-01998 | 2023-03-08 | 5665 BOUNDARY ROAD, Vancouver, BC V5R 0E4 | Electrical Permit | Commercial | NULL | Issued | Annual / Operating - >>ANNUAL OPERATING PERMIT<< Minor electrical installation, repair and maintenance. Renewal EP-2022-02001 Valid: March 9, 2022 - March 8, 2023 | Berts Electric (2001) Ltd
EP-2022-02001 | 2022-03-11 | 5665 BOUNDARY ROAD, Vancouver, BC V5R 0E4 | Electrical Permit | Commercial | NULL | Expired | Annual / Operating - >>ANNUAL OPERATING PERMIT<< Minor electrical installation, repair and maintenance. -Renewal: EP-2021-01696 -Valid: March 9, 2022 - March 8, 2023 | Berts Electric (2001) Ltd
EP-2022-00901 | 2022-02-09 | 111 W GEORGIA STREET, Vancouver, BC V6B 1T8 | Electrical Permit | Commercial | Renovation | Completed | Installation / Repair - Commercial - Remediate previously improperly terminated wiring as performed by others; regarding removal of a door and automatic door opener as mandated by a building inspection.. -NO MAGLOCKS -our electrical work is only to either remove or safely terminate some previously disconnected wiring. I have attached pictures for reference (pictures provided by others). Since disconnection, the wiring is allegedly hidden behind completed drywall repairs. We are only being retained by the strata management to remediate the wiring that was disconnected from the removed automatic door (which was mandated by the building inspector) and not properly & safely terminated (this work was done by whomever removed the door). | Arc-Tech Services Inc
EP-2022-05465 | 2022-06-28 | 131 REGIMENT SQUARE, Vancouver, BC V6B 1X6 | Electrical Permit | Commercial | Addition | Completed | Installation / Repair - Commercial - Installation of EVSE. - Three 208-volt 30-amp, 1 phase circuits to be installed based on a dedicated circuit for each parking stall 21, 211 and 282. The maximum output of each charging station is 24 amps, panel HW to power the circuits; - Three EV Duty Smart Pro charging stations to be installed. | Cielo Electric Ltd
EP-2022-10105 | 2022-11-30 | 1250 DEVONSHIRE CRESCENT, Vancouver, BC V1V 1V1 | Electrical Permit | Commercial | New | Expired | Temporary Power - Commercial - To provide temporary power. VALID: NOV 30/2022 TO NOV 29/2023 | Ross Morrison Electrical Ltd
EP-2023-11043 | 2024-01-05 | 1250 DEVONSHIRE CRESCENT, Vancouver, BC V1V 1V1 | Electrical Permit | Commercial | Addition | Issued | Temporary Power - Commercial - To provide temporary power. VALID: Dec. 1, 2023 - Nov. 30, 2024 Renewal of EP-2022-10105 | Ross Morrison Electrical Ltd
GP-2023-01103 | 2023-03-30 | 401 E WATERFRONT ROAD, Vancouver, BC V6A 4G9 | Gas Permit | Residential | Renovation | Cancelled | Residential - 40 gallon gas hwt rere | Pioneer Plumbing & Heating Inc
NULL | NULL | 8570 RIVER DISTRICT CROSSING, Vancouver, BC V5S 0B9 | Plumbing Permit | Commercial | Addition | Draft | Commercial - Addition of backflow (RPBA) assembly to protect the chemical dispenser serving the mop sink | IHM Mechanical Ltd
PP-2023-02478 | 2023-07-13 | 8570 RIVER DISTRICT CROSSING, Vancouver, BC V5S 0B9 | Plumbing Permit | Commercial | Addition | Completed | Commercial - Additional backflow assembly (RPBA) install for the chemical dispenser serving the janitor mop sink | IHM Mechanical Ltd
SP-2022-01398 | 2022-09-01 | 3557 E GEORGIA STREET, Vancouver, BC V5K 2L9 | Sprinkler Permit | Residential | New | Completed | Residential - Install sprinkers in LWH >BP: To construct a 2 storey laneway house building with surface parking providing 1 parking space having vehicular access from the lane. | Gold Key Fire Protection Ltd
PP-2022-01688 | 2022-05-17 | 3557 E GEORGIA STREET, Vancouver, BC V5K 2L9 | Plumbing Permit | Residential | New | Completed | Residential - Plumbing for: >BP: To construct a 2 storey laneway house building with surface parking providing 1 parking space having vehicular access from the lane. | AKAL Plumbing & Heating Ltd
EP-2022-04346 | 2022-05-25 | 3557 E GEORGIA STREET, Vancouver, BC V5K 2L9 | Electrical Permit | Residential | New | Completed | Installation / Repair - Residential - Finishing Only. Security Alarm Installation Recertify all TV, Data, Tel outlets are working >BP: To construct a 2 storey laneway house building with surface parking providing 1 parking space having vehicular access from the lane. | Secure Worx AV & Automation Inc
EP-2022-07541 | 2022-10-06 | 3557 E GEORGIA STREET, Vancouver, BC V5K 2L9 | Electrical Permit | Residential | New | Completed | Installation / Repair - Residential - To continue work started by others (EP-2018-09768) Finishing of laneway that has been built Previous electrician has abandoned the job | Coast Electric Ltd.
PP-2022-01299 | 2022-09-08 | 1610 DAVIE STREET, Vancouver, BC V6G 1V9 | Plumbing Permit | Commercial | Tenant Improvement | Completed | Commercial - • Demo of existing plumbing. • Supply plumbing for above slab work. • Provide necessary capping of plumbing below slab. Opening of floor by others. • Installation of filter water lines. • Supply all fixtures as per speck. • Supply and install expansion tank. Small Suite Change of Major Occupancy + Minor Renovation Interior and exterior alterations to this existing McDonald`s restaurant (A2 occupancy), including an expansion of the restaurant into an adjacent separate ground floor suite (vacant health care office: D occupancy) that will now become part of the McDonald`s restaurant and involve a change of major occupancy. Alterations include new dining configuration with added seating, expansion & redesign of the commercial kitchen, and new washrooms. | Ange's Plumbing Ltd
SP-2021-01731 | 2022-09-21 | 1610 DAVIE STREET, Vancouver, BC V6G 1V9 | Sprinkler Permit | Commercial | Tenant Improvement | Completed | Commercial - Sprinkler alterations to this existing McDonald`s restaurant (A2 occupancy), including an expansion of the restaurant into an adjacent separate ground floor suite (vacant health care office: D occupancy) that will now become part of the McDonald`s restaurant and involve a change of major occupancy. Alterations include new dining configuration with added seating, expansion & redesign of the commercial kitchen, and new washrooms. | Viking Fire Protection Inc
EP-2022-07463 | 2022-09-08 | 1610 DAVIE STREET, Vancouver, BC V6G 1V9 | Electrical Permit | Commercial | Renovation | Completed | Installation / Repair - Commercial - demolition and reinstallation of McDonalds restaurant including dining area, kitchen and washrooms -we are connecting a new make up air unit which is part of the kitchen exhaust equipment included in the BP >BP: Small Suite Change of Major Occupancy + Minor Renovation Interior and exterior alterations to this existing McDonald`s restaurant (A2 occupancy), including an expansion of the restaurant into an adjacent separate ground floor suite (vacant health care office: D occupancy) that will now become part of the McDonald`s restaurant and involve a change of major occupancy. Alterations include new dining configuration with added seating, expansion & redesign of the commercial kitchen, and new washrooms. VBBL 2019 applies to this permit application that has been reviewed during the Covid-19 pandemic. Notes: 1. Class-1 Cooking operation 2. Occupant load (interior seats and staff) is 40 person. 3. The application replaced BP-2021-04272 which is cancelled. | ICS Electric Ltd
GP-2022-02525 | NULL | 1610 DAVIE STREET, Vancouver, BC V6G 1V9 | Gas Permit | Commercial | Renovation | Submitted | Commercial - The McDonalds on Davie and Cardero will be installing a new make-up air unit with heating | Hamilton Industries Ltd
NULL | NULL | 1610 DAVIE STREET, Vancouver, BC V6G 1V9 | Mechanical Permit | NULL | NULL | Draft | NULL | Hamilton Industries Ltd
GP-2022-02858 | 2022-09-26 | 1610 DAVIE STREET, Vancouver, BC V6G 1V9 | Gas Permit | Commercial | Renovation | Issued | Commercial - Installation of make up air unit ** Amend 09/26/2022** Correct address from 1668 Davie St to correct address 1610 Davie St | Hamilton Industries Ltd
EP-2022-09379 | 2022-11-04 | 1610 DAVIE STREET, Vancouver, BC V6G 1V9 | Electrical Permit | Commercial | Renovation | Completed | Installation / Repair - Commercial - Alarm and Camera Install >BP: Small Suite Change of Major Occupancy + Minor Renovation Interior and exterior alterations to this existing McDonald`s restaurant (A2 occupancy), including an expansion of the restaurant into an adjacent separate ground floor suite (vacant health care office: D occupancy) that will now become part of the McDonald`s restaurant and involve a change of major occupancy. Alterations include new dining configuration with added seating, expansion & redesign of the commercial kitchen, and new washrooms. VBBL 2019 applies to this permit application that has been reviewed during the Covid-19 pandemic. Notes: 1. Class-1 Cooking operation 2. Occupant load (interior seats and staff) is 40 person. 3. The application replaced BP-2021-04272 which is cancelled. | Atlas Alarms Ltd
EP-2023-00471 | 2023-01-20 | 1650 DAVIE STREET, Vancouver, BC V6G 1V9 | Electrical Permit | Commercial | Addition | Completed | Installation / Repair - Commercial - Upgrade of existing security alarm system | Chubb Fire & Security Canada Corp
EP-2021-04931 | 2022-01-27 | 3068 KINGSWAY, Vancouver, BC V5R 5J7 | Electrical Permit | Commercial | New | Issued | Installation / Repair - Commercial - New building: Electrical rough in to finish all the units and the parkade lighting fixture, EV chargers, electrical distribution to all units and in electrical room complete job. Also doing New fire alarm sysem, as per the electrical drawings. BP: Construction of 6-storey (32 dwelling units) mixed-use building with one level of underground parkade. STAGED CONSTRUCTION Stage I (excavation/shoring) issued September 24, 2018. Stage I revision I-change of geotechnical eng. of record (new drawings submitted) Stage II (full structure) July 17, 2020. Revision 2: revised foundation dues to updated geotechnical recommendation and revised roof framing due to added mechanical equipment. Revision #3: Additional row of anchors (East and Kingsway elevations) issued XYZ Project has a new owner under which operates under the same legal business name (documents received). | THE PRIME TIME ELECTRIC LTD
SP-2020-00505 | 2023-02-17 | 3068 KINGSWAY, Vancouver, BC V5R 5J7 | Sprinkler Permit | Commercial | New | Issued | Commercial - For all sprinkler work to the 2014 VBBL; NFPA 13, 2013; standpipe work to NFPA 14, 2010; and alternative solutions prepared by Camphora Engineering for this newly construction of 6-storey (32 dwelling units) mixed-use building with a one level underground parkade. THIS IS A CERTIFIED PROFESSIONAL PROJECT and the CP is Susana Chui, P.Eng. CP Related Permits: 1. AL-2022-00034: Accepted – Spatial Separation of Loading Bay at Lane. This application does not include any of the following: • Warehouse storage arrangements, or mobile compact storage arrangements. • Flexible sprinkler pipe. • Information Technology Equipment Rooms (e.g. IT Rooms, LAN Rooms, etc.). Notes: 1. Fire Suppression System Engineer of Record - Mr. Ryan Pavey of Cardinal Engineering. T: 604 605 0606. E: pavey@cardinalfire.ca 2. Construction Standpipe to Bulletin 2017-003-BU/FI, VBBL, NFPA 14, and VFBL. 3. One set of approved drawings and permit to be available for viewing at the jobsite. 4. Exterior canopies on L1 - No occupancy permitted for exterior canopies on L1. Separate permit and documents required if area below the L1 canopies are intended to be occupied. | Haven Fire Protection Ltd
PP-2023-00157 | 2023-01-27 | 3068 KINGSWAY, Vancouver, BC V5R 5J7 | Plumbing Permit | Commercial | New | Issued | Commercial - Install Plumbing system for a 6 storey wood frame rental over 1 storey parkade >BP: Construction of 6-storey (32 dwelling units) mixed-use building with a one level underground parkade. STAGED CONSTRUCTION Stage I (Excavation/Shoring) issued September 24, 2018. Stage I (Revision #I) - Change of Geotechnical Engineer of Record (new drawings submitted) Stage II (Full Structure) July 17, 2020. Revision #2 - Revised foundation dues to updated geotechnical recommendation and revised roof framing due to added mechanical equipment. Revision #3 - Additional row of anchors (along East, North and South sides). Project has a new owner which operates under the same legal business name (documents received). Revision #4 - Structural revisions. Stage III (Full Construction) issued May 13, 2022. | Rai Plumbing Ltd
NULL | NULL | 3068 KINGSWAY, Vancouver, BC V5R 5J7 | Electrical Permit | Commercial | NULL | Draft | Temporary Power - Commercial - To provide temporary power. | THE PRIME TIME ELECTRIC LTD
EP-2022-10147 | 2022-12-01 | 3068 KINGSWAY, Vancouver, BC V5R 5J7 | Electrical Permit | Commercial | New | Expired | Temporary Power - Commercial - RENEWAL OF TEMPORARY POWER VALID: OCT 28/2022 TO OCT 27/2023 EXPIRED PERMIT: EP-2021-08049 To provide temporary power. | THE PRIME TIME ELECTRIC LTD
PP-2022-02722 | NULL | 3068 KINGSWAY, Vancouver, BC V5R 5J7 | Plumbing Permit | Commercial | New | Applicant Revisions | Commercial - its a multi unit building and we will be doing all the plumbing . Construction of 6-storey (32 dwelling units) mixed-use building with a one level underground parkade. STAGED CONSTRUCTION | Randhawa, Hardeep Singh DBA B C Plumbing & Heating
EP-2023-04602 | 2023-05-26 | 3068 KINGSWAY, Vancouver, BC V5R 5J7 | Electrical Permit | Commercial | New | Issued | Installation / Repair - Commercial - LOW VOLTAGE WIRING FOR CABLE, TELEPHONE AND DATA. >BP: Construction of 6-storey (32 dwelling units) mixed-use building with a one level underground parkade. | Mauger Consulting Services Ltd
EP-2022-09376 | 2022-11-07 | 753 E 31ST AVENUE, Vancouver, BC V5V 2W9 | Electrical Permit | Residential | Renovation | Completed | Installation / Repair - Residential - 40A EV Circuit and GrizzlE Smart Charger to be installed up to 25' away from existing 100A Laneway Panel. AC Dandy Load Miser to be installed to share 40A Range Circuit (primary, essential) and 40A EV Circuit (secondary, non essential). | MJR Electric Ltd
SP-2019-02070 | 2022-02-25 | 2121 E 33RD AVENUE, Vancouver, BC V5N 3E9 | Sprinkler Permit | Commercial | New | Issued | Commercial - To install sprinkler to NFPA 13R 2013 throughout this four storey, multiple dwelling buildings containing 12 units (with 4 lock-off units) and 7 surface parking spaces, having vehicular access from the lane. | Haven Fire Protection Ltd
NULL | NULL | 2121 E 33RD AVENUE, Vancouver, BC V5N 3E9 | Plumbing Permit | Residential | New | Draft | Residential - New plumbing | Ikon Plumbing & Heating Ltd
EP-2024-00085 | NULL | 2123 E 33RD AVENUE, Vancouver, BC V5N 3E9 | Electrical Permit | Residential | New | Application Incomplete | Temporary Power - Residential - To provide temporary power. VALID January 4th, 2024 until January 3rd, 2025 | Advance Electric Solutions Ltd
PP-2023-04027 | NULL | 2123 E 33RD AVENUE, Vancouver, BC V5N 3E9 | Plumbing Permit | Commercial | New | Application Incomplete | Commercial - DWV ROUGH IN SYSTEM 15, WATER PIPE IN PEX AND FIXTURE FINAL FINISHING >BP: To construct a four storey multiple dwelling building containing six units and two lock-off units for Building 2, East. Refer to BP-2016-03683 for Building 1, West. Rev #3 - (refer to Bldg. 1 permit) -A change in CP from Susana Chiu (Outgoing on Sept. 20, 2023) to Peter Hosseini (Incoming on Sept. 25, 2023). Stop Work was placed on this project on Sept. 18, 2023, due to the CP change. | HIGH STAR PLUMBING & HEATING LTD
PP-2022-01650 | 2022-05-19 | 6866 DUMFRIES STREET, Vancouver, BC V5P 3B9 | Plumbing Permit | Residential | Renovation - Dwelling Unit(s) only | Completed | Residential - To install drainage, waterline, and venting. Also install kitchen sink.. -CF-2016-000225 >Exterior and interior alterations and a change of use from a one-family dwelling to a one-family dwelling with a secondary suite. Scope of work to include removing 2 kitchens from the main floor, remove the carport/shed and deck cover. Install 2 new bathrooms and kitchen on the upper floor, remove impermeable exterior surfaces and as per CF-2016-00225. Scope of work to include energy and building upgrades in accordance with Article 11.2.1.4 of the 2014 Vancouver Building By-law and as required by the District Building Inspector. Exempt from air sealing and attic insulation upgrades. | Miller, Tyrone DBA Tyradon Plumbing & Excavating
EP-2022-02872 | 2022-04-22 | 189 COLUMBIA STREET, Vancouver, BC V6A 2R4 | Electrical Permit | Commercial | Addition | Completed | Installation / Repair - Commercial - Security system installation - installation of DSC Neo system | Price's Alarm Systems Ltd.
EP-2022-05029 | 2022-06-15 | 189 COLUMBIA STREET, Vancouver, BC V6A 2R4 | Electrical Permit | Commercial | Addition | Completed | Installation / Repair - Commercial - Install exterior outlets for Future lighting (future landscape lighting) | Bert Holliday
EP-2023-10911 | 2023-12-06 | 7595 VICTORIA DRIVE, Vancouver, BC V5P 3Z6 | Electrical Permit | Commercial | NULL | Issued | Annual / Operating - Misc work throughout Renewal of EP-2022-10108 Valid 11/30/2023 until 11/29/2024 | Mott Electric General Partnership
EP-2022-10108 | 2022-11-30 | 7595 VICTORIA DRIVE, Vancouver, BC V5P 3Z6 | Electrical Permit | Commercial | NULL | Expired | Annual / Operating - Annual Electrical Operating Permit for Boys & Girls Club - Fraserview Valid 11/30/2022 until 11/29/2023 | Mott Electric General Partnership
EP-2022-10622 | 2022-12-20 | 1568 ALBERNI STREET, Vancouver, BC V6G 1A5 | Electrical Permit | Commercial | New | Completed | Installation / Repair - Commercial - Low voltage installation of security alarm system | Telus Custom Security Systems Inc
EP-2022-10311 | 2022-12-09 | 1568 ALBERNI STREET, Vancouver, BC V6G 1A5 | Electrical Permit | Commercial | New | Issued | Installation / Repair - Commercial - Supply panels and branch circuitry for pumps and boilers >BP: To develop a 43-storey mixed use building with Retail Store and Restaurant-Class 1 uses on the ground and second floors, 191 dwelling units on the 3rd through 43rd floors, and 8 levels of underground parking accessed from the lane south of Alberni Street on this site. | CPS Electrical LTD
NULL | NULL | 1568 ALBERNI STREET, Vancouver, BC V6G 1A5 | Plumbing Permit | Commercial | New | Draft | Commercial - new back flow | Panorama Plumbing Heating and Gas Services
EP-2022-08182 | 2022-09-28 | 1568 ALBERNI STREET, Vancouver, BC V6G 1A5 | Electrical Permit | Commercial | New | Completed | Installation / Repair - Commercial - Sprinkler heat trace install P1,P2 and P3. Panels located in P3 water entry room and in lobby by P1 water curtain. >BP: To develop a 43-storey mixed use building with Retail Store and Restaurant-Class 1 uses on the ground and second floors, 191 dwelling units on the 3rd through 43rd floors, and 8 levels of underground parking accessed from the lane south of Alberni Street on this site. | Eastern Valley Electrical Ltd
NULL | NULL | 1568 ALBERNI STREET, Vancouver, BC V6G 1A5 | Plumbing Permit | Commercial | New | Draft | Commercial - install backflows | NULL
EP-2023-07038 | 2023-08-03 | 807 HORNBY STREET, Vancouver, BC V6Z 2E6 | Electrical Permit | Commercial | Tenant Improvement | Completed | Installation / Repair - Commercial - Cleanup old and loose wiring and safety check, install two light fixtures for show shell space. >BP: Interior alterations and a change of use from Retail store to Office (Temporary Sales Office) at 807 Hornby St on the ground floor of this commercial building on this site. New Tenant: PC Urban (Barclay) LP Notes: - Energy Upgrade: Exempt. Restricted change of Occupancy. - This building is sprinklered. DBI to determine on site if a separate sprinkler permit is required. SP required per DBI. - DBI to determine is schedule B, structural, is required. - Storefront glazing is to remain clear and unobstructed. No translucent or opaque film, signage, artwork, shelving, display case, curtains or similar elements are to be installed on or directly outside or inside of the approved glazing. Separate permit is required for all signage. | Shanai Enterprise Inc
SP-2023-01440 | 2023-09-19 | 807 HORNBY STREET, Vancouver, BC V6Z 2E6 | Sprinkler Permit | Commercial | Tenant Improvement | Completed | Commercial - Returning the tenant space back to the base building This sprinkler permit has been issued to the 2019 VBBL and NFPA 13, 2013 to return this space to an empty space (no interior partitions, furnishings, etc.), as described below, to base building sprinkler coverage (relocate and remove sprinklers to ensure sprinkler coverage to the base building design, VBBL, and NFPA 13). The tenant space within the building is not to be occupied, and is not to be used for storage. This application does not include any of the following: • hydraulic calculations, • change in occupancy and /or hazard classification, • storage arrangements (e.g. warehouse, mobile compact storage arrangements), • New alternative solutions and/or modifications to existing alternative solutions. • changes to the sprinkler system supply piping (e.g. valves, mains, cross-mains, branch-lines, etc.), or • flexible sprinkler pipe. >BP: Interior alterations and a change of use from Retail store to Retail SHELL at 807 Hornby St on the ground floor of this commercial building on this site. REVISION #1: Remove all interior walls and fixtures, update lighting, update sprinklers and clean up redundant electrical to return this space to a SHELL as per the district building inspector. B.Wong - Sep 14/23 Ok for Field Review per W.Wong TI permit application required for future tenant. Notes: - Energy Upgrade: Exempt. Restricted change of Occupancy. - This building is sprinklered. DBI to determine on site if a separate sprinkler permit is required. SP required per DBI. - DBI to determine is schedule B, structural, is required. - Storefront glazing is to remain clear and unobstructed. No translucent or opaque film, signage, artwork, shelving, display case, curtains or similar elements are to be installed on or directly outside or inside of the approved glazing. Separate permit is required for all signage. | BLACK TUSK FIRE & SECURITY
NULL | NULL | 1770 PENDRELL STREET, Vancouver, BC V6G 1T1 | Plumbing Permit | Commercial | Addition | Draft | Commercial - Supply & install new bottle filler station in gym area (3/4" DCVA) | NULL
PP-2023-03174 | 2023-09-08 | 1770 PENDRELL STREET, Vancouver, BC V6G 1T1 | Plumbing Permit | Residential | Addition | Issued | Residential - Install DCVA on supply to water filter on Franke water dispenser | SOMATIC HVAC SOLUTIONS LTD
PP-2023-02101 | 2023-06-15 | 781 DENMAN STREET, Vancouver, BC V6G 2L6 | Plumbing Permit | Commercial | Tenant Improvement | Completed | Commercial - Installation of 4 backflow assemblies | AE Mechanical Ltd
PP-2022-03725 | 2022-10-20 | 2766 CHARLES STREET, Vancouver, BC V5K 3A7 | Plumbing Permit | Residential | Tenant Improvement | Completed | Residential - Perimeter Drainage replacement and a new sump installation. | Red Seal Drainage & Plumbing Inc
EP-2022-04241 | 2022-06-14 | 2766 CHARLES STREET, Vancouver, BC V5K 3A7 | Electrical Permit | Residential | Renovation | Completed | Installation / Repair - Residential - Install hot tub wiring for new hot tub at rear. -no guards of structural supports it is on a concrete pad Re/Re fixtures for siding upgrade. | Bisco Electrical Contracting Ltd.
EP-2022-08444 | 2022-10-06 | 155 WATER STREET, Vancouver, BC V6B 1A7 | Electrical Permit | Commercial | NULL | Expired | Annual / Operating - ELECTRICAL MAINTENANCE OF BUILDING Renewal of EP-2021-07431 Valid Oct 08/2022 til Oct 07/2023 | Bridge Electric Corp
EP-2023-09529 | 2023-10-23 | 155 WATER STREET, Vancouver, BC V6B 1A7 | Electrical Permit | Commercial | NULL | Issued | Annual / Operating - Electrical maintenance of building Renewal of EP-2022-08444 Valid Oct 08/2023 til Oct 07/2024 | Bridge Electric Corp
EP-2022-05377 | 2022-06-23 | 151 WATER STREET, Vancouver, BC V6B 1A7 | Electrical Permit | Commercial | Renovation | Completed | Installation / Repair - Commercial - Low voltage HVAC wiring >BP: Interior alterations to provide improvements for a new Retail tenant at this existing Restaurant Class 1 (Shell) unit 151 Water St on the ground floor of this Municipal Heritage B commercial building on this site. Scope of work to include: interior partition walls to accommodate new layout, millwork/finishes, new hand sink, HVAC, electrical Note: A signed/sealed comfort letter from the engineer is required to be submitted to the District Building Inspector prior to commencing the coring of the concrete Tenant: Oak + Fort Architectural Schedule B/Schedule A - Colin Clark AIBC - 778-882-5235 Electrical Schedule B - Kuan-Chih (Jeff) Chen - 604-294-8414 Mechanical/Plumbing Schedule B - Christopher Liu - 604-294-8414 Upgrade to Local Control (per 9.4.1.1.(a) of ASHRAE 90.1-2016) OK for Field Review per W.Wong, November 16, 2021 Vinyl Film on breezeway/transom windows OK per M.Schleger December 17, 2021 | Control Solutions Ltd
EP-2022-01375 | 2022-02-24 | 151 WATER STREET, Vancouver, BC V6B 1A7 | Electrical Permit | Commercial | Tenant Improvement | Completed | Installation / Repair - Commercial - Tenant Improvement. Receptacles, Lighting, Data/Tel >BP: Interior alterations to provide improvements for a new Retail tenant at this existing Restaurant Class 1 (Shell) unit 151 Water St on the ground floor of this Municipal Heritage B commercial building on this site. Scope of work to include: interior partition walls to accommodate new layout, millwork/finishes, new hand sink, HVAC, electrical Note: A signed/sealed comfort letter from the engineer is required to be submitted to the District Building Inspector prior to commencing the coring of the concrete Tenant: Oak + Fort Architectural Schedule B/Schedule A - Colin Clark AIBC - 778-882-5235 Electrical Schedule B - Kuan-Chih (Jeff) Chen - 604-294-8414 Mechanical/Plumbing Schedule B - Christopher Liu - 604-294-8414 Upgrade to Local Control (per 9.4.1.1.(a) of ASHRAE 90.1-2016) OK for Field Review per W.Wong, November 16, 2021 Vinyl Film on breezeway/transom windows OK per M.Schleger December 17, 2021 | Brodan Industries Ltd.
EP-2021-09527 | 2022-01-05 | 151 WATER STREET, Vancouver, BC V6B 1A7 | Electrical Permit | Commercial | Tenant Improvement | Completed | Installation / Repair - Commercial - FIRE ALARM SCOPE ONLY - SUPPLY AND INSTALL (3) NEW FA DEVICES, RELOCATE (4) EXISTING FA DEVICES >BP: 151 Water St Interior alterations to provide improvements for a new Retail tenant at this existing Restaurant Class 1 (Shell) unit 151 Water St on the ground floor of this Municipal Heritage B commercial building on this site. Tenant: Oak + Fort Architectural Schedule B/Schedule A - Colin Clark AIBC - 778-882-5235 Electrical Schedule B - Kuan-Chih (Jeff) Chen - 604-294-8414 Mechanical/Plumbing Schedule B - Christopher Liu - 604-294-8414 Upgrade to Local Control (per 9.4.1.1.(a) of ASHRAE 90.1-2016) OK for Field Review per W.Wong, November 16, 2021 Vinyl Film on breezeway/transom windows OK per M.Schleger December 17, 2021 | Bridge Electric Corp
PP-2022-00059 | 2022-02-07 | 151 WATER STREET, Vancouver, BC V6B 1A7 | Plumbing Permit | Commercial | Tenant Improvement | Completed | Commercial - Plumbing renovations | Ange's Plumbing Ltd
SP-2022-00108 | 2022-06-02 | 151 WATER STREET, Vancouver, BC V6B 1A7 | Sprinkler Permit | Commercial | Tenant Improvement | Completed | Commercial - Sprinklerr alterations to provide improvements for a new Retail tenant at this existing Restaurant Class 1 (Shell) unit 151 Water St on the ground floor of this Municipal Heritage B commercial building on this site. Rolling storage protected per letter from Ryan Pavey. | Viking Fire Protection Inc
EP-2022-00657 | NULL | 159 WATER STREET, Vancouver, BC V6B 1A7 | Electrical Permit | Commercial | New | Withdrawn | Installation / Repair - Commercial - Installation of a commercial, low-voltage security system. Low-voltage transformer of panel is plugged into an existing outlet. All other equipment is wireless. No fire. | Vivint Canada Inc
EP-2021-09567 | 2022-01-06 | 159 WATER STREET, Vancouver, BC V6B 1A7 | Electrical Permit | Commercial | New | Completed | Installation / Repair - Commercial - EAS system installation | Sky Security Ltd
MP-2023-01435 | 2023-08-04 | 1890 GRANT STREET, Vancouver, BC V5L 2Y8 | Mechanical Permit | NULL | NULL | Completed | NULL | Moore & Russell Heating Ltd
EP-2023-05635 | 2023-06-27 | 3625 E 1ST AVENUE, Vancouver, BC V5M 1C2 | Electrical Permit | Commercial | NULL | Issued | Annual / Operating - Maintenance of existing operating electrical equipment. | Can Tec Electric Serv Ltd.
EP-2023-00917 | 2023-02-13 | 3625 E 1ST AVENUE, Vancouver, BC V5M 1C2 | Electrical Permit | Commercial | Addition | Completed | Installation / Repair - Commercial - Security System Installation | Telus Custom Security Systems Inc
EP-2022-04106 | 2022-05-19 | 328 NANAIMO STREET, Vancouver, BC V5L 4R7 | Electrical Permit | Commercial | NULL | Expired | Annual / Operating - Safety Checks On equipment Fire alarm,Em Light, Exit Sign, Electrical Equipment, Smoke alarm, light, Plug.Fan. | Apna Fire & Electrical Service Ltd
NULL | NULL | 328 NANAIMO STREET, Vancouver, BC V5L 4R7 | Electrical Permit | Commercial | New | Withdrawn | Installation / Repair - Commercial - Heat trace installation in Parkade | Kaliber Power Corp
EP-2022-01919 | 2022-03-10 | 328 NANAIMO STREET, Vancouver, BC V5L 4R7 | Electrical Permit | Commercial | New | Completed | Installation / Repair - Commercial - Install domestic heat trace in Parkade. We will be using Raychem product, approx. 400’ of 5XL2-CR on a domestic water pipe and approx. 110’ of 8XL2-CR on the main city water entry. >BP: To construct a four-storey stacked townhouse building containing 4 Secured Market Rental Units and 14 Dwelling Units over one level of underground parking, having vehicular access from the lane. Address Note: 328 Nanaimo St - 3rd & 4th Storeys (Primary Building Address and Primary Site Address for Fire/Emergency Response) Stage #1 - excavation and shoring - issued 2019-09-26 Stage #2 - full structural work - issued 2020-03-10 stage #3- full construction issued March 30, 21 Change of geotechnical engineer of record: Matt Kokan replaced Marian Letavay starting October 15, 2019. | Kaliber Power Corp
GP-2023-02223 | 2023-08-30 | 928 COMMERCIAL DRIVE, Vancouver, BC V5L 3W7 | Gas Permit | Commercial | New | Completed | Commercial - 2 Boiler, 1 Gas Valve, 1 Roof Top Unit & 12 Meters New gas >BP: To construct a 5 storey mixed use building with commercial retail on a part of the ground floor, plus a ground floor lobby for 10 residential rental dwelling units on the 2nd thru 5th floors levels, with 3 at grade parking spaces having access from the lane. (NOTE: the CRU suite will have a double height ceiling). A housing Agreement has been approved under By-Law No. 12540 on Sept. 10, 2019. **Amendment - October 18, 2023 - Changed Appliances from 2 Boilers to 10 and 12 Gas Meters to 11** | Bawn Plumbing Ltd
EP-2022-10638 | 2022-12-16 | 928 COMMERCIAL DRIVE, Vancouver, BC V5L 3W7 | Electrical Permit | Commercial | New | Expired | Temporary Power - Commercial - To provide temporary power. | Lehmor Electrical Contractors Ltd
EP-2023-10664 | 2023-11-28 | 928 COMMERCIAL DRIVE, Vancouver, BC V5L 3W7 | Electrical Permit | Commercial | NULL | Issued | Annual / Operating - Annual operating permit for building | Lehmor Electrical Contractors Ltd
PP-2023-00155 | 2023-01-23 | 980 GEORGE STREET, Vancouver, BC A0A 0A0 | Plumbing Permit | Commercial | Tenant Improvement | Completed | Commercial - UNIT #400 - New Hot Water Tank, EM Shower, 5 Sinks, Condensate Lines >BP: #400 Exterior and interior alterations for a change of occupancy to provide first TI for a laboratory with ancillary office on the 4th floor of this existing commercial building. | Path Construction Ltd
EP-2022-07076 | 2022-08-24 | 980 GEORGE STREET, Vancouver, BC A0A 0A0 | Electrical Permit | Commercial | Tenant Improvement | Completed | Installation / Repair - Commercial - Fourth floor TI for lab and office -This a open concrete level with existing lighting and electrical. We are adding a small electrical room, re-using the existing lighting, installing power for open area desks, installing power for 4 offices, small kitchen area. The level is to remain open concrete with exposed pipework >BP: #400 Exterior and interior alterations for a change of occupancy to provide first TI for a laboratory with ancillary office on the 4th floor of this existing commercial building. | Array Electric Inc
SP-2023-00820 | 2023-12-06 | 980 GEORGE STREET, Vancouver, BC A0A 0A0 | Sprinkler Permit | Commercial | Tenant Improvement | Completed | Commercial - For sprinkler system alterations to the 2019 VBBL and NFPA 13, 2013 for the tenant improvements to provide exterior and interior alterations to provide first tenant improvements to this unit #201 for a Laboratory with ancillary office tenant on 2nd floor of this existing commercial building. Engineer of Record: Dan Wong 778-847-0572 denveng7@gmail.com | 1ST SHOT FIRE PROTECTION LTD
EP-2023-02545 | 2023-03-24 | 980 GEORGE STREET, Vancouver, BC A0A 0A0 | Electrical Permit | Commercial | Tenant Improvement | Issued | Installation / Repair - Commercial - Install Low Voltage Cable. >BP: Exterior and interior alterations to provide first tenant improvements to this unit #201 for a Laboratory with ancillary office tenant on 2nd floor of this existing commercial building. Scope of work to include: new interior walls to suit layout, new electrical/mechanical room, 6 new washrooms, electrical and mechanical throughout Tenant: Incisive Genetics Inc Schedule A/Schedule B Architectural - Michelle Fenton, Architect, AIBC, MRAIC - 604-558-3327 Schedule B Mechanical/Plumbing - Mark Yeung P.Eng - 604-599-8809 Schedule B Electrical - Dave Hans, P. Eng. - 604-999-2069 Separate sprinkler permit required | Xprt Technology Solutions Inc
NULL | NULL | 980 GEORGE STREET, Vancouver, BC A0A 0A0 | Gas Permit | Commercial | Tenant Improvement | Draft | Commercial - connect HWT | NULL
NULL | NULL | 980 GEORGE STREET, Vancouver, BC A0A 0A0 | Electrical Permit | Commercial | New | Draft | Installation / Repair - Commercial - Second floor TI New sub-electrical room New lighting New branch circuits New Emergency lighting | Array Electric Inc
PP-2023-00436 | 2023-02-09 | 980 GEORGE STREET, Vancouver, BC A0A 0A0 | Plumbing Permit | Commercial | Tenant Improvement | Issued | Commercial - UNIT #201 - Add new washrooms, HWT and EM shower >BP: Exterior and interior alterations to provide first tenant improvements to this unit #201 for a Laboratory with ancillary office tenant on 2nd floor of this existing commercial building. Scope of work to include: new interior walls to suit layout, new electrical/mechanical room, 6 new washrooms, electrical and mechanical throughout | Path Construction Ltd
EP-2023-01878 | 2023-03-07 | 980 GEORGE STREET, Vancouver, BC A0A 0A0 | Electrical Permit | Commercial | NULL | Issued | Annual / Operating - Annual Operating Permit Routine minor maintenance and electrical installation supervision. Expired EP-2022-01905 Valid March 9,2023 until March 8, 2024 | Leading Edge Electric Inc
SP-2023-00377 | 2023-03-15 | 980 GEORGE STREET, Vancouver, BC A0A 0A0 | Sprinkler Permit | Commercial | Tenant Improvement | Completed | Commercial - Base Building TI turned into office; sprinkler added for new offices and drop ceilings >BP: #400 Exterior and interior alterations for a change of occupancy to provide first TI for a laboratory with ancillary office on the 4th floor of this existing commercial building. | 1ST SHOT FIRE PROTECTION LTD
EP-2023-01481 | 2023-03-20 | 980 GEORGE STREET, Vancouver, BC A0A 0A0 | Electrical Permit | Commercial | Tenant Improvement | Completed | Installation / Repair - Commercial - New 2nd floor Tennant Improvement New circuits, sub electrical room, lighting >Permit Amendment Oct 19, 2023 -"Adding Siesmic verification document to file" *Document(s) uploaded to "Application Documents" tab for Electrical Inspector review. Documents are at pending status at time of permit amendment approval >BP: Exterior and interior alterations to provide first tenant improvements to this unit #201 for a Laboratory with ancillary office tenant on 2nd floor of this existing commercial building. Scope of work to include: new interior walls to suit layout, new electrical/mechanical room, 6 new washrooms, electrical and mechanical throughout Tenant: Incisive Genetics Inc | Array Electric Inc
EP-2022-01905 | 2022-03-09 | 980 GEORGE STREET, Vancouver, BC A0A 0A0 | Electrical Permit | Commercial | NULL | Expired | Annual / Operating - Previous Annual taken out by another company. Routine minor maintenance and electrical installation supervision. Valid march 9, 2022 until March 8, 2023. | Leading Edge Electric Inc
SP-2020-01100 | 2022-04-19 | 2688 DUKE STREET, Vancouver, BC V5R 4S9 | Sprinkler Permit | Residential | New | Completed | Residential - ***Construction Standpipe and Below Grade Sprinklers (Parking (P1) and Parking ramp) Only*** For all Construction Standpipe work to the 2014 VBBL; and NFPA 14, 2010 and NFPA 13, 2013 for the below grade sprinkler system (P1 and Parkade entry ramp) only. Site Description: To construct a new 4-storey residential building with 23 dwelling units. THIS IS A CERTIFIED PROFESSIONAL PROJECT and the CP is Mr. Michael Meszaros, P.Eng. C.P. This application does not include any of the following: • Alternative solutions. • Sprinkler Systems. • Flexible sprinkler pipe. • Alternative solutions. • Information Technology Equipment Rooms (e.g. IT Rooms, LAN Rooms, etc.). • Warehouse storage arrangements, or mobile compact storage arrangements. Notes: 1. Sprinkler Engineer of Mr Steven Lee, P.Eng. of NWSC. P: 604.552.7223 E: steven.nwsprinklers@gmail.com 2. Separate permit(s) and documents required for above grade sprinkler system and final standpipe design. Related Permit: 1. SP-2021-01318 - Sprinkler System - Submitted Status. Construction Standpipe: 1. Construction Standpipe to be installed in accordance with the VBBL, NFPA 14, City of Vancouver Bulletin 2017-003-BU/FI. 2. Maintain Fire Department Access at all times. 3. Provide directional signage to direct the Fire Department to the location of the temporary Fire Department Connection. Signage wording and locations to be update as the site changes. 4. Coordinated with the Vancouver Fire and Rescue Services (VFRS). 5. Manual Dry Standpipe System. Freeze protection of pipe against freezing to 8.16.4.1 of NFPA 13, 6.1.2.3 of NFPA 14, VBBL, and BULLETIN 2020-003-BU/EL/SP. Freeze protection to follow installation of standpipe system. | FIRE-TECH SPRINKLERS LTD
EP-2022-00085 | 2022-01-07 | 2688 DUKE STREET, Vancouver, BC V5R 4S9 | Electrical Permit | Residential | New | Expired | Temporary Power - Residential - To provide temporary power. | OPTIMUM ELECTRICAL LTD
SP-2021-01318 | 2022-09-27 | 2688 DUKE STREET, Vancouver, BC V5R 4S9 | Sprinkler Permit | Commercial | New | Completed | Commercial - For all sprinkler work to the NFPA 13R, 2013; 2014 VBBL; and NFPA 14, 2010 and NFPA 13, 2013 for the above grade sprinkler system (Level 1 to Level 4) only and final standpipe. Site Description: To construct a new 4-storey residential building with 23 dwelling units. THIS IS A CERTIFIED PROFESSIONAL PROJECT and the CP is Mr. Michael Meszaros, P.Eng. C.P. This application does not include any of the following: • Flexible sprinkler pipe. • Information Technology Equipment Rooms (e.g. IT Rooms, LAN Rooms, etc.). • Alternative solutions. Notes: 1. Sprinkler Engineer of Mr Steven Lee, P.Eng. of NWSC. P: 604.552.7223 E: steven.nwsprinklers@gmail.com 2. One set of approved drawings and permit to be available for viewing at the jobsite. Related Permit: 1. SP-2020-01100 - Below Grade and Construction Standpipe. | FIRE-TECH SPRINKLERS LTD
EP-2022-09978 | 2022-12-06 | 2688 DUKE STREET, Vancouver, BC V5R 4S9 | Electrical Permit | Commercial | New | Completed | Installation / Repair - Commercial - Install a New Fire Alarm System 4 Storey Residential, Working With EP 2021-02049 With The Installation. >BP: To construct a new 4-storey residential building with 23 dwelling units. STAGED CONSTRUCTION Stage I (excavation/shoring) issued January 6, 2020. Stage II (full structure) issued July 15, 2020. Stage III (full BP) issued March29/22 | Apna Fire & Electrical Service Ltd
EP-2022-09845 | 2022-11-22 | 2688 DUKE STREET, Vancouver, BC V5R 4S9 | Electrical Permit | Commercial | New | Completed | Installation / Repair - Commercial - Security Alarm, Tel, TV, Net, Intercom | Covert Security Solutions Inc
MP-2023-01391 | 2023-08-01 | 2655 NAPIER STREET, Vancouver, BC V5K 2W7 | Mechanical Permit | NULL | NULL | Completed | NULL | Reliance Comfort Limited Partnership
GP-2023-02447 | 2023-08-21 | 2655 NAPIER STREET, Vancouver, BC V5K 2W7 | Gas Permit | Residential | Renovation | Completed | Residential - FURNACE RE/RE | Reliance Comfort Limited Partnership
EP-2023-07203 | 2023-08-17 | 2655 NAPIER STREET, Vancouver, BC V5K 2W7 | Electrical Permit | Residential | Addition | Completed | Installation / Repair - Residential - HEAT PUMP INSTALL MP-2023-01391 | Reliance Comfort Limited Partnership
EP-2022-04324 | 2022-05-25 | 2655 NAPIER STREET, Vancouver, BC V5K 2W7 | Electrical Permit | Residential | Renovation | Completed | Installation / Repair - Residential - Delete car charger (CF-2022-002003) | Bravo Electric Ltd
EP-2022-04276 | 2022-05-25 | 311 E 6TH AVENUE, Vancouver, BC V5T 0G9 | Electrical Permit | Commercial | Tenant Improvement | Completed | Installation / Repair - Commercial - Install 30 EV Chargers in the parkade where the entire EV Ready Structure was previously installed on permit EP-2021-08142. 20 chargers are currently confirmed. They will be installed in parking stalls 2,3,11,1418,19,34,40,51,69,71,73,74,76,77,81,82,92,94,109. The Chargers are SWTCH Lite-On Platinum Networked 32 amp Level 2 Chargers c/w OCCP integrated EVEMS Load Sharing. See attached document. We are only installing EV Chargers with integrated EVEMS via load sharing not an external EVEMS. | Greater Vancouver Electric Inc.
EP-2021-08142 | 2022-01-13 | 311 E 6TH AVENUE, Vancouver, BC V5T 0G9 | Electrical Permit | Commercial | Renovation | Completed | Installation / Repair - Commercial - Adding 91 EV Ready Parking Spaces to an underground parking for a multi residential Strata. Re-wire existing 24 spaces to new 4:1 charger to circuit ratio. | Greater Vancouver Electric Inc.
EP-2022-02595 | 2022-03-31 | 939 GRANVILLE STREET, Vancouver, BC V6Z 1L3 | Electrical Permit | Commercial | NULL | Expired | Annual / Operating - Annual permit for all common area only including the main electrical room. Renewal of EP-2021-02599 Valid Mar 26, 2022 - Mar 25, 2023 | Advanco Electric Ltd
EP-2024-00198 | 2024-01-09 | 939 GRANVILLE STREET, Vancouver, BC V6Z 1L3 | Electrical Permit | Commercial | NULL | Issued | Annual / Operating - ANNUAL/OPERATING PERMIT EXPIRED PERMIT EP-2022-09398 VALID Nov 5th, 2023 Until Nov 4th, 2024 | Mac's Electric Ltd
EP-2022-09398 | 2022-11-04 | 939 GRANVILLE STREET, Vancouver, BC V6Z 1L3 | Electrical Permit | Commercial | NULL | Expired | Annual / Operating - Maintenance of existing operating electrical equipment. Note: See Terms. This building contains a high voltage service; maintenance of equipment that operates at voltages over 750 V requires that the FSR has a Class A certificate of qualification. The Class B field safety representative named on this annual permit is only responsible for the equipment that is connected to the secondary side (750 V or less) of the transformer. To perform regular maintenance on the high voltage equipment, the owner must obtain services of a licensed electrical contractor who has a Class A certified FSR named on the licence under a permit, or other persons authorized under the Safety Standards Act. | Mac's Electric Ltd
SP-2022-01350 | 2022-08-24 | 939 GRANVILLE STREET, Vancouver, BC V6Z 1L3 | Sprinkler Permit | Commercial | Tenant Improvement | Completed | Commercial - Modifying 4 sprinkler heads >BP: Minor renovation Interior renovation of the 2nd to 5th floor (office floors) of this existing 5-storey office/commercial building on this site for a new tenant. Note: 1. All 4 office floors are occupied by a single tenant 2. Permit is reviewed in conformance with VBBL 2019 >>*****This application does not include any of the following: 1. Not more than 20 sprinklers (add, relocate, or remove), 2. hydraulic calculations, 3. change in occupancy and /or hazard classification, 4. warehouse storage arrangements, 5. mobile compact storage arrangements, 6. alternative solutions, 7. changes to the sprinkler system supply piping (e.g. valves, mains, cross-mains, branch-lines, etc.), or 8. flexible sprinkler pipe | Tyco Integrated Fire & Security Canada Inc/Tyco Feu Et Securite Integres Canada Inc
EP-2022-05914 | 2022-08-22 | 939 GRANVILLE STREET, Vancouver, BC V6Z 1L3 | Electrical Permit | Commercial | Renovation | Completed | Installation / Repair - Commercial - relocating existing power and data for new tenant >BP: Minor renovation Interior renovation of the 2nd to 5th floor (office floors) of this existing 5-storey office/commercial building on this site for a new tenant. Note: 1. All 4 office floors are occupied by a single tenant 2. Permit is reviewed in conformance with VBBL 2019 | Power Pros Electrical Ltd
PP-2022-00984 | 2022-03-24 | 955 GRANVILLE STREET, Vancouver, BC V6Z 1L3 | Plumbing Permit | Commercial | Tenant Improvement | Completed | Commercial - Installation of Backflow preventers at: 1. Sanitizer station at BOH 3-compartment sink 2. Ice machine supply line Interior alterations to provide tenant improvements for a new Restaurant (Group A2) in an existing tenant space (Group A2) in a portion of the ground floor at 955 Granville street in this existing municipally designated heritage commercial building that is on the Vancouver Heritage register (C ) | Kyle N Rouseau
MP-2023-01782 | 2023-10-03 | 238 W BROADWAY #301, Vancouver, BC V5Y 0L2 | Mechanical Permit | NULL | NULL | Cancelled | NULL | Milani Plumbing Heating & Air Conditioning Ltd
EP-2023-08921 | 2023-10-20 | 238 W BROADWAY #301, Vancouver, BC V5Y 0L2 | Electrical Permit | Residential | Renovation | Cancelled | Installation / Repair - Residential - Electric supply for Dsplit *MP-2023-01782: Issued (Heating and Cooling) *Load calculation to comply with the installation | Milani Electric Limited
EP-2022-05764 | 2022-07-08 | 228 W BROADWAY, Vancouver, BC | Electrical Permit | Commercial | Tenant Improvement | Completed | Installation / Repair - Commercial - New wiring of dental office, including, Light fixture, receptacles, Light switches, Dental equipment connection, Extra Low Volt , Data, and Phone. >BP: Interior alterations to change the use from Fitness Center to Health Care Office in this unit 228 W Broadway on the ground floor of this existing commercial building. letters of assurance submitted by: Mohammed Saeed Jhatam, Reg Architect, Schedule A. Avi Singh, P, Eng, Mechanical and Plumbing Schedule B. Gary Jatana P.Eng, Electrical Schedule B. Ryan Pavey, P.Eng, Fire Supression Systems Schedule B. Energy upgrade: E1 - Retrofit Path: 1 @ L1- L1 - Lighting - Upgrade internal Exit Signs to not exceed 5W per face (per 9.4.2 of ASHRAE 90.1-2016) Amend: Jan 13, 2023 FIRE VERIFICATION REPORT | Shanai Enterprise Inc
PP-2022-02420 | 2022-07-13 | 228 W BROADWAY, Vancouver, BC | Plumbing Permit | Commercial | Tenant Improvement | Completed | Commercial - Interior alterations to for new dental clinic Interior alterations to change the use from Fitness Center to Health Care Office in this unit 228 W Broadway on the ground floor of this existing commercial building. | SYNC MECHANICAL LTD
SP-2022-00774 | 2022-07-13 | 228 W BROADWAY, Vancouver, BC | Sprinkler Permit | Commercial | Tenant Improvement | Completed | Commercial - Adding sprinkler heads to existing system Interior alterations to change the use from Fitness Center to Health Care Office in this unit 228 W Broadway on the ground floor of this existing commercial building. *****This application does not include any of the following: 1. Not more than 20 sprinklers (add, relocate, or remove), 2. hydraulic calculations, 3. change in occupancy and /or hazard classification, 4. warehouse storage arrangements, 5. mobile compact storage arrangements, 6. alternative solutions, 7. changes to the sprinkler system supply piping (e.g. valves, mains, cross-mains, branch-lines, etc.), or 8. flexible sprinkler pipe. | Pacific Rim Fire Protection (2008) Ltd
PP-2022-02834 | 2022-08-15 | 4898 DUNBAR STREET, Vancouver, BC V6S 2H3 | Plumbing Permit | Residential | Addition | Completed | Residential - Backflow preventer for a landscape irrigation system | Complete Irrigation Ltd
EP-2022-09843 | 2022-11-22 | 169 WALTER HARDWICK AVENUE, Vancouver, BC V5T 0B9 | Electrical Permit | Commercial | New | Completed | Installation / Repair - Commercial - Installation 2 x 40A 208V Circuits & Conduit | S1 ELECTRIC LTD
EP-2023-05329 | 2023-06-14 | 903 EXPO BOULEVARD, Vancouver, BC V6Z 3G8 | Electrical Permit | Commercial | Renovation | Completed | Installation / Repair - Commercial - To relocate one (1) heat detector and one (1) smoke detector from concrete ceiling to new T-bar ceiling. To remove two (2) pullstations. Work related to building permit DB-2022-04398 as per engineer drawings submitted by others. >BP: Interior alterations and a change of use from Retail to Health Care Office to provide improvements for a new tenant at unit 903 Expo Boulevard on the ground floor of this mixed-use building on this site. | Fina Electrical Systems Ltd
SP-2023-00221 | 2023-02-07 | 903 EXPO BOULEVARD, Vancouver, BC V6Z 3G8 | Sprinkler Permit | Commercial | Renovation - Dwelling Unit(s) only | Completed | Commercial - renovation for dental office >BP: Interior alterations and a change of use from Retail to Health Care Office to provide improvements for a new tenant at unit 903 Expo Boulevard on the ground floor of this mixed-use building on this site. | Five Star Fire Protection Ltd
EP-2023-02957 | 2023-04-12 | 903 EXPO BOULEVARD, Vancouver, BC V6Z 3G8 | Electrical Permit | Commercial | Tenant Improvement | Completed | Installation / Repair - Commercial - Branch circuits, equipment power connection, lighting installation. >BP: Interior alterations and a change of use from Retail to Health Care Office to provide improvements for a new tenant at unit 903 Expo Boulevard on the ground floor of this mixed-use building on this site. | M G S Electric Inc
PP-2023-01252 | 2023-04-12 | 903 EXPO BOULEVARD, Vancouver, BC V6Z 3G8 | Plumbing Permit | Commercial | New | Completed | Commercial - plumbing >BP: 903 Expo Boulevard Interior alterations and a change of use from Retail to Health Care Office to provide improvements for a new tenant at unit 903 Expo Boulevard on the ground floor of this mixed-use building on this site. Notes for engineering: Project Value: $450,000 Additional fixtures: 7 sinks and 1 water closet Sprinklers not being added Street Use not required | WHITE HILL PLUMBING & HEATING LTD
EP-2024-00408 | 2024-01-19 | 1300 STEWART STREET, Vancouver, BC V5L 4X5 | Electrical Permit | Commercial | Addition | Issued | Installation / Repair - Commercial - Replacing power factor capacitor banks at CDP -1 and CDP -2 at Vanterm Terminal. | Pacific Powertech Inc
EP-2023-02136 | 2023-03-14 | 999 CANADA PLACE, Vancouver, BC V6C 3C1 | Electrical Permit | Commercial | NULL | Issued | Annual / Operating - Annual Operating Permit Renewal of EP-2022-01629 Valid: March 06, 2023 to March 05, 2024 | Sasco Contractors Ltd
EP-2022-01629 | 2022-03-01 | 999 CANADA PLACE, Vancouver, BC V6C 3C1 | Electrical Permit | Commercial | NULL | Expired | Annual / Operating - Annual Operating Permit Renewal of EP-2021-02457 Valid: March 06, 2022 to March 05, 2023 Amend: Mar 2, 2022 address should be 999 Canada Place as per the expiring Permit - EP-2021-02457. Legal description should match this permit as well | Sasco Contractors Ltd
EP-2023-10602 | 2023-12-01 | 6905 VICTORIA DRIVE, Vancouver, BC V5P 3Y7 | Electrical Permit | Residential | Tenant Improvement | Completed | Installation / Repair - Residential - Add exit sign with emergency light to home daycare IA-2023-00281 | Parminder Bagry
EP-2022-03179 | 2023-08-08 | 1890 GRANT STREET, Vancouver, BC V5L 2Y8 | Electrical Permit | Residential | Tenant Improvement | Completed | Installation / Repair - Residential - Electrical installation of heat pump on balcony NO MP AT THIS TIME | Moore And Russell Heating And Air Conditioning Ltd
EP-2022-02943 | 2022-04-13 | 1755 W 14TH AVENUE, Vancouver, BC V6J 2J6 | Electrical Permit | Residential | Renovation | Completed | Installation / Repair - Residential - Replace existing 800A CDP and 4 branch breakers with new | Bridge Electric Corp
EP-2023-10516 | NULL | 1755 W 14TH AVENUE, Vancouver, BC V6J 2J6 | Electrical Permit | Commercial | Tenant Improvement | In Review | Installation / Repair - Commercial - -Distribution upgrade. -Mechanical equipment feeders and devices. -Branch cct wiring. -Seismic. -No change to lighting systems -The service is existing with increased load service change. Electrical service (BCH feed) to FORTE building will be cancelled and removed entirely. FORTE Building will be fed from the adjacent VIRIDIAN building. Voltage stay the same except for the load. >BP: Exterior and interior alterations for deep energy retrofit to this existing 13 storey multiple dwelling building (building 1) on this site. The scope includes the following: - Install solar hot water collectors and heat pump group on the roof top. - Alter some of the windows for the new HRV units within the units. - New aluminum guardrails - New doors and windows to replace existing OK for the exterior alterations per Shadi (POD) BRB review notes: 1. Reviewed under VBBL 2019 2. Part 11 Voluntary upgrade | MDE Enterprises Ltd
NULL | NULL | 1755 W 14TH AVENUE, Vancouver, BC V6J 2J6 | Mechanical Permit | NULL | NULL | Draft | NULL | MDE Enterprises Ltd
PP-2023-03451 | 2023-09-28 | 1755 W 14TH AVENUE, Vancouver, BC V6J 2J6 | Plumbing Permit | Commercial | Renovation | Issued | Commercial - Plumbing renovation in conjunction with energy retrofit >DB: Exterior and interior alterations for deep energy retrofit to this existing 13 storey multiple dwelling building (building 1) on this site. The scope includes the following: - Install solar hot water collectors and heat pump group on the roof top. - Alter some of the windows for the new HRV units within the units. - New aluminum guardrails - New doors and windows to replace existing OK for the exterior alterations per Shadi (POD) BRB review notes: 1. Reviewed under VBBL 2019 2. Part 11 Voluntary upgrade | MDE Enterprises Ltd
GP-2023-02837 | NULL | 1755 W 14TH AVENUE, Vancouver, BC V6J 2J6 | Gas Permit | Residential | Renovation | Withdrawn | Residential - Gas fired Boilers and Gas Absorption Heat Recovery units | MDE Enterprises Ltd
EP-2023-08372 | 2023-09-18 | 1755 W 14TH AVENUE, Vancouver, BC V6J 2J6 | Electrical Permit | Commercial | NULL | Issued | Annual / Operating - Annual Operating Permit Renewal of EP-2022-08298 Valid October, 05, 2023 until October 04, 2024 | Houle Electric Limited
MP-2023-01761 | 2023-10-04 | 1755 W 14TH AVENUE, Vancouver, BC V6J 2J6 | Mechanical Permit | NULL | NULL | Issued | NULL | MDE Enterprises Ltd
EP-2023-07060 | 2023-08-08 | 1755 W 14TH AVENUE, Vancouver, BC V6J 2J6 | Electrical Permit | Commercial | Renovation | Issued | Installation / Repair - Commercial - Install temp sub panel and trailer power as well as power for scaffolding. This power is fed from existing Bldg. And is for Bldg. remediation. | PRO-CAN ELECTRIC LTD
EP-2022-08298 | 2022-09-29 | 1755 W 14TH AVENUE, Vancouver, BC V6J 2J6 | Electrical Permit | Commercial | NULL | Expired | Annual / Operating - Annual Operating Permit EXPIRING PERMIT EP-2021-07366 Valid October, 05, 2022 until October 04, 2023 | Houle Electric Limited
EP-2022-06685 | 2022-08-11 | 5018 NANAIMO STREET, Vancouver, BC V1V 1V1 | Electrical Permit | Residential | New | Completed | Installation / Repair - Residential - BLDG 2 - INFILL - 2FD - to wire two units To construct a three-storey infill building (Building 2) containing two dwelling units at the rear of the site. Notes: 1. See BP-2017-02006 for the existing heritage building (Building 1) on the site. Revision No. 1 Convert crawl space into full height storage spaces. AMEND: AUG 10/2022 Electrical take over for permit #'s EP-2020-06083/EP-2020-06084/EP-2020-00026 CHANGE OF CONTRACTOR LETTER UPLOADED AMEND: JAN 27/2023 UPLOADED: Fire Alarm Verification Report | Robert Clark & Karen Clark & Dean Clark
EP-2022-00557 | 2022-01-26 | 8888 OSLER STREET, Vancouver, BC V1V 1V1 | Electrical Permit | Commercial | NULL | Expired | Annual / Operating - All common areas of the building. Valid January 26, 2022 until January 25, 2023. | Berts Electric (2001) Ltd
EP-2022-06019 | 2022-07-21 | 5335 WEST BOULEVARD, Vancouver, BC V6M 3W4 | Electrical Permit | Commercial | Addition | Completed | Installation / Repair - Commercial - install 20 outlets Interior renovation and installation of new cooking equipment and commercial kitchen ventilation system for this existing retail unit in the existing 4-storey mixed use building on this site for a new tenant. AMEND: SEPT 6/2022 PER DEI: Change job values from $2500. To $5600. | Technics Electric Ltd
PP-2022-02385 | 2022-07-13 | 5335 WEST BOULEVARD, Vancouver, BC V6M 3W4 | Plumbing Permit | Commercial | New | Completed | Commercial - Plumbing rough-in and finish installation >Interior renovation and installation of new cooking equipment and commercial kitchen ventilation system for this existing retail unit in the existing 4-storey mixed use building on this site for a new tenant. Note: 1. Class-2 Cooking operation 2. Number of seats is 16 max 3. The permit is reviewed for compliance with VBBL 2019 | Green Earth Plumbing and Heating Ltd
SP-2022-01000 | 2022-06-20 | 5335 WEST BOULEVARD, Vancouver, BC V6M 3W4 | Sprinkler Permit | Commercial | Tenant Improvement | Completed | Commercial - ADD AND RELOCATE 4 SPRINKLER HEADS Interior renovation and installation of new cooking equipment and commercial kitchen ventilation system for this existing retail unit in the existing 4-storey mixed use building on this site for a new tenant. Note: 1. Class-2 Cooking operation 2. Number of seats is 16 max 3. The permit is reviewed for compliance with VBBL 2019 *****This application does not include any of the following: 1. Not more than 20 sprinklers (add, relocate, or remove), 2. hydraulic calculations, 3. change in occupancy and /or hazard classification, 4. warehouse storage arrangements, 5. mobile compact storage arrangements, 6. alternative solutions, 7. changes to the sprinkler system supply piping (e.g. valves, mains, cross-mains, branch-lines, etc.), or 8. flexible sprinkler pipe. | Priority Fire Systems Ltd
SP-2022-00097 | 2022-01-26 | 650 W GEORGIA STREET, Vancouver, BC V6B 4N9 | Sprinkler Permit | Commercial | Tenant Improvement | Completed | Commercial - ADD AND RELOCATE 12 SPRINKLER HEADS >BP: #2100 - 21st floor Interior alterations to provide improvements for the existing office tenant on the 21st floor (#2100) in this existing commercial building on this site. Scope of work: partial removal/construction of partition walls/doors, millwork, finishes, sink for new layout, plumbing, mechanical, electrical and sprinkler work. OK for TIPS per D. Langevin, Dec. 13, 2021 Letters of Assurance submitted by: Schedule A and Architectural Schedule B, Danny Ka Wai Wong ph: 604.773.2068 Mechanical and Plumbing Schedule B, Eric Cresswell, ph: 604.684.5995 Electrical Schedule B, Roger Dupuis, ph: 604.569.6500 L2 - Lighting - Upgrade to Local Control (per 9.4.1.1.(a) of ASHRAE 90.1-2016) Energy checklist is currently no longer required with your Building Permit (BP) application. Some supporting documents are still required at BP stage, specifically envelope and HVAC, if applicable. Service Water Heating and Lighting supporting documents, if applicable, must be submitted with your related trades permits (e.g. electrical and plumbing). All energy upgrades will be checked during inspections stage. It is the applicant's responsibility to identify and note all required upgrades including energy upgrades on their BP drawings at BP stage. >*****This application does not include any of the following: 1. Not more than 20 sprinklers (add, relocate, or remove), 2. hydraulic calculations, 3. change in occupancy and /or hazard classification, 4. warehouse storage arrangements, 5. mobile compact storage arrangements, 6. alternative solutions, 7. changes to the sprinkler system supply piping (e.g. valves, mains, cross-mains, branch-lines, etc.), or 8. flexible sprinkler pipe. | Priority Fire Systems Ltd
PP-2022-00221 | 2022-01-25 | 650 W GEORGIA STREET, Vancouver, BC V6B 4N9 | Plumbing Permit | Commercial | Tenant Improvement | Completed | Commercial - UNIT #2100 - 21ST FLOOR - Plumbing #2100 - 21st floor Interior alterations to provide improvements for the existing office tenant on the 21st floor (#2100) in this existing commercial building on this site. Scope of work: partial removal/construction of partition walls/doors, millwork, finishes, sink for new layout, plumbing, mechanical, electrical and sprinkler work. | Ange's Plumbing Ltd
SP-2022-00084 | 2022-01-21 | 650 W GEORGIA STREET, Vancouver, BC V6B 4N9 | Sprinkler Permit | Commercial | Tenant Improvement | Completed | Commercial - 2 RELOCATE SPRINKLER HEADS FOR NEW DEMISING WALL >BP: #1218 - 12th floor Interior alterations to provide improvements for an existing office tenant on the 12th floor (#1218) of this commercial building. Scope of work: move the demising wall to reduce the size of #1218, remove a partition wall/door, mechanical and electrical work. TENANT: GWL Realty Advisors OK for Field Review per A. Wroblewski April 27, 2021 Building Sprinklered -No sprinkler permit required. Energy Upgrade: E2 - Lighting - Upgrade to Local Control (per 9.4.1.1.(a) of ASHRAE 90.1-2016) >*****This application does not include any of the following: 1. Not more than 20 sprinklers (add, relocate, or remove), 2. hydraulic calculations, 3. change in occupancy and /or hazard classification, 4. warehouse storage arrangements, 5. mobile compact storage arrangements, 6. alternative solutions, 7. changes to the sprinkler system supply piping (e.g. valves, mains, cross-mains, branch-lines, etc.), or 8. flexible sprinkler pipe. | Priority Fire Systems Ltd
SP-2022-00065 | 2022-02-22 | 650 W GEORGIA STREET, Vancouver, BC V6B 4N9 | Sprinkler Permit | Commercial | Tenant Improvement | Issued | Commercial - #1800 and #1850 - 18th floor (T.I to #1800) Sprinkler alterations to demise #1800 into two office units to be #1800 and #1850 and to provide interior alterations to the existing office tenant in #1800 in this existing commercial building on this site. rk. TENANT: Bank of Nova Scotia | Priority Fire Systems Ltd
EP-2022-01272 | 2022-02-17 | 650 W GEORGIA STREET, Vancouver, BC V6B 4N9 | Electrical Permit | Commercial | Renovation | Completed | Installation / Repair - Commercial - Relocation of existing branch circuits. -No lighting work to be performed. >BP: #640 - 6th floor Interior alterations to the existing office tenant and to combine #640 and #699 (retaining #640) in this existing commercial building on this site. Scope of work: remove a portion of the demising wall to combine #640 and #699, remove/construct partition wall, finishes, lighting, electrical, plumbing and sprinkler work. OK For Field Review per K. Vogt - Jan 13/22 Lighting to be in full compliance with ASHRAE 90.1-2016 (L2 upgrades) Energy checklist is currently no longer required with your Building Permit (BP) application. Some supporting documents are still required at BP stage, specifically Envelope and HVAC, if applicable. Service Water Heating and Lighting supporting documents, if applicable, must be submitted with your related trades permits (e.g. electrical and plumbing). All energy upgrades will be checked during inspections stage. It is the applicant's responsibility to identify and note all required upgrades including energy upgrades on their BP drawings at BP stage. | Action Electric Ltd
SP-2022-00222 | 2022-02-17 | 650 W GEORGIA STREET, Vancouver, BC V6B 4N9 | Sprinkler Permit | Commercial | Tenant Improvement | Completed | Commercial - 1 RELOCATE SPRINKLER HEAD >BP: #640 - 6th floor Interior alterations to the existing office tenant and to combine #640 and #699 (retaining #640) in this existing commercial building on this site. Scope of work: remove a portion of the demising wall to combine #640 and #699, remove/construct partition wall, finishes, lighting, electrical, plumbing and sprinkler work. OK For Field Review per K. Vogt - Jan 13/22 Lighting to be in full compliance with ASHRAE 90.1-2016 (L2 upgrades) Energy checklist is currently no longer required with your Building Permit (BP) application. Some supporting documents are still required at BP stage, specifically Envelope and HVAC, if applicable. Service Water Heating and Lighting supporting documents, if applicable, must be submitted with your related trades permits (e.g. electrical and plumbing). All energy upgrades will be checked during inspections stage. It is the applicant's responsibility to identify and note all required upgrades including energy upgrades on their BP drawings at BP stage. *****This application does not include any of the following: 1. Not more than 20 sprinklers (add, relocate, or remove), 2. hydraulic calculations, 3. change in occupancy and /or hazard classification, 4. warehouse storage arrangements, 5. mobile compact storage arrangements, 6. alternative solutions, 7. changes to the sprinkler system supply piping (e.g. valves, mains, cross-mains, branch-lines, etc.), or 8. flexible sprinkler pipe. | Priority Fire Systems Ltd
EP-2022-01253 | 2022-02-22 | 650 W GEORGIA STREET, Vancouver, BC V6B 4N9 | Electrical Permit | Commercial | Renovation | Completed | Installation / Repair - Commercial - Install new and relocate existing power and data for workstations to accommodate furniture reconfigurations. No lighting Changes. -Service is existing: 120/208 volts, 3 phase 4 wire, 100 amp. Adding 2 branch circuits to existing panel. | Corporate Electric Limited
EP-2022-01201 | 2022-02-22 | 650 W GEORGIA STREET, Vancouver, BC V6B 4N9 | Electrical Permit | Commercial | Renovation | Completed | Installation / Repair - Commercial - Demise of Suite #1218. Disconnect & remove light fixtures - re-arrange ccts in demised space. Rework lighting controls to separate spaces. -no new lights being installed >BP: #1218 - 12th floor Interior alterations to provide improvements for an existing office tenant on the 12th floor (#1218) of this commercial building. Scope of work: move the demising wall to reduce the size of #1218, remove a partition wall/door, mechanical and electrical work. TENANT: GWL Realty Advisors OK for Field Review per A. Wroblewski April 27, 2021 Building Sprinklered -No sprinkler permit required. Energy Upgrade: E2 - Lighting - Upgrade to Local Control (per 9.4.1.1.(a) of ASHRAE 90.1-2016) | Action Electric Ltd
EP-2021-08649 | 2022-01-21 | 650 W GEORGIA STREET, Vancouver, BC V6B 4N9 | Electrical Permit | Commercial | Tenant Improvement | Completed | Installation / Repair - Commercial - SUITE #2100 - 21ST FLOOR - Demo existing office,41 new LED light fixtures, line voltage occupancy sensors and time clock, 11 new receptacles, rough in conduits only for security and data, 1 new 100A sub panel. | Ino-Tek Electric Ltd.
EP-2022-02882 | 2022-04-11 | 650 W GEORGIA STREET, Vancouver, BC V6B 4N9 | Electrical Permit | Commercial | Tenant Improvement | Completed | Installation / Repair - Commercial - • small amount of demo and make safe to accommodate new layout • Remove 4 existing 2x2 fixtures as shown on drawings – return to building or dispose of as required • Install 4 new receptacles • Supply & install 3 new self-powered green running man exit signs (no spec) • Provide power to door operator >BP: #3200 - 30th floor **this is a multi floor tenant with access between 30th to 33rd floors. (Reception is on 32nd floor) Interior alterations to expand the existing office tenant #3200 (30th floor) into adjacent units #3000 and #3015 (retaining #3200) and to provide tenant improvements in this existing commercial building. Scope of work: remove a portion of the demising wall to expand into #3015 and validate removal of demising wall to expand into #3000, remove select partition walls/door, construct one partition wall/door, finishes, electrical and sprinkler work. TENANT: Harper Grey LLP Building Sprinkler - Separate sprinkler permit required for proposed sprinkler work. OK for Field Review per K. Vogt - Jan 11/22 BOMA BESt (Path 2) Energy checklist is currently no longer required with your Building Permit (BP) application. Some supporting documents are still required at BP stage, specifically Envelope and HVAC, if applicable. Service Water Heating and Lighting supporting documents, if applicable, must be submitted with your related trades permits (e.g. electrical and plumbing). All energy upgrades will be checked during inspections stage. It is the applicant's responsibility to identify and note all required upgrades including energy upgrades on their BP drawings at BP stage. | Ino-Tek Electric Ltd.
EP-2022-03032 | 2022-04-14 | 650 W GEORGIA STREET, Vancouver, BC V6B 4N9 | Electrical Permit | Commercial | NULL | Expired | Annual / Operating - Annual Electrical Work Valid: April 15, 2022 to April 14, 2023 Renewal of EP-2021-03079 Connected Load: 1200KVA | Corporate Electric Limited
EP-2022-01931 | 2022-03-09 | 650 W GEORGIA STREET, Vancouver, BC V6B 4N9 | Electrical Permit | Commercial | Tenant Improvement | Completed | Installation / Repair - Commercial - Relocation of three fire alarm speakers to suit new office configurations. >BP: #2100 - 21st floor Interior alterations to provide improvements for the existing office tenant on the 21st floor (#2100) in this existing commercial building on this site. Scope of work: partial removal/construction of partition walls/doors, millwork, finishes, sink for new layout, plumbing, mechanical, electrical and sprinkler work. | Corporate Electric Limited
SP-2022-00376 | 2022-03-18 | 650 W GEORGIA STREET, Vancouver, BC V6B 4N9 | Sprinkler Permit | Commercial | Tenant Improvement | Completed | Commercial - ADD 3 NEW SPRINKLER HEADS FOR T.I #3200 - 30th floor **this is a multi floor tenant with access between 30th to 33rd floors. (Reception is on 32nd floor) Interior alterations to expand the existing office tenant #3200 (30th floor) into adjacent units #3000 and #3015 (retaining #3200) and to provide tenant improvements in this existing commercial building. Scope of work: remove a portion of the demising wall to expand into #3015 and validate removal of demising wall to expand into #3000, remove select partition walls/door, construct one partition wall/door, finishes, electrical and sprinkler work. TENANT: Harper Grey LLP *****This application does not include any of the following: 1. Not more than 20 sprinklers (add, relocate, or remove), 2. hydraulic calculations, 3. change in occupancy and /or hazard classification, 4. warehouse storage arrangements, 5. mobile compact storage arrangements, 6. alternative solutions, 7. changes to the sprinkler system supply piping (e.g. valves, mains, cross-mains, branch-lines, etc.), or 8. flexible sprinkler pipe. | Priority Fire Systems Ltd
EP-2022-04133 | 2022-05-20 | 650 W GEORGIA STREET, Vancouver, BC V6B 4N9 | Electrical Permit | Commercial | Tenant Improvement | Completed | Installation / Repair - Commercial - Small office TI · To supply and install 3 pc new wall mounted and 2 pc ceiling mounted occupancy sensor work area. · To supply and install 10 pc new power outlets. Partly reuse existing circuits. · To supply and install new 4 circuit wiring for new power outlets. · To supply and install four new 1P15A breakers in existing power panel. >BP: Interior alterations to provide improvements for an existing office tenant on the 12th floor (#1215) of this existing commercial building. Scope of work: remove/construct new partition walls and doors to create 3 new office spaces, finishes, electrical and sprinkler work. NOTE: Relocation of demising wall under BP-2021-01846 (#1218) Ok for Field Review per K. Vogt. E2 - Retrofit Path: BOMA BESt (Path 1) - No Additional Upgrades Req'd Energy checklist is currently no longer required with your Building Permit (BP) application. Some supporting documents are still required at BP stage, specifically Envelope and HVAC, if applicable. Service Water Heating and Lighting supporting documents, if applicable, must be submitted with your related trades permits (e.g. electrical and plumbing). All energy upgrades will be checked during inspections stage. It is the applicant's responsibility to identify and note all required upgrades including energy upgrades on their BP drawings at BP stage. | Action Electric Ltd
EP-2022-04830 | 2022-06-09 | 650 W GEORGIA STREET, Vancouver, BC V6B 4N9 | Electrical Permit | Commercial | Renovation | Completed | Installation / Repair - Commercial - Replace 2X2 fixtures & relamp T8 fixtures. This makes up less than 5% of the lighting load in this location. | MEI Energy Solutions Ltd
EP-2023-04635 | 2023-05-29 | 650 W GEORGIA STREET, Vancouver, BC V6B 4N9 | Electrical Permit | Commercial | Renovation | Completed | Installation / Repair - Commercial - Extra low-voltage HVAC, Class 2. >BP: Interior alterations to provide improvements for an existing office tenant on the 29th floor (#2940) of this existing commercial building. Scope of work: demo/construction of partition walls, doors for new layout. Electrical, plumbing, & Sprinklers to suit. Note: this is an existing tenant on the 30th floor that is expanding into #2940. No interconnection between floors. E2 - Retrofit Path: BOMA BESt (Path 1) - No Additional Upgrades Req'd Energy checklist is currently no longer required with your Building Permit (BP) application. Some supporting documents are still required at BP stage, specifically Envelope and HVAC, if applicable. Service Water Heating and Lighting supporting documents, if applicable, must be submitted with your related trades permits (e.g. electrical and plumbing). All energy upgrades will be checked during inspections stage. It is the applicant's responsibility to identify and note all required upgrades including energy upgrades on their BP drawings at BP stage. | Control Solutions Ltd
SP-2022-01538 | 2022-09-23 | 650 W GEORGIA STREET, Vancouver, BC V6B 4N9 | Sprinkler Permit | Commercial | Tenant Improvement | Issued | Commercial - ADD 2 NEW SPRINKLER HEADS *****This application does not include any of the following: 1. Not more than 20 sprinklers (add, relocate, or remove), 2. hydraulic calculations, 3. change in occupancy and /or hazard classification, 4. warehouse storage arrangements, 5. mobile compact storage arrangements, 6. alternative solutions, 7. changes to the sprinkler system supply piping (e.g. valves, mains, cross-mains, branch-lines, etc.), or 8. flexible sprinkler pipe. 21st Floor - Lobby and Washroom Interior alterations to provide improvements to the common corridors and washroom on the 21st floor of this existing commercial building. (See BP-2022-03827 for the Site Plan) Scope of work: Replace finishes to the elevator lobby and washroom. New floor tile, millwork, paint and electrical and plumbing work. No change to existing walls. | Priority Fire Systems Ltd
SP-2022-01539 | 2022-09-23 | 650 W GEORGIA STREET, Vancouver, BC V6B 4N9 | Sprinkler Permit | Commercial | Tenant Improvement | Issued | Commercial - ADD NEW 7 SPRINKLER HEADS *****This application does not include any of the following: 1. Not more than 20 sprinklers (add, relocate, or remove), 2. hydraulic calculations, 3. change in occupancy and /or hazard classification, 4. warehouse storage arrangements, 5. mobile compact storage arrangements, 6. alternative solutions, 7. changes to the sprinkler system supply piping (e.g. valves, mains, cross-mains, branch-lines, etc.), or 8. flexible sprinkler pipe. 22nd Floor - Lobby & Washrooms Interior alterations to provide improvements to the common corridors and washroom on the 22nd floor of this existing commercial building. Scope of work: Replace finishes to the elevator lobby and washroom. New floor tile, millwork, paint and electrical and plumbing work. No change to existing walls. | Priority Fire Systems Ltd
EP-2022-09765 | 2022-11-18 | 650 W GEORGIA STREET, Vancouver, BC V6B 4N9 | Electrical Permit | Commercial | Addition | Issued | Installation / Repair - Commercial - Install a 100amp 3 phase 120/208v sub-service for Rogers Cellular equipment compound in the buildings telephone/communications room. Work includes installing a new 3p circuit breaker in existing panel, cable to the equipment compound, meter and sub panel in equipment compound, and 2 x 2p 15amp receptacle circuits supplying Rogers cellular equipment. | PPS Pacific Power Solutions Inc
EP-2022-09712 | 2022-11-21 | 650 W GEORGIA STREET, Vancouver, BC V6B 4N9 | Electrical Permit | Commercial | Renovation | Completed | Installation / Repair - Commercial - Electrical changes to accommodate washroom and elevator lobby renovations. Includes re and re of existing fire alarm devices and verification. >BP: 22nd Floor - Lobby & Washrooms Interior alterations to provide improvements to the common corridors and washroom on the 22nd floor of this existing commercial building. Scope of work: Replace finishes to the elevator lobby and washroom. New floor tile, millwork, paint and electrical and plumbing work. No change to existing walls. Building Sprinklered – Building inspector to determine on site if a separate sprinkler permit is required. L1 - Lighting - Upgrade internal Exit Signs to not exceed 5W per face Energy checklist is currently no longer required with your Building Permit (BP) application. Some supporting documents are still required at BP stage, specifically Envelope and HVAC, if applicable. Service Water Heating and Lighting supporting documents, if applicable, must be submitted with your related trades permits (e.g. electrical and plumbing). All energy upgrades will be checked during inspections stage. It is the applicant’s responsibility to identify and note all required upgrades including energy upgrades on their BP drawings at BP stage. | Corporate Electric Limited
EP-2022-09693 | 2022-11-17 | 650 W GEORGIA STREET, Vancouver, BC V6B 4N9 | Electrical Permit | Commercial | Renovation | Completed | Installation / Repair - Commercial - Electrical changes to accommodate washroom and elevator lobby renovations. Includes re and re of existing fire alarm devices and verification. >BP: Interior alterations to provide improvements to the common corridors and washroom on the 21st floor of this existing commercial building. (See BP-2022-03827 for the Site Plan) Scope of work: Replace finishes to the elevator lobby and washroom. New floor tile, millwork, paint and electrical and plumbing work. No change to existing walls. Building Sprinklered – Building inspector to determine on site if a separate sprinkler permit is required. L1 - Lighting - Upgrade internal Exit Signs to not exceed 5W per face Energy checklist is currently no longer required with your Building Permit (BP) application. Some supporting documents are still required at BP stage, specifically Envelope and HVAC, if applicable. Service Water Heating and Lighting supporting documents, if applicable, must be submitted with your related trades permits (e.g. electrical and plumbing). All energy upgrades will be checked during inspections stage. It is the applicant’s responsibility to identify and note all required upgrades including energy upgrades on their BP drawings at BP stage. | Corporate Electric Limited
EP-2023-07033 | 2023-08-03 | 650 W GEORGIA STREET, Vancouver, BC V6B 4N9 | Electrical Permit | Commercial | Tenant Improvement | Completed | Installation / Repair - Commercial - Install additional receptacles and circuits to existing tenant space: - (3) new 15A circuits - (4) new receptacles >BP: #1400 - 14th floor Interior alterations to provide improvements for this new office tenant on the 14th floor (#1400) of this existing building. Scope of work: demo existing glass partition, doors, & flooring. Construct two interior offices, relocate millwork replace flooring with new. Electrical to suit. *District Building Inspector to determine if a Special Sprinkler Inspection permit is required. | Centre Electric Ltd
SP-2023-01386 | 2023-07-31 | 650 W GEORGIA STREET, Vancouver, BC V6B 4N9 | Sprinkler Permit | Commercial | Tenant Improvement | Completed | Commercial - SUITE #1400 - 14TH FLOOR - Relocate sprinkler heads for tenant improvement. >BP: #1400 - 14th floor Interior alterations to provide improvements for this new office tenant on the 14th floor (#1400) of this existing building. Scope of work: demo existing glass partition, doors, & flooring. Construct two interior offices, relocate millwork replace flooring with new. Electrical to suit. *****This application does not include any of the following: 1. Not more than 20 sprinklers (add, relocate, or remove), 2. hydraulic calculations, 3. change in occupancy and /or hazard classification, 4. warehouse storage arrangements, 5. mobile compact storage arrangements, 6. alternative solutions, 7. changes to the sprinkler system supply piping (e.g. valves, mains, cross-mains, branch-lines, etc.), or 8. flexible sprinkler pipe. | Priority Fire Systems Ltd
SP-2023-01092 | 2023-06-20 | 650 W GEORGIA STREET, Vancouver, BC V6B 4N9 | Sprinkler Permit | Commercial | Tenant Improvement | Completed | Commercial - Add and relocate sprinkler heads for tenant improvement. >BP: #3200 - 32nd floor Interior alterations to provide improvements for an existing office tenant on the 32nd floor (#3200) of this existing commercial building. Scope of work: demo/construction of partition walls, doors for new layout. Electrical & Sprinklers to suit. *****This application does not include any of the following: 1. Not more than 20 sprinklers (add, relocate, or remove), 2. hydraulic calculations, 3. change in occupancy and /or hazard classification, 4. warehouse storage arrangements, 5. mobile compact storage arrangements, 6. alternative solutions, 7. changes to the sprinkler system supply piping (e.g. valves, mains, cross-mains, branch-lines, etc.), or 8. flexible sprinkler pipe. | Priority Fire Systems Ltd
SP-2023-01093 | 2023-06-20 | 650 W GEORGIA STREET, Vancouver, BC V6B 4N9 | Sprinkler Permit | Commercial | Tenant Improvement | Completed | Commercial - Relocate sprinkler heads for tenant improvement. >BP: #3300 - 33rd floor Interior alterations to provide improvements for an existing office tenant on the 33rd floor (#3300) of this existing commercial building. Scope of work: demo/construction of partition walls, doors for new layout. Electrical, plumbing & Sprinklers to suit. *****This application does not include any of the following: 1. Not more than 20 sprinklers (add, relocate, or remove), 2. hydraulic calculations, 3. change in occupancy and /or hazard classification, 4. warehouse storage arrangements, 5. mobile compact storage arrangements, 6. alternative solutions, 7. changes to the sprinkler system supply piping (e.g. valves, mains, cross-mains, branch-lines, etc.), or 8. flexible sprinkler pipe. | Priority Fire Systems Ltd
PP-2023-02065 | 2023-06-14 | 650 W GEORGIA STREET, Vancouver, BC V6B 4N9 | Plumbing Permit | Commercial | Tenant Improvement | Completed | Commercial - Adding one sink and modifying two existing. Please Note: Any Structural work may require a Building Permit | Calley Mechanical Ltd
PP-2023-00780 | 2023-03-14 | 650 W GEORGIA STREET, Vancouver, BC V6B 4N9 | Plumbing Permit | Commercial | Renovation | Issued | Commercial - UNITS #1800 & #1850 - 18TH FLOOR - Addition of sinks and hot water tanks >BP: #1800 and #1850 - 18th floor (T.I to #1800) Interior alterations to demise #1800 into two office units to be #1800 and #1850 and to provide interior alterations to the existing office tenant in #1800 in this existing commercial building on this site. Scope of work: construct new demising walls and remove/construct partition walls, doors, finishes, millwork, lighting, card reader, electrical, mechanical, plumbing and sprinkler work. >>>> Amend: July 28th -Bathroom Addition: Add (1) WC and (1) LAV. Delete on SK-2 | True Constructible Solutions Ltd
NULL | NULL | 650 W GEORGIA STREET, Vancouver, BC V6B 4N9 | Plumbing Permit | Commercial | Renovation | Draft | Commercial - Addition of new sinks, and hot water heaters | True Constructible Solutions Ltd
EP-2023-01855 | 2023-03-07 | 650 W GEORGIA STREET, Vancouver, BC V6B 4N9 | Electrical Permit | Commercial | Tenant Improvement | Completed | Installation / Repair - Commercial - Electrical demo to accommodate new layout, install receptacles & data new lights and lighting controls, relocate existing electrical panel approx 30-40'. *Hazard Assessment checked, May 15 RMN. >BP: Interior alterations to provide improvements for an existing office tenant on the 29th floor (#2940) of this existing commercial building. Scope of work: demo/construction of partition walls, doors for new layout. Electrical, plumbing, & Sprinklers to suit. Note: this is an existing tenant on the 30th floor that is expanding into #2940. No interconnection between floors. E2 - Retrofit Path: BOMA BESt (Path 1) - No Additional Upgrades Req'd Energy checklist is currently no longer required with your Building Permit (BP) application. Some supporting documents are still required at BP stage, specifically Envelope and HVAC, if applicable. Service Water Heating and Lighting supporting documents, if applicable, must be submitted with your related trades permits (e.g. electrical and plumbing). All energy upgrades will be checked during inspections stage. It is the applicant's responsibility to identify and note all required upgrades including energy upgrades on their BP drawings at BP stage. | Ino-Tek Electric Ltd.
EP-2023-03244 | 2023-04-27 | 650 W GEORGIA STREET, Vancouver, BC V6B 4N9 | Electrical Permit | Commercial | Tenant Improvement | Completed | Installation / Repair - Commercial - Tenant improvement installing 16 receptacles, tel/data, relocating existing lights and new em lighting. -We are only relocating 4 existing fluorescent fixtures in the existing t-bar ceiling. No new light fixtures are being added. >BP: Interior alterations to provide improvements for a new office tenant on the 24th floor (#2490) of this existing commercial building. Scope of work: demo and construct partition, doors, for new layout. Relocate lighting, power & data. New door entry. | Adanac Electric Ltd
EP-2023-03531 | 2023-04-25 | 650 W GEORGIA STREET, Vancouver, BC V6B 4N9 | Electrical Permit | Commercial | NULL | Issued | Annual / Operating - Annual Electrical Work Valid: April 15, 2023 to April 14, 2024 Renewal of EP-2022-03032 Connected Load: 1200KVA | Corporate Electric Limited
PP-2023-01408 | 2023-04-21 | 650 W GEORGIA STREET, Vancouver, BC V6B 4N9 | Plumbing Permit | Commercial | Tenant Improvement | Completed | Commercial - Installing (1) new hot water tank >BP: #2490 - 24th floor Interior alterations to provide improvements for a new office tenant on the 24th floor (#2490) of this existing commercial building. Scope of work: demo and construct partition, doors, for new layout. Relocate lighting, power & data. New door entry. | Calley Mechanical Ltd
EP-2023-03665 | 2023-04-28 | 650 W GEORGIA STREET, Vancouver, BC V6B 4N9 | Electrical Permit | Commercial | Renovation | Completed | Installation / Repair - Commercial - Installation of class 2 wiring for HVAC controls >BP: #2340- 23rd floor and #2800- 28th floor * (#2330 & #2340 combining; retaining #2340) Interior alterations to the 23rd and 28th floor to provide improvements for this existing multi floor office tenant in this existing commercial building. Scope of work: remove a portion of demising wall between #2330 & #2340 (retain #2340) on the 23rd floor and reconfigure to accommodate a new work station. For the 28th floor (#2800) ; converting open area into two offices and enlarging two existing offices. | ESC Automation Inc
PP-2023-00881 | 2023-03-15 | 650 W GEORGIA STREET, Vancouver, BC V6B 4N9 | Plumbing Permit | Commercial | Tenant Improvement | Completed | Commercial - UNIT #2940 - 29TH FLOOR - Removal of an existing lunchroom sink and adding one in a different location >BP: #2940 - 29th floor Interior alterations to provide improvements for an existing office tenant on the 29th floor (#2940) of this existing commercial building. Scope of work: demo/construction of partition walls, doors for new layout. Electrical, plumbing, & Sprinklers to suit. Note: this is an existing tenant on the 30th floor that is expanding into #2940. No interconnection between floors. | Tri-City Plumbing & Heating Ltd
SP-2023-00450 | 2023-03-15 | 650 W GEORGIA STREET, Vancouver, BC V6B 4N9 | Sprinkler Permit | Commercial | Tenant Improvement | Completed | Commercial - UNIT #2940 - 29TH FLOOR - Add and relocate sprinkler heads for tenant improvement. >BP: #2940 - 29th floor Interior alterations to provide improvements for an existing office tenant on the 29th floor (#2940) of this existing commercial building. Scope of work: demo/construction of partition walls, doors for new layout. Electrical, plumbing, & Sprinklers to suit. Note: this is an existing tenant on the 30th floor that is expanding into #2940. No interconnection between floors. *****This application does not include any of the following: 1. Not more than 20 sprinklers (add, relocate, or remove), 2. hydraulic calculations, 3. change in occupancy and /or hazard classification, 4. warehouse storage arrangements, 5. mobile compact storage arrangements, 6. alternative solutions, 7. changes to the sprinkler system supply piping (e.g. valves, mains, cross-mains, branch-lines, etc.), or 8. flexible sprinkler pipe. | Priority Fire Systems Ltd
SP-2023-01774 | 2023-09-26 | 650 W GEORGIA STREET, Vancouver, BC V6B 4N9 | Sprinkler Permit | Commercial | Tenant Improvement | Completed | Commercial - Add and relocate sprinkler heads for tenant improvement. >BP: #1595 - 15th Floor (expanding to #1510) Interior alterations on the 15th floor for a new office tenant to expand a portion into unit #1510 and provide tenant improvements in this existing commercial Building. Scope of work: Demo select partition walls, doors/frames. Remove all ceiling tiles and flooring. Construct interior walls for new private offices, new paint, flooring, electrical, plumbing and sprinkler work *****This application does not include any of the following: 1. Not more than 20 sprinklers (add, relocate, or remove), 2. hydraulic calculations, 3. change in occupancy and /or hazard classification, 4. warehouse storage arrangements, 5. mobile compact storage arrangements, 6. alternative solutions, 7. changes to the sprinkler system supply piping (e.g. valves, mains, cross-mains, branch-lines, etc.), or 8. flexible sprinkler pipe. | Priority Fire Systems Ltd
EP-2023-08687 | 2023-09-26 | 650 W GEORGIA STREET, Vancouver, BC V6B 4N9 | Electrical Permit | Commercial | Tenant Improvement | Issued | Installation / Repair - Commercial - Supply and install new lighting and emergency lighting, branch circuits, supply and install low voltage light control system, installation of new power outlets and floor boxes, supply and install conduits and boxes for data/communication system, supply and install conduits for door access control system. * Hazardous Materials assessment report cleared Nov 9,RMN >BP: #2350 - 23rd floor (combining #2350 & 2370) Interior alterations to the 23rd floor to combine #2350 and #2370 (retaining #2350) and to provide tenant improvements for a new office tenant in this existing commercial building on this site. Scope of work: remove demising wall, glass partition, ceiling tiles and flooring. Construct new partition walls for interior office and boardroom, millwork, new lighting, electrical, plumbing and sprinkler work. L2 - Lighting - Upgrade to Local Control (per 9.4.1.1.(a) of ASHRAE 90.1-2016) Schedules submitted: Schedule A by Kai Chen, P.Eng. ph#604.687.1800 Electrical Schedule B by Roger Dupuis, P.Eng. ph#604.569.6500. Mechanical/Plumbing Schedule B by Kai Chen, P.Eng. ph#604.687.1800 Energy checklist is currently no longer required with your Building Permit (BP) application. Some supporting documents are still required at BP stage, specifically Envelope and HVAC, if applicable. Service Water Heating and Lighting supporting documents, if applicable, must be submitted with your related trades permits (e.g. electrical and plumbing). All energy upgrades will be checked during inspections stage. It is the applicant's responsibility to identify and note all required upgrades including energy upgrades on their BP drawings at BP stage. | Action Electric Ltd
SP-2023-01506 | 2023-08-17 | 650 W GEORGIA STREET, Vancouver, BC V6B 4N9 | Sprinkler Permit | Commercial | Tenant Improvement | Issued | Commercial - Relocate sprinkler heads for tenant improvement. >BP: #2350 - 23rd floor (combining #2350 & 2370) Interior alterations to the 23rd floor to combine #2350 and #2370 (retaining #2350) and to provide tenant improvements for a new office tenant in this existing commercial building on this site. Scope of work: remove demising wall, glass partition, ceiling tiles and flooring. Construct new partition walls for interior office and boardroom, millwork, new lighting, electrical, plumbing and sprinkler work ********This application does not include any of the following: 1. Not more than 20 sprinklers (add, relocate, or remove), 2. hydraulic calculations, 3. change in occupancy and /or hazard classification, 4. warehouse storage arrangements, 5. mobile compact storage arrangements, 6. alternative solutions, 7. changes to the sprinkler system supply piping (e.g. valves, mains, cross-mains, branch-lines, etc.), or 8. flexible sprinkler pipe. | Priority Fire Systems Ltd
EP-2023-07637 | 2023-09-08 | 650 W GEORGIA STREET, Vancouver, BC V6B 4N9 | Electrical Permit | Commercial | Tenant Improvement | Issued | Installation / Repair - Commercial - Renovation of 18th floor for new office fit-out. Receptacles, lighting, exit & emergency, lighting controls. Relocate existing electrical panels, no new distribution. Conduit infrastructure for security and communications. Floor boxes and conduits. All data, security wiring by others/not part of this permit. All fire alarm by others/not part of this permit. * Hazardous Materials Assessment checked, Sept 14 RMN >BP: #1800 and #1850 - 18th floor (T.I to #1800) Interior alterations to demise #1800 into two office units to be #1800 and #1850 and to provide interior alterations to the existing office tenant in #1800 in this existing commercial building on this site. Scope of work: construct new demising walls and remove/construct partition walls, doors, finishes, millwork, lighting, card reader, electrical, mechanical, plumbing and sprinkler work. TENANT: Bank of Nova Scotia Rev #4 - To correct job description to demise #1800 into two office units to be #1800 and #1805 per Addressing assigned. Revision #3 a) Revise wellness room to universal washroom b) Revise reception layout - delete custom millwork & revise lighting to suite c) Relocate electrical panel to inside of wall (Lan room side) d) Change room 1803 from "phone booth 1 to Office, Furniture & lighting only e) Add additional wave activated automatic door operations f) Revise door hardware spec g) Delete print room (1812) equipment & door h) mirror door location room 1819 i) Increase construction cost of 10,000.00 ***see SPECIFIC LOCATION for continuation of work description... | Charles Richard Pawluk o/a United Electrical Systems Ltd
EP-2023-07643 | 2023-08-22 | 650 W GEORGIA STREET, Vancouver, BC V6B 4N9 | Electrical Permit | Commercial | Tenant Improvement | Completed | Installation / Repair - Commercial - • Demo/make safe as shown on drawings • Supply & install 15 – 2x2’s • Supply & install 14 recessed pot lights • Supply & install 10’-11’of tape lighting • Install 7 dimmer switches in enclosed offices • Install 9 duplex receptacles • Install 6 – triple receptacle with 2 Cat6 outlets • Install power in new break room for fridge, microwave, dishwasher & 2 GFCI receptacles (all dedicated circuits) >BP: #3300 - 33rd floor Interior alterations to provide improvements for an existing office tenant on the 33rd floor (#3300) of this existing commercial building. Scope of work: demo/construction of partition walls, doors for new layout. Electrical, plumbing & Sprinklers to suit. | Ino-Tek Electric Ltd.
EP-2023-07634 | 2023-08-23 | 650 W GEORGIA STREET, Vancouver, BC V6B 4N9 | Electrical Permit | Commercial | Tenant Improvement | Completed | Installation / Repair - Commercial - Small amount of demo. Install 6 duplex receptacles (one in a floor box). Install 4 data drops. install one new switch. >BP: #3200 - 32nd floor Interior alterations to provide improvements for an existing office tenant on the 32nd floor (#3200) of this existing commercial building. Scope of work: demo/construction of partition walls, doors for new layout. Electrical & Sprinklers to suit. Ok to open BP for DTI, per K. Clark - January 27, 2023 Energy checklist is currently no longer required with your Building Permit (BP) application. Some supporting documents are still required at BP stage, specifically Envelope and HVAC, if applicable. Service Water Heating and Lighting supporting documents, if applicable, must be submitted with your related trades permits (e.g. electrical and plumbing). | Ino-Tek Electric Ltd.
EP-2023-09617 | 2023-11-02 | 650 W GEORGIA STREET, Vancouver, BC V6B 4N9 | Electrical Permit | Commercial | Renovation | Issued | Installation / Repair - Commercial - Low voltage HVAC wiring >BP: #1595 - 15th Floor (expanding to #1510) Interior alterations on the 15th floor for a new office tenant to expand a portion into unit #1510 and provide tenant improvements in this existing commercial Building. Scope of work: Demo select partition walls, doors/frames. Remove all ceiling tiles and flooring. Construct interior walls for new private offices, new paint, flooring, electrical, plumbing and sprinkler work TENANT: SITTINGS Realty Ltd Building Sprinklered – Separate sprinkler permit required for proposed sprinkler work. Energy checklist is currently no longer required with your Building Permit (BP) application. Some supporting documents are still required at BP stage, specifically Envelope and HVAC, if applicable. Service Water Heating and Lighting supporting documents, if applicable, must be submitted with your related trades permits (e.g. electrical and plumbing). | Control Solutions Ltd
PP-2023-03754 | 2023-10-25 | 650 W GEORGIA STREET, Vancouver, BC V6B 4N9 | Plumbing Permit | Commercial | Tenant Improvement | Completed | Commercial - Install new hot water tank >BP: #1595 - 15th Floor (expanding to #1510) Interior alterations on the 15th floor for a new office tenant to expand a portion into unit #1510 and provide tenant improvements in this existing commercial Building. Scope of work: Demo select partition walls, doors/frames. Remove all ceiling tiles and flooring. Construct interior walls for new private offices, new paint, flooring, electrical, plumbing and sprinkler work | Fred Welsh Ltd
SP-2023-02055 | 2023-11-08 | 650 W GEORGIA STREET, Vancouver, BC V6B 4N9 | Sprinkler Permit | Commercial | Tenant Improvement | Issued | Commercial - Add and relocate sprinkler heads for tenant improvement >BP: #1910 - 19th floor Interior alterations to provide improvements for a new office display unit on the 19th floor (#1910) in this existing commercial building on this site. Scope of work: remove/construct partition walls, doors, power & data, finishes, millwork, electrical, plumbing and sprinkler work. *****This application does not include any of the following: 1. Not more than 20 sprinklers (add, relocate, or remove), 2. hydraulic calculations, 3. change in occupancy and /or hazard classification, 4. warehouse storage arrangements, 5. mobile compact storage arrangements, 6. alternative solutions, 7. changes to the sprinkler system supply piping (e.g. valves, mains, cross-mains, branch-lines, etc.), or 8. flexible sprinkler pipe. | Priority Fire Systems Ltd
EP-2023-10215 | 2023-11-29 | 650 W GEORGIA STREET, Vancouver, BC V6B 4N9 | Electrical Permit | Commercial | Tenant Improvement | Completed | Installation / Repair - Commercial - Alterations to existing power, lighting, and fire alarm devices to suit new office partitions and layouts. >BP: #1595 - 15th Floor (expanding to #1510) Interior alterations on the 15th floor for a new office tenant to expand a portion into unit #1510 and provide tenant improvements in this existing commercial Building. Scope of work: Demo select partition walls, doors/frames. Remove all ceiling tiles and flooring. Construct interior walls for new private offices, new paint, flooring, electrical, plumbing and sprinkler work TENANT: SITTINGS Realty Ltd Building Sprinklered – Separate sprinkler permit required for proposed sprinkler work. >>>>>>>Amend: Dec. 1st Original application was to have low voltage wiring included (voice/data cabling) if i could please have this added to the scope of work. no change to job value. | Corporate Electric Limited
PP-2023-04106 | 2023-11-22 | 650 W GEORGIA STREET, Vancouver, BC V6B 4N9 | Plumbing Permit | Commercial | Tenant Improvement | Completed | Commercial - SUITE #1400 - 14TH FLOOR - Adding a kitchenette PLEASE NOTE: Should the Fire Separation be breached the District Plumbing Inspector may request a Building Permit. | Mountain View Mechanical Ltd
NULL | NULL | 650 W GEORGIA STREET, Vancouver, BC V6B 4N9 | Plumbing Permit | Commercial | Tenant Improvement | Draft | Commercial - Adding in a Sink, dishwasher, hot water tank, 2 fridges and required backflow protection | Mountain View Mechanical Ltd
EP-2023-10799 | 2023-12-01 | 650 W GEORGIA STREET, Vancouver, BC V6B 4N9 | Electrical Permit | Commercial | Renovation | Issued | Installation / Repair - Commercial - Panduit Cat6 Ft6 Cabling for Data >BP: Interior alterations to demise #1800 into two office units to be #1800 and #1850 and to provide interior alterations to the existing office tenant in #1800 in this existing commercial building on this site. Scope of work: construct new demising walls and remove/construct partition walls, doors, finishes, millwork, lighting, card reader, electrical, mechanical, plumbing and sprinkler work. TENANT: Bank of Nova Scotia Rev #4 - To correct job description to demise #1800 into two office units to be #1800 and #1805 per Addressing assigned. Revision #3 a) Revise wellness room to universal washroom b) Revise reception layout - delete custom millwork & revise lighting to suite c) Relocate electrical panel to inside of wall (Lan room side) d) Change room 1803 from "phone booth 1 to Office, Furniture & lighting only e) Add additional wave activated automatic door operations f) Revise door hardware spec g) Delete print room (1812) equipment & door h) mirror door location room 1819 i) Increase construction cost of 10,000.00 Revision #2 - Reinstate spray-applied fire resistive material to underside of ceiling and support columns where was removed during asbestos abatement process - Increase construction cost of 27,500.00 Revision #1 - To remove the entire ceiling and replace with a new ceiling, as indicated on Architectural Drawings A103 and A104, and on Mechanical Drawings M3.1, M-3.2A, and on Electrical Drawings E100, E200, E300 - Increase construction cost of 59,000.00 | Combined Systems Inc
EP-2023-10802 | 2023-12-01 | 650 W GEORGIA STREET, Vancouver, BC V6B 4N9 | Electrical Permit | Commercial | Tenant Improvement | Issued | Installation / Repair - Commercial - Installation of low voltage sound masking >BP: Interior alterations to demise #1800 into two office units to be #1800 and #1850 and to provide interior alterations to the existing office tenant in #1800 in this existing commercial building on this site. Scope of work: construct new demising walls and remove/construct partition walls, doors, finishes, millwork, lighting, card reader, electrical, mechanical, plumbing and sprinkler work. TENANT: Bank of Nova Scotia Rev #4 - To correct job description to demise #1800 into two office units to be #1800 and #1805 per Addressing assigned. Revision #3 a) Revise wellness room to universal washroom b) Revise reception layout - delete custom millwork & revise lighting to suite c) Relocate electrical panel to inside of wall (Lan room side) d) Change room 1803 from "phone booth 1 to Office, Furniture & lighting only e) Add additional wave activated automatic door operations f) Revise door hardware spec g) Delete print room (1812) equipment & door h) mirror door location room 1819 i) Increase construction cost of 10,000.00 Revision #2 - Reinstate spray-applied fire resistive material to underside of ceiling and support columns where was removed during asbestos abatement process - Increase construction cost of 27,500.00 Revision #1 - To remove the entire ceiling and replace with a new ceiling, as indicated on Architectural Drawings A103 and A104, and on Mechanical Drawings M3.1, M-3.2A, and on Electrical Drawings E100, E200, E300 - Increase construction cost of 59,000.00 | BTM Marketing Group Ltd
EP-2023-10808 | 2023-12-01 | 650 W GEORGIA STREET, Vancouver, BC V6B 4N9 | Electrical Permit | Commercial | Renovation | Issued | Installation / Repair - Commercial - HVAC wiring >BP: Interior alterations to demise #1800 into two office units to be #1800 and #1850 and to provide interior alterations to the existing office tenant in #1800 in this existing commercial building on this site. Scope of work: construct new demising walls and remove/construct partition walls, doors, finishes, millwork, lighting, card reader, electrical, mechanical, plumbing and sprinkler work. TENANT: Bank of Nova Scotia Rev #4 - To correct job description to demise #1800 into two office units to be #1800 and #1805 per Addressing assigned. Revision #3 a) Revise wellness room to universal washroom b) Revise reception layout - delete custom millwork & revise lighting to suite c) Relocate electrical panel to inside of wall (Lan room side) d) Change room 1803 from "phone booth 1 to Office, Furniture & lighting only e) Add additional wave activated automatic door operations f) Revise door hardware spec g) Delete print room (1812) equipment & door h) mirror door location room 1819 i) Increase construction cost of 10,000.00 Revision #2 - Reinstate spray-applied fire resistive material to underside of ceiling and support columns where was removed during asbestos abatement process - Increase construction cost of 27,500.00 Revision #1 - To remove the entire ceiling and replace with a new ceiling, as indicated on Architectural Drawings A103 and A104, and on Mechanical Drawings M3.1, M-3.2A, and on Electrical Drawings E100, E200, E300 - Increase construction cost of 59,000.00 | Control Solutions Ltd
EP-2023-10918 | NULL | 650 W GEORGIA STREET, Vancouver, BC V6B 4N9 | Electrical Permit | Commercial | Renovation | Application Incomplete | Installation / Repair - Commercial - 1) Supply and install (2) new fire alarm monitor modules and (2) new tamper valve switches 2) Cabling from the nearest addressable device to monitor modules and tamper valves 3) Programming (CHUBB) and verification 4) RE and RE (2) existing backflow tamper switches | Sasco Contractors Ltd
EP-2023-10954 | NULL | 650 W GEORGIA STREET, Vancouver, BC V6B 4N9 | Electrical Permit | Commercial | Tenant Improvement | Withdrawn | Installation / Repair - Commercial - Relocate existing fire alarm speakers to accommodate partition relocations. Included third party verification. >BP: Interior alterations to demise #1800 into two office units to be #1800 and #1850 and to provide interior alterations to the existing office tenant in #1800 in this existing commercial building on this site. Scope of work: construct new demising walls and remove/construct partition walls, doors, finishes, millwork, lighting, card reader, electrical, mechanical, plumbing and sprinkler work. TENANT: Bank of Nova Scotia Rev #4 - To correct job description to demise #1800 into two office units to be #1800 and #1805 per Addressing assigned. Revision #3 a) Revise wellness room to universal washroom b) Revise reception layout - delete custom millwork & revise lighting to suite c) Relocate electrical panel to inside of wall (Lan room side) d) Change room 1803 from "phone booth 1 to Office, Furniture & lighting only e) Add additional wave activated automatic door operations f) Revise door hardware spec g) Delete print room (1812) equipment & door h) mirror door location room 1819 i) Increase construction cost of 10,000.00 Revision #2 - Reinstate spray-applied fire resistive material to underside of ceiling and support columns where was removed during asbestos abatement process - Increase construction cost of 27,500.00 Revision #1 - To remove the entire ceiling and replace with a new ceiling, as indicated on Architectural Drawings A103 and A104, and on Mechanical Drawings M3.1, M-3.2A, and on Electrical Drawings E100, E200, E300 - Increase construction cost of 59,000.00 | Corporate Electric Limited
SP-2023-02242 | 2023-12-13 | 650 W GEORGIA STREET, Vancouver, BC V6B 4N9 | Sprinkler Permit | Commercial | Tenant Improvement | Issued | Commercial - Install new sprinkler heads for tenant improvement. >BP: Lunchroom - 2nd Level Basement Interior alterations to to provide for a new staff lunchroom on 2nd level basement in this existing commercial building on this site. Scope of work: construct partition walls to create two change rooms, lunchroom, new kitchenette, ceiling, lighting, electrical and plumbing work. *****This application does not include any of the following: 1. Not more than 20 sprinklers (add, relocate, or remove), 2. hydraulic calculations, 3. change in occupancy and /or hazard classification, 4. warehouse storage arrangements, 5. mobile compact storage arrangements, 6. alternative solutions, 7. changes to the sprinkler system supply piping (e.g. valves, mains, cross-mains, branch-lines, etc.), or 8. flexible sprinkler pipe. | Priority Fire Systems Ltd
EP-2023-11119 | 2023-12-13 | 650 W GEORGIA STREET, Vancouver, BC V6B 4N9 | Electrical Permit | Commercial | Renovation | Issued | Installation / Repair - Commercial - Electrical work for staff break room including 13 x receptacles, R&R 9 x existing lights 2x2, 3 x occupancy sensors, master switch, exit sign, and telephone. BP: Lunchroom - 2nd Level Basement Interior alterations to to provide for a new staff lunchroom on 2nd level basement in this existing commercial building on this site. Scope of work: construct partition walls to create two change rooms, lunchroom, new kitchenette, ceiling, lighting, electrical and plumbing work. | Adanac Electric Ltd
EP-2024-00224 | 2024-01-11 | 650 W GEORGIA STREET, Vancouver, BC V6B 4N9 | Electrical Permit | Commercial | Tenant Improvement | Issued | Installation / Repair - Commercial - Re & re of fire alarm devices: - FA shutter between mall and sky train - Re-verify FA system Remove 2 x pot lights and re-install. | Corporate Electric Limited
EP-2024-00223 | 2024-01-11 | 650 W GEORGIA STREET, Vancouver, BC V6B 4N9 | Electrical Permit | Commercial | Tenant Improvement | Issued | Installation / Repair - Commercial - Re-re existing fire alarm speakers x 6 Re-verify FA system BP: #1800 and #1850 - 18th floor (T.I to #1800) Interior alterations to demise #1800 into two office units to be #1800 and #1850 and to provide interior alterations to the existing office tenant in #1800 in this existing commercial building on this site. Scope of work: construct new demising walls and remove/construct partition walls, doors, finishes, millwork, lighting, card reader, electrical, mechanical, plumbing and sprinkler work. TENANT: Bank of Nova Scotia | Corporate Electric Limited
EP-2024-00065 | 2024-01-05 | 650 W GEORGIA STREET, Vancouver, BC V6B 4N9 | Electrical Permit | Commercial | Renovation | Issued | Installation / Repair - Commercial - hvac wiring | Control Solutions Ltd
EP-2024-00062 | 2024-01-10 | 650 W GEORGIA STREET, Vancouver, BC V6B 4N9 | Electrical Permit | Commercial | Tenant Improvement | Issued | Installation / Repair - Commercial - Tenant Improvement. Two offices are combined into one. New sub panel to be installed, feeder is fed from electrical room on same floor. It is a 100A sub panel. Circuits from sub panel are circuits for Lighting, receptacles, microwave, and data panel. BP: #1910 - 19th floor Interior alterations to provide improvements for a new office display unit on the 19th floor (#1910) in this existing commercial building on this site. Scope of work: remove/construct partition walls, doors, power & data, finishes, millwork, electrical, plumbing and sprinkler work. | Storm Electric Ltd
PP-2024-00017 | 2024-01-04 | 650 W GEORGIA STREET, Vancouver, BC V6B 4N9 | Plumbing Permit | Commercial | Tenant Improvement | Issued | Commercial - TI >BP: #1910 - 19th floor Interior alterations to provide improvements for a new office display unit on the 19th floor (#1910) in this existing commercial building on this site. Scope of work: remove/construct partition walls, doors, power & data, finishes, millwork, electrical, plumbing and sprinkler work. | KERN BSG MANAGEMENT LTD
EP-2024-00100 | 2024-01-04 | 650 W GEORGIA STREET, Vancouver, BC V6B 4N9 | Electrical Permit | Commercial | Tenant Improvement | Completed | Installation / Repair - Commercial - Relocate five fire alarm speakers to suit new office configurations. Includes verification by third party. BP: #2350 - 23rd floor (combining #2350 & 2370) Interior alterations to the 23rd floor to combine #2350 and #2370 (retaining #2350) and to provide tenant improvements for a new office tenant in this existing commercial building on this site. Scope of work: remove demising wall, glass partition, ceiling tiles and flooring. Construct new partition walls for interior office and boardroom, millwork, new lighting, electrical, plumbing and sprinkler work. | Corporate Electric Limited
SP-2022-00808 | 2022-07-14 | 733 SEYMOUR STREET, Vancouver, BC V6B 5J3 | Sprinkler Permit | Commercial | Tenant Improvement | Completed | Commercial - Sprinkler alterations for the offices of Owen Bird Law Corporation on the 28th and part of the 29th floors of this existing high rise mixed use building. The main entrance and reception desks will be on Level 29. | Viking Fire Protection Inc
PP-2022-01727 | 2022-06-03 | 733 SEYMOUR STREET, Vancouver, BC V6B 5J3 | Plumbing Permit | Commercial | Tenant Improvement | Completed | Commercial - 1. Tenant improvement from Level 28 to Level 29 in the new building. 2. Provide domestic cold and/or hot water from L28 to L29, including floor drain, and sink. 3. Provide drainage service for the sink. >BP: Tenant Improvement (first TI) for the offices of Owen Bird Law Corporation on the 28th and part of the 29th floors of this existing high rise mixed use building. The main entrance and reception desks will be on Level 29. No DP required as per J Greer. Project to be reviewed under the 2019 VBBL. Stage 1 - full construction - accepted April 14/22 Erv | Division 15 Mechanical Ltd
EP-2022-03788 | 2022-05-10 | 733 SEYMOUR STREET, Vancouver, BC V6B 5J3 | Electrical Permit | Commercial | Tenant Improvement | Completed | Installation / Repair - Commercial - Install of Electrical heat trace for antifreeze protection. Heat trace for Domestic cold water lines and roof chiller lines. Raychem 5XL2-CR for the domestic runs and some of the roof chiller pipe but we also have some 8XL2-CR on the larger chiller lines on the roof. >BP: Construction of New Office high-rise building (shell) with below and above grade parking. The new structure will be connected to the existing building at 650 West Georgia on the ground floor and first basement (mall) level. Project includes renovations to the existing main entrance lobby of 650 West Georgia with replacement of the existing lobby canopy and glazing. STAGED CONSTRUCTION Stage I (excavation/shoring) issued March 16, 2018. Stage II (foundation to grade) issued March 28, 2019. Stage III (full structure) issued November 12, 2019. Stage IV (full construction ) issued February 27, 2020. Revision 1: to coordinate work in the area of the existing main entrance lobby of 650 W Georgia (issued August 25, 2020). Revision 2: to provide an interconnection between 7 and 8 floor level. Revision #3: changes on Levels 24, 25 and 26 to accommodate a future tenant. | Kaliber Power Corp
EP-2022-07604 | 2022-09-13 | 733 SEYMOUR STREET, Vancouver, BC V6B 5J3 | Electrical Permit | Commercial | Renovation | Completed | Installation / Repair - Commercial - Data Cabling -we are only doing data cabling. all pathways/coring will be by the electrical contractor on site >>Amend: Sept. 15th -added BP-2021-04349 -address changed to reflect BP address: 733 Seymour >BP: Interior renovations for Kabam (first TI) on the 7th through 14th floors. Reception is on Level 800. | Affinity Systems Ltd
EP-2022-03291 | 2022-04-25 | 733 SEYMOUR STREET, Vancouver, BC V6B 5J3 | Electrical Permit | Commercial | Tenant Improvement | Completed | Installation / Repair - Commercial - • Relocation of existing light fixtures • Installation of new light fixtures • Low tension • General floor receptacles • Install of (4) 120/208V distribution panels >BP: Tenant Improvement (first TI) for the offices of Owen Bird Law Corporation on the 28th and part of the 29th floors of this existing high rise mixed use building. The main entrance and reception desks will be on Level 29. No DP required as per J Greer. Project to be reviewed under the 2019 VBBL. Stage 1 - full construction - accepted April 14/22 Erv | Bridge Electric Corp
EP-2022-01665 | 2022-03-01 | 733 SEYMOUR STREET, Vancouver, BC V6B 5J3 | Electrical Permit | Commercial | Renovation | Completed | Installation / Repair - Commercial - Installation of class 2 control circuits for HVAC control system >BP: Interior tenant improvement work to 24th, 25th, and part of 26th floor in a new commercial office tower (first TI). | ESC Automation Inc
EP-2022-01666 | 2022-03-02 | 733 SEYMOUR STREET, Vancouver, BC V6B 5J3 | Electrical Permit | Commercial | Renovation | Completed | Installation / Repair - Commercial - Installation of Class 2 control circuits for HVAC system >BP: Interior renovations for Kabam (first TI) on the 7th through 14th floors. Reception is on Level 800. | ESC Automation Inc
SP-2022-00155 | 2022-07-14 | 733 SEYMOUR STREET, Vancouver, BC V6B 5J3 | Sprinkler Permit | Commercial | Tenant Improvement | Issued | Commercial - Sprinkler alterations for Kabam (first TI) on the 7th through 14th floors. Reception is on Level 800. | Viking Fire Protection Inc
EP-2022-00848 | 2022-02-04 | 733 SEYMOUR STREET, Vancouver, BC V6B 5J3 | Electrical Permit | Commercial | Addition | Completed | Installation / Repair - Commercial - Low voltage cabling >BP: Interior tenant improvement work to 24th, 25th, and part of 26th floor in a new commercial office tower (first TI). | Axis Technical Services Corp
EP-2022-00577 | 2022-01-26 | 733 SEYMOUR STREET, Vancouver, BC V6B 5J3 | Electrical Permit | Commercial | Tenant Improvement | Completed | Installation / Repair - Commercial - • Electrical fit-out of tenant space on three levels • Utilize existing general purpose area light fixtures and lighting control • New supplemental light fixtures and lighting control • Mechanical equipment connections >BP: Interior tenant improvement work to 24th, 25th, and part of 26th floor in a new commercial office tower (first TI). | Bridge Electric Corp
SP-2022-00117 | 2022-03-31 | 733 SEYMOUR STREET, Vancouver, BC V6B 5J3 | Sprinkler Permit | Commercial | Tenant Improvement | Completed | Commercial - BP: Interior tenant improvement work to 24th, 25th, and part of 26th floor in a new commercial office tower (first TI). No alteration to the existing alternative solutions. Relocation of 18 sprinkler heads into T-Bar ceiling with no changes to the following, 1. Not more than 20 sprinklers (add, relocate, or remove), 2. hydraulic calculations, 3. change in occupancy and /or hazard classification, 5. mobile compact storage arrangements, 6. alternative solutions, 7. changes to the sprinkler system supply piping (e.g. valves, mains, cross-mains, branch-lines, etc.), or 8. flexible sprinkler pipe. | Viking Fire Protection Inc
PP-2022-00274 | 2022-02-09 | 733 SEYMOUR STREET, Vancouver, BC V6B 5J3 | Plumbing Permit | Commercial | Tenant Improvement | Completed | Commercial - 1. Tenant improvement work from Level 24 to Level 26 in the new building, including the drainage on Level 23 from the plumbing fixtures on Level 24. 2. Provide domestic cold and/or hot water from L24 to L26, including water closet, wash basin, sinks and dish washers. 3. Provide drainage service for water closet, wash basin, sinks and dish washers. Interior tenant improvement work to 24th, 25th, and part of 26th floor in a new commercial office tower (first TI). | Division 15 Mechanical Ltd
EP-2024-00055 | 2024-01-04 | 733 SEYMOUR STREET, Vancouver, BC V6B 5J3 | Electrical Permit | Commercial | NULL | Issued | Annual / Operating - Electrical maintenance throughout building. -renewal of EP-2022-10134 -valid: Dec. 2, 2023 - Dec. 1, 2024 | Bridge Electric Corp
EP-2024-00164 | 2024-01-15 | 733 SEYMOUR STREET, Vancouver, BC V6B 5J3 | Electrical Permit | Commercial | Renovation | Issued | Installation / Repair - Commercial - Business renovation Interior alterations and a change of use from shell to Retail (Limited Food Service) in a portion of the office lobby on the ground floor of this commercial building on this site. OK for Field Review per W.Wong | 1299671 BC Ltd
EP-2023-11106 | 2023-12-12 | 733 SEYMOUR STREET, Vancouver, BC V6B 5J3 | Electrical Permit | Commercial | Renovation | Issued | Installation / Repair - Commercial - Installation of new lighting fixtures, Lighting control, (3) housekeeping receptacles. >BP: Interior alterations to provide improvements to the elevator lobby on Level 12 to Level 17 in this existing commercial building on this site. OK to process as DTI as per Kirat Kang - Nov. 16, 2023 | Bridge Electric Corp
EP-2023-09998 | 2023-11-09 | 733 SEYMOUR STREET, Vancouver, BC V6B 5J3 | Electrical Permit | Commercial | Tenant Improvement | Completed | Installation / Repair - Commercial - Installing audio visual equipment. Permit required for cable pull as part of job scope. >BP: Interior Tenant Improvements to levels 30-33 for new tenant, Sandstrom's, office. This is a first TI to an existing office shell space in this existing mixed use high rise building. Scope of work includes a convenience stair connecting all 4 floors (related to AL-2022-00114). Stage 1 - full construction accepted Oct.11/22 Erv | AVI-SPL Canada Ltd
EP-2023-09989 | 2023-11-17 | 733 SEYMOUR STREET, Vancouver, BC V6B 5J3 | Electrical Permit | Commercial | Renovation | Issued | Installation / Repair - Commercial - Installation of class 2 wiring for security access controls | Ainsworth Inc
SP-2023-01974 | 2023-11-22 | 733 SEYMOUR STREET, Vancouver, BC V6B 5J3 | Sprinkler Permit | Commercial | Tenant Improvement | Issued | Commercial - Relocate sprinkler heads for elevator lobby millwork panels. >BP: Interior alterations to provide improvements to the elevator lobby on Level 12 to Level 17 in this existing commercial building on this site. *****This application does not include any of the following: 1. Not more than 20 sprinklers (add, relocate, or remove), 2. hydraulic calculations, 3. change in occupancy and /or hazard classification, 4. warehouse storage arrangements, 5. mobile compact storage arrangements, 6. alternative solutions, 7. changes to the sprinkler system supply piping (e.g. valves, mains, cross-mains, branch-lines, etc.), or 8. flexible sprinkler pipe. | Priority Fire Systems Ltd
EP-2023-09248 | 2023-10-13 | 733 SEYMOUR STREET, Vancouver, BC V6B 5J3 | Electrical Permit | Commercial | Renovation | Completed | Installation / Repair - Commercial - Installation of AV equipment. >BP: Interior alterations to provide improvements to level 21 and 22, office spaces in this existing commercial building on this site. Scope of work includes minor removal of all interior walls. New walls, doors, millwork, finishes mechanical, electrical, plumbing and life safety. New Interconnected stairs between Floor 21 and 22. This project is related to AL-2023-00114 & AL-2023-00115 2019 VBBL | AVI-SPL Canada Ltd
EP-2023-09193 | 2023-10-12 | 733 SEYMOUR STREET, Vancouver, BC V6B 5J3 | Electrical Permit | Commercial | Renovation | Issued | Installation / Repair - Commercial - Installation of Class II circuits for new Access Control and Video Surveillance Systems. >BP: Interior alterations to provide improvements to level 21 and 22, office spaces in this existing commercial building on this site. Scope of work includes minor removal of all interior walls. New walls, doors, millwork, finishes mechanical, electrical, plumbing and life safety. New Interconnected stairs between Floor 21 and 22. This project is related to AL-2023-00114 & AL-2023-00115 2019 VBBL | Ainsworth Inc
EP-2023-07807 | 2023-08-29 | 733 SEYMOUR STREET, Vancouver, BC V6B 5J3 | Electrical Permit | Commercial | Renovation | Completed | Installation / Repair - Commercial - Installation of class 2 circuits and devices for HVAC control system. >BP: Interior alterations to provide improvements to level 21 and 22, office spaces in this existing commercial building on this site. Scope of work includes minor removal of all interior walls. New walls, doors, millwork, finishes mechanical, electrical, plumbing and life safety. New Interconnected stairs between Floor 21 and 22. This project is related to AL-2023-00114 & AL-2023-00115 2019 VBBL | Ainsworth Inc
NULL | NULL | 733 SEYMOUR STREET, Vancouver, BC V6B 5J3 | Electrical Permit | Commercial | Renovation | Withdrawn | Installation / Repair - Commercial - - Provide wiring for Café Renovation as required by supplied plans. - re & re existing pot lights to newly wired switches - connection of client-supplied signage lighting - installation of suspended lighting fixtures and strip lighting - installing Black receptacles and plates where possible to match finishing. | AJ's Electrical Contractors LTD
PP-2023-02821 | 2023-08-17 | 733 SEYMOUR STREET, Vancouver, BC V6B 5J3 | Plumbing Permit | Commercial | Tenant Improvement | Issued | Commercial - SUITE #2350 - 23RD FLOOR - Fixtures >BP: #2350 - 23rd floor Interior alterations to provide a First Tenant Improvement to an existing office (shell) on the 23rd floor (#2350) in this existing commercial building on this site. Scope of work: construct partition walls, doors, HVAC, finishes, lighting, electrical, plumbing, mechanical and sprinkler work. | DAVIDSON BROS MECHANICAL CONTRACTORS
EP-2023-07327 | 2023-08-11 | 733 SEYMOUR STREET, Vancouver, BC V6B 5J3 | Electrical Permit | Commercial | New | Completed | Installation / Repair - Commercial - Installation of low voltage #16 AWG 2 cond plenum rated speaker line for boardroom speakers. | Applied Electronics Limited
EP-2023-07331 | 2023-08-11 | 733 SEYMOUR STREET, Vancouver, BC V6B 5J3 | Electrical Permit | Commercial | Renovation | Issued | Installation / Repair - Commercial - Installation of class 2 wiring and devices for HVAC controls system. >BP: #2350 - 23rd floor Interior alterations to provide a First Tenant Improvement to an existing office (shell) on the 23rd floor (#2350) in this existing commercial building on this site. Scope of work: construct partition walls, doors, HVAC, finishes, lighting, electrical, plumbing, mechanical and sprinkler work. TENANT: Transca Real Estate Development (Canada) Ltd. REVISION #1: new reception desk layout with additional glazing wall and (2) glass doors, front door removed from scope, new security turnstile added, new lighting layour as per electrical drawings and modified diffuser layout as per mechanical drawings. Letters of Assurance submitted by: Schedule A and Architectural Schedule B, Miren Amaya Del Castillo, Architect, ph: 604-562-4617 Mechanical Schedule B, Mr. Jubin Jalili, P.Eng., ph: 604-687-1800 Electrical Schedule B, Roger Dupuis, P.Eng., LEED AP, ph: 604-569-6500 OK for Office TI per C. Yue Energy checklist is currently no longer required with your Building Permit (BP) application. Some supporting documents are still required at BP stage, specifically Envelope and HVAC, if applicable. Service Water Heating and Lighting supporting documents, if applicable, must be submitted with your related trades permits (e.g. electrical and plumbing) | Ainsworth Inc
EP-2023-02426 | 2023-03-22 | 733 SEYMOUR STREET, Vancouver, BC V6B 5J3 | Electrical Permit | Commercial | Tenant Improvement | Completed | Installation / Repair - Commercial - Scope: Tenant improvement of 23rd floor of VC2. Re&Re existing light fixtures, Two added 120/208 - 200a panelboards to existing distribution. Added Light fixtures, receptacles and Furniture Connections Modification & addition to existing lighting control Install of Fire Rated Poke through floor boxes Voice/Data conduit. Cabling by our subcontractor Empty conduit for Access, CCTV, Intrusion, A/V Modification to Base Building F/A System >BP: Interior alterations to part of the 23rd floor of the new office building at 733 Seymour street, for a new office tenant space (Group D occupancy). 2019 VBBL | Bridge Electric Corp
PP-2023-01035 | 2023-03-24 | 733 SEYMOUR STREET, Vancouver, BC V6B 5J3 | Plumbing Permit | Commercial | Tenant Improvement | Completed | Commercial - Fixtures >BP: Interior alterations to part of the 23rd floor of the new office building at 733 Seymour street, for a new office tenant space (Group D occupancy). 2019 VBBL | DAVIDSON BROS MECHANICAL CONTRACTORS
EP-2023-02510 | 2023-03-24 | 733 SEYMOUR STREET, Vancouver, BC V6B 5J3 | Electrical Permit | Commercial | Tenant Improvement | Completed | Installation / Repair - Commercial - Install data cabling. >BP: Interior alterations to part of the 23rd floor of the new office building at 733 Seymour street, for a new office tenant space (Group D occupancy). 2019 VBBL | Affinity Systems Ltd
EP-2023-03618 | 2023-04-26 | 733 SEYMOUR STREET, Vancouver, BC V6B 5J3 | Electrical Permit | Commercial | Tenant Improvement | Completed | Installation / Repair - Commercial - Installation of new lighting. Re&re existing fire alarm devices. Add (4) housekeeping receptacles. This project just pertains to the elevator lobby common area to the tower while the EP-2023-02426 pertains to the tenant space on the floor. >BP: Interior alterations to part of the 23rd floor of the new office building at 733 Seymour street, for a new office tenant space (Group D occupancy). 2019 VBBL | Bridge Electric Corp
EP-2023-03223 | 2023-04-14 | 733 SEYMOUR STREET, Vancouver, BC V6B 5J3 | Electrical Permit | Commercial | Tenant Improvement | Completed | Installation / Repair - Commercial - Install data cabling. >BP: Interior Tenant Improvements to levels 30-33 for new tenant, Sandstrom's, office. This is a first TI to an existing office shell space in this existing mixed use high rise building. Scope of work includes a convenience stair connecting all 4 floors (related to AL-2022-00620). Stage 1 - full construction accepted Oct.11/22 Erv | Affinity Systems Ltd
SP-2023-00672 | 2023-04-17 | 733 SEYMOUR STREET, Vancouver, BC V6B 5J3 | Sprinkler Permit | Commercial | Tenant Improvement | Completed | Commercial - 23RD FLOOR - Add and Relocated Sprinkler Heads >BP: Interior alterations to create a public corridor and demise this existing office space into two office units on the 23rd floor of this existing commercial building. *****This application does not include any of the following: 1. Not more than 20 sprinklers (add, relocate, or remove), 2. hydraulic calculations, 3. change in occupancy and /or hazard classification, 4. warehouse storage arrangements, 5. mobile compact storage arrangements, 6. alternative solutions, 7. changes to the sprinkler system supply piping (e.g. valves, mains, cross-mains, branch-lines, etc.), or 8. flexible sprinkler pipe. | Viking Fire Protection Inc
SP-2023-00630 | 2023-06-07 | 733 SEYMOUR STREET, Vancouver, BC V6B 5J3 | Sprinkler Permit | Commercial | Tenant Improvement | Completed | Commercial - For sprinkler system alterations to the 2019 VBBL and NFPA 13, 2013 for the tenant improvements to provide interior alterations to part of the 23rd floor of the new office building at 733 Seymour street, for a new office tenant space (Group D occupancy). Notes: 1 - Engineer of Record: Liang Xin Peng; 604-324-7122; lpeng@vikingfire.ca 2- Flexible Sprinkler Pipe - TSX Venture Exchange - Automatic sprinkler system has been designed for the use of Victaulic AH-2 flexible sprinkler drops with 1/2" outlets, up to 48" with a maximum of 4 90° degree bends at a 2" bend radius for use with standard spray pendent sprinklers as noted on the sprinkler system shop drawings in the tenant improvement area only. | Viking Fire Protection Inc
EP-2023-01601 | 2023-02-28 | 733 SEYMOUR STREET, Vancouver, BC V6B 5J3 | Electrical Permit | Commercial | Renovation | Completed | Installation / Repair - Commercial - Installation of class 2 circuits for access control and security cameras >BP: Interior Tenant Improvements to levels 30-33 for new tenant, Sandstrom's, office. This is a first TI to an existing office shell space in this existing mixed use high rise building. Scope of work includes a convenience stair connecting all 4 floors (related to AL-2022-00620). Stage 1 - full construction accepted Oct.11/22 Erv | ESC Automation Inc
EP-2023-00699 | 2023-01-30 | 733 SEYMOUR STREET, Vancouver, BC V6B 5J3 | Electrical Permit | Commercial | New | Completed | Installation / Repair - Commercial - Low voltage cabling for speakers, control logic, microphones. >BP: Interior renovations for Kabam (first TI) on the 7th through 14th floors. Reception is on Level 800. Revision #1: to create a floor opening between levels 7 and 8 Revision #2 to remove the sprinkler-protected glazing system due to the removal of the open stairs from Levels 11 to 13. | Applied Electronics Limited
EP-2023-00584 | 2023-01-25 | 733 SEYMOUR STREET, Vancouver, BC V6B 5J3 | Electrical Permit | Commercial | Tenant Improvement | Completed | Installation / Repair - Commercial - Installation of class 2 circuits for HVAC controls >BP: Interior Tenant Improvements to levels 30-33 for new tenant, Sandstrom's, office. This is a first TI to an existing office shell space in this existing mixed use high rise building. Scope of work includes a convenience stair connecting all 4 floors (related to AL-2022-00620). Stage 1 - full construction accepted Oct.11/22 Erv | ESC Automation Inc
SP-2023-01229 | 2023-08-22 | 733 SEYMOUR STREET, Vancouver, BC V6B 5J3 | Sprinkler Permit | Commercial | Tenant Improvement | Issued | Commercial - For sprinkler system alterations to the 2019 VBBL and NFPA 13, 2013 for the tenant improvements to provide interior alterations to an existing office (shell) on the 23rd floor (#2350) in this existing commercial building on this site. Notes: 1 - Engineer of Record: Macleod Grant; 604-687-1800; macleod.grant@introba.com 2 - Flexible Sprinkler Pipe - Transca Real Estate - Automatic sprinkler system has been designed for the use of Victaulic AH2 flexible sprinkler drops with 1/2". outlets, up to 48" with a maximum of 8 90° degree bends at a 2" bend radius for use with standard spray pendent sprinklers as noted on the sprinkler system shop drawings in the tenant improvement area only. | Priority Fire Systems Ltd
SP-2023-01217 | 2023-10-13 | 733 SEYMOUR STREET, Vancouver, BC V6B 5J3 | Sprinkler Permit | Commercial | Tenant Improvement | Completed | Commercial - For sprinkler system alterations to the 2019 VBBL and NFPA 13, 2013 for the tenant improvements to provide interior alterations to level 21 and 22, office spaces in this existing commercial building on this site. Engineer of Record: Macleod Grant 604-687-1800 macleod.grant@introba.com This project is related to AL-2023-00114 & AL-2023-00115 | Viking Fire Protection Inc
EP-2023-06776 | 2023-07-26 | 733 SEYMOUR STREET, Vancouver, BC V6B 5J3 | Electrical Permit | Commercial | Tenant Improvement | Completed | Installation / Repair - Commercial - Extra Low Voltage security system: installation of card access and CCTV systems for TSX on 23rd floor. No Maglocks. >BP: Interior alterations to provide a First Tenant Improvement to an existing office (shell) on the 23rd floor (#2350) in this existing commercial building on this site. Scope of work: construct partition walls, doors, HVAC, finishes, lighting, electrical, plumbing, mechanical and sprinkler work. TENANT: Transca Real Estate Development (Canada) Ltd. REVISION #1: new reception desk layout with additional glazing wall and (2) glass doors, front door removed from scope, new security turnstile added, new lighting layour as per electrical drawings and modified diffuser layout as per mechanical drawings. Letters of Assurance submitted by: Schedule A and Architectural Schedule B, Miren Amaya Del Castillo, Architect, ph: 604-562-4617 Mechanical Schedule B, Mr. Jubin Jalili, P.Eng., ph: 604-687-1800 Electrical Schedule B, Roger Dupuis, P.Eng., LEED AP, ph: 604-569-6500 OK for Office TI per C. Yue Energy checklist is currently no longer required with your Building Permit (BP) application. Some supporting documents are still required at BP stage, specifically Envelope and HVAC, if applicable. Service Water Heating and Lighting supporting documents, if applicable, must be submitted with your related trades permits (e.g. electrical and plumbing) | Tyco Integrated Fire & Security Canada Inc/Tyco Feu Et Securite Integres Canada Inc
PP-2023-02741 | 2023-08-02 | 733 SEYMOUR STREET, Vancouver, BC V6B 5J3 | Plumbing Permit | Commercial | Tenant Improvement | Completed | Commercial - Office renovation of levels 21 and 22 at the VC2 building >BP: Interior alterations to provide improvements to level 21 and 22, office spaces in this existing commercial building on this site. Scope of work includes minor removal of all interior walls. New walls, doors, millwork, finishes mechanical, electrical, plumbing and life safety. New Interconnected stairs between Floor 21 and 22. This project is related to AL-2023-00114 & AL-2023-00115 2019 VBBL Nov 1/2023-AMEND Please add a DCVA to this permit. One is being installed in the Level 21 north reception area serving a coffee maker. | SOMATIC HVAC SOLUTIONS LTD
EP-2023-07144 | 2023-08-08 | 733 SEYMOUR STREET, Vancouver, BC V6B 5J3 | Electrical Permit | Commercial | Renovation | Issued | Installation / Repair - Commercial - Install low voltage prewire for blinds. Levels 32 & 33 | First Choice Security & Audio Systems (2000) Ltd
EP-2023-07108 | 2023-08-08 | 733 SEYMOUR STREET, Vancouver, BC V6B 5J3 | Electrical Permit | Commercial | Tenant Improvement | Issued | Installation / Repair - Commercial - Installation of new lighting & exits, Lighting control, (4) added istribution panels, install FA speakers, General use receptacles, Misc mechanical connections, Voice, Data cabling. BP: Interior alterations to provide improvements to level 21 and 22, office spaces in this existing commercial building on this site. Scope of work includes minor removal of all interior walls. New walls, doors, millwork, finishes mechanical, electrical, plumbing and life safety. New Interconnected stairs between Floor 21 and 22. This project is related to AL-2023-00114 & AL-2023-00115 2019 VBBL **Amend 08/14/2023** FSR Change from Jay Brayshaw to Alex Malczynski. Alex Class B FSR # 253719 Alex is the foreman that will be running the job. | Bridge Electric Corp
EP-2023-07109 | 2023-08-08 | 733 SEYMOUR STREET, Vancouver, BC V6B 5J3 | Electrical Permit | Commercial | Tenant Improvement | Issued | Installation / Repair - Commercial - Installation of new lighting & exits, Lighting control, (1) added istribution panel, install FA speaker, General use receptacles, Voice, Data cabling. #2350 - 23rd floor Interior alterations to provide a First Tenant Improvement to an existing office (shell) on the 23rd floor (#2350) in this existing commercial building on this site. Scope of work: construct partition walls, doors, HVAC, finishes, lighting, electrical, plumbing, mechanical and sprinkler work. TENANT: Transca Real Estate Development (Canada) Ltd. | Bridge Electric Corp
NULL | NULL | 733 SEYMOUR STREET, Vancouver, BC V6B 5J3 | Electrical Permit | Commercial | New | Withdrawn | Annual / Operating - ELECTRICAL MAINTENANCE AS REQUIRED | Bridge Electric Corp
EP-2022-09141 | 2022-10-27 | 733 SEYMOUR STREET, Vancouver, BC V6B 5J3 | Electrical Permit | Commercial | Renovation | Completed | Installation / Repair - Commercial - Run Cat6, 22/4 and 16/2 cabling from the Server room on the 25th floor to the Large Boardroom and the large Meeting Room on the 25th floor. Install TV’s, speakers and microphones in both rooms. Connect and terminate cables at the rack in the Server Room and at the audio visual TV’s, microphones and speakers in the Boardroom and the Large Meeting room (on the 25th floor). FYI, the prewiring is completed. >BP: Interior tenant improvement work to 24th, 25th, and part of 26th floor in a new commercial office tower (first TI). | Tsawwassen Electric Inc
EP-2022-09293 | 2022-11-03 | 733 SEYMOUR STREET, Vancouver, BC V6B 5J3 | Electrical Permit | Commercial | New | Completed | Installation / Repair - Commercial - 150ft of heat trace on irrigation pipe. 2 heat trace install on ptraps. Heat trace install on L6 in parkade >BP: Construction of New Office high-rise building (shell) with below and above grade parking. The new structure will be connected to the existing building at 650 West Georgia on the ground floor and first basement (mall) level. Project includes renovations to the existing main entrance lobby of 650 West Georgia with replacement of the existing lobby canopy and glazing. STAGED CONSTRUCTION Stage I (excavation/shoring) issued March 16, 2018. Stage II (foundation to grade) issued March 28, 2019. Stage III (full structure) issued November 12, 2019. Stage IV (full construction ) issued February 27, 2020. Revision 1: to coordinate work in the area of the existing main entrance lobby of 650 W Georgia (issued August 25, 2020). Revision 2: to provide an interconnection between 7 and 8 floor level. Revision #3: changes on Levels 24, 25 and 26 to accommodate a future tenant. Revision #4: To revise ground floor vestibule at bank (VCI) and bicycle storage areas. (related DPMA DP-2022-00423) Responsibilities of the CRP and Architect have been transferred to Renante Solivar as of October 22/21. Revision #5: to remove the opening between levels 7 and 8 from the base building. | Brian Wuttke
PP-2022-04167 | 2023-01-12 | 733 SEYMOUR STREET, Vancouver, BC V6B 5J3 | Plumbing Permit | Commercial | Tenant Improvement | Completed | Commercial - SUITES #3000 TO #3300 - DWV and Domestic additions for multiple kitchenettes on floors 30 to 33. >BP: Interior Tenant Improvements to levels 30-33 for new tenant, Sandstrom's, office. This is a first TI to an existing office shell space in this existing mixed use high rise building. Scope of work includes a convenience stair connecting all 4 floors (related to AL-2022-00620). | SOMATIC HVAC SOLUTIONS LTD
EP-2022-08555 | 2022-10-11 | 733 SEYMOUR STREET, Vancouver, BC V6B 5J3 | Electrical Permit | Commercial | Renovation | Completed | Installation / Repair - Commercial - Installation of class 2 wiring for security access controls FLOORS 7 - 14 >>>AMEND: June 30, 2023 -Need to omit L12-14 as the scope for those floors have been deleted from the contract. | ESC Automation Inc
EP-2022-08494 | 2022-10-07 | 733 SEYMOUR STREET, Vancouver, BC V6B 5J3 | Electrical Permit | Commercial | Renovation | Completed | Installation / Repair - Commercial - Installation of class 2 wiring for security access controls >BP: Tenant Improvement (first TI) for the offices of Owen Bird Law Corporation on the 28th and part of the 29th floors of this existing high rise mixed use building. The main entrance and reception desks will be on Level 29. No DP required as per J Greer. Project to be reviewed under the 2019 VBBL. Stage 1 - full construction - accepted April 14/22 Erv | ESC Automation Inc
SP-2022-01716 | 2022-12-13 | 733 SEYMOUR STREET, Vancouver, BC V6B 5J3 | Sprinkler Permit | Commercial | Tenant Improvement | Completed | Commercial - For sprinkler system alterations to the 20XX VBBL and NFPA 13, 2013 for the tenant improvements to provide interior Tenant Improvements to levels 30-33 for new tenant, Sandstrom's, office. This is a first TI to an existing office shell space in this existing mixed use high rise building. Scope of work includes a convenience stair connecting all 4 floors (related to AL-2022-00620). 1. This application does not include any of the following: • Warehouse storage arrangements, or mobile compact storage arrangements. • Changes to the sprinkler system supply piping (e.g. valves, mains, cross-mains, etc.). • Change in occupancy and/or hazard classification. PREVIOUS Engineer of Record: Keith Trulson 604-687-1800 ktrulson@integralgroup.com NEW Engineer of Record: Macleod Grant 604-687-1800 macleod.grant@introba.com Certified Professional: Michael Linton 604-684-2384 mlinton@cftengineering.com | Viking Fire Protection Inc
EP-2022-09007 | 2022-10-24 | 733 SEYMOUR STREET, Vancouver, BC V6B 5J3 | Electrical Permit | Commercial | Tenant Improvement | Expired | Temporary Power - Commercial - To provide temporary power. | Bridge Electric Corp
EP-2022-09122 | 2022-10-28 | 733 SEYMOUR STREET, Vancouver, BC V6B 5J3 | Electrical Permit | Commercial | Tenant Improvement | Completed | Installation / Repair - Commercial - Installation of owner supplied lighting, lighting control, general floor receptacles, misc. fan coil and hot water heater connections, distribution panels, digital metering, demo >BP: Interior Tenant Improvements to levels 30-33 for new tenant, Sandstrom's, office. This is a first TI to an existing office shell space in this existing mixed use high rise building. Scope of work includes a convenience stair connecting all 4 floors (related to AL-2022-00620). | Bridge Electric Corp
EP-2022-10134 | 2022-12-01 | 733 SEYMOUR STREET, Vancouver, BC V6B 5J3 | Electrical Permit | Commercial | NULL | Expired | Annual / Operating - ELECTRICAL MAINTENANCE THROUGHOUT BUILDING VALID: Dec 1, 2022 - Nov 30, 2023 | Bridge Electric Corp
EP-2022-07307 | 2022-10-11 | 733 SEYMOUR STREET, Vancouver, BC V6B 5J3 | Electrical Permit | Commercial | Renovation | Completed | Installation / Repair - Commercial - Installation of class 2 wiring for security cameras and access controls >BP: Interior tenant improvement work to 24th, 25th, and part of 26th floor in a new commercial office tower (first TI). | ESC Automation Inc
EP-2022-05768 | 2022-07-08 | 733 SEYMOUR STREET, Vancouver, BC V6B 5J3 | Electrical Permit | Commercial | Renovation | Completed | Installation / Repair - Commercial - Installation of class 2 control circuits for HVAC control system >BP: Tenant Improvement (first TI) for the offices of Owen Bird Law Corporation on the 28th and part of the 29th floors of this existing high rise mixed use building. The main entrance and reception desks will be on Level 29. No DP required as per J Greer. Project to be reviewed under the 2019 VBBL. Stage 1 - full construction - accepted April 14/22 Erv | ESC Automation Inc
EP-2022-05766 | 2022-07-11 | 733 SEYMOUR STREET, Vancouver, BC V6B 5J3 | Electrical Permit | Commercial | Addition | Completed | Installation / Repair - Commercial - 208V 3-phase interconnection of central UPS and Bypass -the service is not being affected. The work is on 208 3-phase branch circuits. | ESC Automation Inc
EP-2022-10527 | 2022-12-19 | 753 SEYMOUR STREET, Vancouver, BC V6B 5J3 | Electrical Permit | Residential | New | Issued | Installation / Repair - Residential - ECOM radio system, includes coax cable and antenna installation | Mott Electric General Partnership
GP-2022-03940 | 2022-12-12 | 753 SEYMOUR STREET, Vancouver, BC V6B 5J3 | Gas Permit | Residential | New | Cancelled | Residential - Viking 42" Outdoor Gas BBQ Viking 36" Outdoor Gas BBQ | Han Appliances & Refrigeration Ltd
EP-2023-00447 | 2023-03-01 | 753 SEYMOUR STREET, Vancouver, BC V6B 5J3 | Electrical Permit | Commercial | Addition | Completed | Installation / Repair - Commercial - Install 5 EV charger point chargers, @32 amp, 208V, pull #8 Cu branch circuit conductors from the EV panel to the chargers. The chargers are to be installed at the following parking stalls: #337, #338, #339, #340, #341. *Feb 6 WWOP fees, work is complete with no permit. RMN | LK Electrical LTD
PP-2022-00719 | 2022-03-29 | 753 SEYMOUR STREET, Vancouver, BC V6B 5J3 | Plumbing Permit | Commercial | Tenant Improvement | Completed | Commercial - Commercial – 1. Tenant improvement work from Level 7 to Level 14 in the new base building, including floor drains on L7, L8 & L12. 2. Provide domestic cold and/or hot water from Level 7 to Level 14, including water closer, lavatories, and sinks. 3. Provide drainage service for water closets, and sinks. Interior renovations for Kabam (first TI) on the 7th through 14th floors. Reception is on Level 800. | Division 15 Mechanical Ltd
EP-2022-04791 | 2022-06-08 | 753 SEYMOUR STREET, Vancouver, BC V6B 5J3 | Electrical Permit | Commercial | New | Completed | Installation / Repair - Commercial - AV System | Sapphire Sound Inc
EP-2022-04462 | 2022-06-02 | 1661 DAVIE STREET, Vancouver, BC V6G 1W1 | Electrical Permit | Commercial | Addition | Completed | Installation / Repair - Commercial - Bike Charging Station: Supply and install bike share panel with mini breakers and main breaker. Connect to 120/208V 20 amp cct provided by city or property manager. Run 16/2 cable tire from panel board to each charging dock, terminate connections. Run no.10 AWG bond from panel board to each charging doc. Verification and testing. >location: 1661 Davie St & Cardero St (Safeway), Mobi/ Shaw bike share station outside building Amend: Oct 16th, 2023 location: 1661 Davie St & Cardero St (Safeway), Mobi/ Shaw bike share station outside building | MJR Electric Ltd
NULL | NULL | 1654 KINGSWAY, Vancouver, BC V5N 2S1 | Electrical Permit | Commercial | Addition | Withdrawn | Installation / Repair - Commercial - We have to supply and install a New Walk in Freezer, size- 18' x 10' x 9' outside dimensions, complete with Remote Air-cooled refrigeration unit on roof. | NULL
EP-2023-06340 | NULL | 1654 KINGSWAY, Vancouver, BC V5N 2S1 | Electrical Permit | Commercial | NULL | Application Incomplete | Annual / Operating - Annual maintenance of emergency lights, exit signs and electrical equipment (CF-2023-000398) Renewal of EP-2021-04695 | GMOORE ELECTRIC LTD
EP-2021-09385 | 2022-01-25 | 7887 FRENCH STREET, Vancouver, BC V6P 4V8 | Electrical Permit | Commercial | NULL | Expired | Annual / Operating - For electrical repairs and maintenance. Annual operating permit required for life safety on permit number EP-2019-04581. For life safety equipment/ Emergency lights, fire alarm, electrical repairs and maintenance. | Faraday Electrical Contractors Ltd
EP-2023-07561 | 2023-08-23 | 5128 DUNBAR STREET, Vancouver, BC V6N 1V7 | Electrical Permit | Residential | Addition | Completed | Installation / Repair - Residential - Extend Teck cable from existing exterior junction box (that was pre-wired for EV circuit) to new location and install EV Charger with a 30A circuit breaker. ***If work on this site could lead to the disturbance of soil advise applicant to contact the Provincial Archeology Branch at 250-953-3334 for necessary permits. In addition, please be advised that reports from an Archeologist (AIA, AOA) and permits from the First Nations may be necessary prior to the release of your City of Vancouver permits. | Fowlstone Electric Ltd
EP-2023-06328 | 2023-07-27 | 794 E 18TH AVENUE, Vancouver, BC V5V 1G7 | Electrical Permit | Residential | New | Completed | Installation / Repair - Residential - Owners would like to add Rivian EV charger 9.6KW into their garage where the main panel is located. 200A main service that feeds the house and SS with one meter installed. House is primarily gas powered for heating and cooking in main dwelling. Calculated load attached for the SFD and SS has capacity to add the EV charger without EVEMS. | ACE Integrated Systems Ltd
SP-2022-00014 | 2022-01-19 | 794 E 18TH AVENUE, Vancouver, BC V5V 1G7 | Sprinkler Permit | Residential | New | Completed | Residential - new sprinkler system >To construct a 2 storey one-family dwelling with a secondary suite located in the Basement/Cellar ($539,000.00) with a detached accessory building (garage) , at the rear providing 2 parking spaces, having vehicular access from the lane. NOTE: To achieve the required FSR a floor space exclusion of 2% has been applied to this application as per section 10.11.1 of the district schedule, to accommodate improved building performance. 1. No strata titling permitted 2. A/C unit proposed located at rear yard and second floor 3. Schedule B: Alan Prahalad P.Eng (604-831-1431) Structural & Geotechnical 4 BC Housing: Asanti Development Limited - 27451 Note: Parking on this site has been provided under XXXXX (construction of LWH) This is a 2 storey building pursuant to the Zoning and Development By-Law ******THIS PERMIT HAS BEEN ISSUED UNDER THE REQUIREMENTS OF VBBL 2019****** All rooms adjacent to East and West exposing building face shall be sprinklered. "Combustible projections or roof soffits on an exposing building face shall not project to less than .45m from the property line and shall be in compliance with VBBL 2019 9.10.15.5.(9) Any alterations or conversions to the attached garage (if applicable) to habitable living space shall not be permitted without first obtaining the approval of the Director of Planning and the Chief Building Official. Thermal protection measures and Laneway house design guidelines shall be required to be met prior to the approval of the conversion. | Haven Fire Protection Ltd
PP-2022-00985 | 2022-03-24 | 794 E 18TH AVENUE, Vancouver, BC V5V 1G7 | Plumbing Permit | Residential | New | Completed | Residential - 1FD+SS - #1 & #2 - 3/4 backflow preventer for lawn irrigation To construct a 2 storey one-family dwelling with a secondary suite located in the Basement/Cellar with a detached accessory building (garage) , at the rear providing 2 parking spaces, having vehicular access from the lane. 1. No strata titling permitted 2. A/C unit proposed located at rear yard and second floor | Yue Jin Qiu
EP-2022-04782 | 2022-06-07 | 320 GRANVILLE STREET, Vancouver, BC V6C 1S9 | Electrical Permit | Commercial | New | Completed | Installation / Repair - Commercial - Paladin will monitor any supported signal transmitting device in Paladin’s own ULC Certified Monitoring Station. Response procedures are based on area legislation/bylaws and client instructions. >BP: To construct a 30 storey mixed-use office building consisting of 1st storey - retail and restaurant (class 1) (shell space only, commercial kitchen under separate TI permit) 2nd to 30th storeys - offices all over eight levels of underground parking accessed off the rear lane. Stage #1 - excavation and shoring only - issued 2018 November 2 Stage #2 - Structure up to grade - issued 2019 July 04 Stage #3 - full construction - issued 2020 July 03 Change of project architect/CRP: Chris Dikeakos replaced Steven Wagner as of June 23, 21. Revision #1: to add fire rated enclosure for services on levels P1 and P2, revise ground floor level, levels 2, 23, 29 and 30 layout, revise designated cross over floors. | PALADIN TECHNOLOGIES INC
EP-2022-04970 | 2022-06-14 | 320 GRANVILLE STREET, Vancouver, BC V6C 1S9 | Electrical Permit | Commercial | New | Completed | Installation / Repair - Commercial - Low Voltage Amenities Network and AV LVL 29 and 30 Offices. Network and AV >BP: To construct a 30 storey mixed-use office building consisting of 1st storey - retail and restaurant (class 1) (shell space only, commercial kitchen under separate TI permit) 2nd to 30th storeys - offices all over eight levels of underground parking accessed off the rear lane. Stage #1 - excavation and shoring only - issued 2018 November 2 Stage #2 - Structure up to grade - issued 2019 July 04 Stage #3 - full construction - issued 2020 July 03 Change of project architect/CRP: Chris Dikeakos replaced Steven Wagner as of June 23, 21. Revision #1: to add fire rated enclosure for services on levels P1 and P2, revise ground floor level, levels 2, 23, 29 and 30 layout, revise designated cross over floors. | Campus Computers (Victoria) Ltd
EP-2023-06317 | 2023-07-13 | 320 GRANVILLE STREET, Vancouver, BC V6C 1S9 | Electrical Permit | Commercial | Renovation | Completed | Installation / Repair - Commercial - Relocate an electrical floor box. | Seylers Electrical Ltd
EP-2023-06037 | 2023-07-25 | 320 GRANVILLE STREET, Vancouver, BC V6C 1S9 | Electrical Permit | Commercial | Tenant Improvement | Completed | Installation / Repair - Commercial - Electrical work for office TI Power Scope of work: Provide new electrical subpanel fed from 29th floor office panel c/w new breakers, provide power connection for hot water tank, provide receptacles. Fire Alarm Scope: Remount three fire alarm speakers and re-verify Data Scope: Provide new data rack and patch panel, install new AV Rack, Provide data at outlets, provide data to WAPS. Lighting Scope: Provide new luminaires and drivers throughout the unit C/W lighting control that meets ashrae. Lighting control to be lutron Quantum. Provide new Luminaires for custom door. Provide 5 new edge lit exit signs. Security scope: Provide security devices for two doors (one new) c/w request to exit, card reader, electric strike/mortise, and door bells. Power Scope of work: Provide new electrical subpanel fed from 29th floor office panel c/w new breakers, provide power connection for hot water tank, provide receptacles/ Security Contractor to be Britcom Communications Ltd. >BP: #2900 - 29th floor (Full Floor) Interior alterations to provide first tenant improvement to a new office tenant on the 29th floor (#2900) of this existing mixed-use (restaurant/retail/office) building on this site. Scope of work: Construct new partitions to build private offices and meeting rooms, millwork, new staff/client kitchen, electrical, plumbing and sprinkler work. TENANT: Serein Properties Corp | Alpine Electric Ltd
PP-2023-02396 | 2023-07-10 | 320 GRANVILLE STREET, Vancouver, BC V6C 1S9 | Plumbing Permit | Commercial | Tenant Improvement | Completed | Commercial - New office space >BP: #2900 - 29th floor (Full Floor) Interior alterations to provide first tenant improvement to a new office tenant on the 29th floor (#2900) of this existing mixed-use (restaurant/retail/office) building on this site. Scope of work: Construct new partitions to build private offices and meeting rooms, millwork, new staff/client kitchen, electrical, plumbing and sprinkler work. TENANT: Serein Properties Corp | PACIFIC FLO MECHANICAL
SP-2023-01166 | 2023-06-29 | 320 GRANVILLE STREET, Vancouver, BC V6C 1S9 | Sprinkler Permit | Commercial | Tenant Improvement | Completed | Commercial - adjusting and adding fire sprinklers >BP: #2900 - 29th floor (Full Floor) Interior alterations to provide first tenant improvement to a new office tenant on the 29th floor (#2900) of this existing mixed-use (restaurant/retail/office) building on this site. Scope of work: Construct new partitions to build private offices and meeting rooms, millwork, new staff/client kitchen, electrical, plumbing and sprinkler work. *****This application does not include any of the following: 1. Not more than 20 sprinklers (add, relocate, or remove), 2. hydraulic calculations, 3. change in occupancy and /or hazard classification, 4. warehouse storage arrangements, 5. mobile compact storage arrangements, 6. alternative solutions, 7. changes to the sprinkler system supply piping (e.g. valves, mains, cross-mains, branch-lines, etc.), or 8. flexible sprinkler pipe. | Titan Fire Protection Ltd
NULL | NULL | 320 GRANVILLE STREET, Vancouver, BC V6C 1S9 | Gas Permit | NULL | Tenant Improvement | Draft | - Install DHWT & Sink | KERN BSG MANAGEMENT LTD
PP-2023-02499 | 2023-07-17 | 320 GRANVILLE STREET, Vancouver, BC V6C 1S9 | Plumbing Permit | Commercial | Tenant Improvement | Completed | Commercial - SUITE #1180 - DHWT & Sink >BP: #1180 - 11th Floor Interior alteration to provide first tenant improvement to this existing office shell space for a new office tenant on the on 11th floor (#1180) in this existing mixed use building on site. Scope of work: Complete tenant fit out from shell space to a new office. Construct partition walls for private offices, meeting room, new glass door, millwork, new kitchen, electrical and plumbing work. | KERN BSG MANAGEMENT LTD
EP-2023-06557 | 2023-07-20 | 320 GRANVILLE STREET, Vancouver, BC V6C 1S9 | Electrical Permit | Commercial | Tenant Improvement | Completed | Installation / Repair - Commercial - Tenant Improvement: Install power, lighting, data. >BP: Interior alterations to provide first tenant improvement for a new office tenant on the 7th floor (#720) in this existing mixed-use (restaurant/retail/office) building on this site. Scope of work: Construct new interior partitions, paint, new flooring, HVAC, electrical and light fixtures, plumbing and sprinkler work to suit. TENANT: LJ Resources Co. Ltd Letter of Assurance submitted by: Schedule A & Electrical Schedule B by A El-Haddad, P.Eng., 778.360.2153 Mechanical/Plumbing Schedule B by S. Shetty, P.Eng., 778.360.2153 Building Sprinklered – Separate sprinkler permit required for proposed sprinkler work. Energy checklist is currently no longer required with your Building Permit (BP) application. Some supporting documents are still required at BP stage, specifically Envelope and HVAC, if applicable. Service Water Heating and Lighting supporting documents, if applicable, must be submitted with your related trades permits (e.g. electrical and plumbing). | Blueline Electrical Services Ltd
EP-2023-07116 | 2023-08-08 | 320 GRANVILLE STREET, Vancouver, BC V6C 1S9 | Electrical Permit | Commercial | New | Completed | Installation / Repair - Commercial - Low Voltage roughin and finish. AV roughin and finish. #1180 - 11th Floor BP: Interior alteration to provide first tenant improvement to this existing office shell space for a new office tenant on the on 11th floor (#1180) in this existing mixed use building on site. | NexGen Technologies Inc
SP-2023-01361 | 2023-07-27 | 320 GRANVILLE STREET, Vancouver, BC V6C 1S9 | Sprinkler Permit | Commercial | Renovation | Completed | Commercial - adjust fire sprinklers >BP: #1180 - 11th Floor Interior alteration to provide first tenant improvement to this existing office shell space for a new office tenant on the on 11th floor (#1180) in this existing mixed use building on site. IMPORTANT: Contractor to clarify the use of Globe sprinkler heads and its current availability in the market. BRB Note: This unit appears to be in the NW corner of the building such that building exposure heads, per AL-2018-00177, are NOT installed within the areas of this tenant space. OK to process as an OTC issuance. M.Lam 2023-07-27 Scope of work: Complete tenant fit out from shell space to a new office. Construct partition walls for private offices, meeting room, new glass door, millwork, new kitchen, electrical and plumbing work. TENANT: ANDREW HAMILTON FINANCIAL | Titan Fire Protection Ltd
EP-2023-07152 | 2023-08-10 | 320 GRANVILLE STREET, Vancouver, BC V6C 1S9 | Electrical Permit | Commercial | Tenant Improvement | Completed | Installation / Repair - Commercial - Installation of new luminaires, new lighting control ( to meet ASHRAE), new Exit Signs, new emergeny lighting, new receptacles, new breakers in existing panelboard, data outlets and rack. >Permit Amendment Jan 04, 2024 -Work Description + Installation Details: Amended -"Please add 4 additional fire alarm speakers to the application" -Document Review: Rejected -Please book an electrical inspection online and upload documents for the District Electrical Inspector to review -Electrical Inspections Request: https://plposweb.vancouver.ca/Public/Login.aspx -Include "Document review only. No onsite inspection required" in the requestor comment >BP: Interior alteration to provide first tenant improvement to this existing office shell space for a new office tenant on the on 11th floor (#1180) in this existing mixed use building on site. Scope of work: Complete tenant fit out from shell space to a new office. Construct partition walls for private offices, meeting room, new glass door, millwork, new kitchen, electrical and plumbing work. TENANT: ANDREW HAMILTON FINANCIAL | Alpine Electric Ltd
EP-2023-05200 | 2023-06-20 | 320 GRANVILLE STREET, Vancouver, BC V6C 1S9 | Electrical Permit | Commercial | Tenant Improvement | Completed | Installation / Repair - Commercial - Install 10 receptacles in small office. There are already lights in unit. I am asked to wire in plugs as there is only 1 plug in this unit. | Nick's Electric Ltd
EP-2023-04093 | 2023-05-10 | 320 GRANVILLE STREET, Vancouver, BC V6C 1S9 | Electrical Permit | Commercial | Tenant Improvement | Completed | Installation / Repair - Commercial - Access Control Card readers and cameras | Britcom Communications Ltd
EP-2023-03933 | 2023-05-05 | 320 GRANVILLE STREET, Vancouver, BC V6C 1S9 | Electrical Permit | Commercial | New | Completed | Installation / Repair - Commercial - Low voltage sound masking installation Amend May 16, 2023 -"We have replaced the grommets" | BTM Marketing Group Ltd
EP-2023-00587 | 2023-01-25 | 320 GRANVILLE STREET, Vancouver, BC V6C 1S9 | Electrical Permit | Commercial | Tenant Improvement | Completed | Installation / Repair - Commercial - AUDIO - 16/2 From Rack to elevator lobby, Reception ceiling , Lunch room ceiling. - Audio Cable 22/2from meeting room (3)(tables to ceilings for microphones. - Speaker cable 16/2 from Rack to Board room ceiling. >BP: Interior alteration to the 24 floor shell space (1st TI) of this existing 31 storey mixed use building for a new office (D) tenant. to be reviewed under the 2019 VBBL. Stage one - full construction - accepted Oct.14/22 Erv | Tsawwassen Electric Inc
EP-2023-00655 | 2023-01-26 | 320 GRANVILLE STREET, Vancouver, BC V6C 1S9 | Electrical Permit | Commercial | Tenant Improvement | Completed | Installation / Repair - Commercial - Low voltage HVAC controls >BP: Interior alteration to create a new office space for a single tenant on levels 26 and 27 (first TI). | Olympic Controls Inc
EP-2023-00727 | 2023-02-01 | 320 GRANVILLE STREET, Vancouver, BC V6C 1S9 | Electrical Permit | Commercial | New | Completed | Installation / Repair - Commercial - Audio video instalation in rooms 2604 and 2605 including projetor, ceiling mics and speakers | London Drugs Limited
EP-2023-01159 | 2023-02-10 | 320 GRANVILLE STREET, Vancouver, BC V6C 1S9 | Electrical Permit | Commercial | Addition | Completed | Installation / Repair - Commercial - Supply and install wiring for Mobi e bike charging stations, wiring 16/2 cab tire from enclosure panel to e docks provided. Supply and install breaker and panel built in house. Intertek and city inspection. | MJR Electric Ltd
EP-2022-10369 | 2022-12-08 | 320 GRANVILLE STREET, Vancouver, BC V6C 1S9 | Electrical Permit | Commercial | New | Completed | Installation / Repair - Commercial - Tenant Improvement - New 200A 208V 3PH 4W PNL, New 200A sub feed breaker to be installaed in exisiting PNL. Branch lighting & power circuits, mechancial connections, supply of lighting fixtures, em lighting & lighting controls. Low voltage and extra low voltage. Fire alarm devices, but Base builing electrical contractor to complete installtion and VI. BP: Interior alteration to the 24 floor shell space (1st TI) of this existing 31 storey mixed use building for a new office (D) tenant. to be reviewed under the 2019 VBBL. Stage one - full construction - accepted Oct.14/22 Erv | Seylers Electrical Ltd
PP-2022-04421 | 2023-01-06 | 320 GRANVILLE STREET, Vancouver, BC V6C 1S9 | Plumbing Permit | Commercial | Tenant Improvement | Completed | Commercial - Rough in and install one washroom group and a kitchen plus floor drain | MV Mechanical
EP-2022-10101 | 2022-11-30 | 320 GRANVILLE STREET, Vancouver, BC V6C 1S9 | Electrical Permit | Commercial | NULL | Expired | Annual / Operating - operating permit for 30 story commercial office high rise. Unit substation, fire alarm, generator, lighting and wiring devices Valid 11/30/2022 until 11/29/2023 | Alpine Electric Ltd
EP-2023-00474 | 2023-01-20 | 320 GRANVILLE STREET, Vancouver, BC V6C 1S9 | Electrical Permit | Commercial | Tenant Improvement | Completed | Installation / Repair - Commercial - Low voltage HVAC controls >BP: Interior alteration to the 24 floor shell space (1st TI) of this existing 31 storey mixed use building for a new office (D) tenant. to be reviewed under the 2019 VBBL. Stage one - full construction - accepted Oct.14/22 Erv | Olympic Controls Inc
EP-2023-00198 | 2023-01-11 | 320 GRANVILLE STREET, Vancouver, BC V6C 1S9 | Electrical Permit | Commercial | Tenant Improvement | Completed | Installation / Repair - Commercial - relocate and add fire alarm devices >BP: Interior alteration to the 24 floor shell space (1st TI) of this existing 31 storey mixed use building for a new office (D) tenant. to be reviewed under the 2019 VBBL. Stage one - full construction - accepted Oct.14/22 Erv | Alpine Electric Ltd
EP-2022-08982 | 2022-10-25 | 320 GRANVILLE STREET, Vancouver, BC V6C 1S9 | Electrical Permit | Commercial | Tenant Improvement | Completed | Installation / Repair - Commercial - new office tenant improvement. lighting, wiring devices, data and communications NO FIRE ALARM >BP: Interior alterations to the north half of the 28th floor of this new office building (first TI). Amend: Oct 26, 2022 We are installing fire alarm devices. my comments were we are not "upgrading" the fire alarm. Just adding to an existing system. Similar to my permit EP-2022-05448 | Alpine Electric Ltd
EP-2022-10229 | 2022-12-05 | 320 GRANVILLE STREET, Vancouver, BC V6C 1S9 | Electrical Permit | Commercial | Tenant Improvement | Completed | Installation / Repair - Commercial - AV equipment installation in 3 boardrooms and a reception area. All rooms to have a monitor mounted on the wall with hdmi switching/distribution under tables and extended to monitor location. >BP: Interior alterations to the north half of the 28th floor of this new office building (first TI). | MVCC VIDEO COMMUNICATIONS
PP-2022-03664 | 2022-10-14 | 320 GRANVILLE STREET, Vancouver, BC V6C 1S9 | Plumbing Permit | Commercial | Tenant Improvement | Completed | Commercial - Addition of new washroom and kitchen sinks on 28th floor. Interior alterations to the north half of the 28th floor of this new office building (first TI). | Enersolv Design & Build Ltd
EP-2022-05803 | 2022-07-11 | 320 GRANVILLE STREET, Vancouver, BC V6C 1S9 | Electrical Permit | Commercial | Tenant Improvement | Completed | Installation / Repair - Commercial - Supply and install cabling for an 11-door card access system to be added to the base building system. Supply and install cabling for an office intrusion system. Please note our scope is for the supply and installation of cabling only, thank you. | BC West Electric Ltd
SP-2022-01008 | 2022-11-17 | 320 GRANVILLE STREET, Vancouver, BC V6C 1S9 | Sprinkler Permit | Commercial | Tenant Improvement | Completed | Commercial - For sprinkler system alterations to the 2019 VBBL and NFPA 13, 2013 for the tenant improvements to provide interior alterations to the north half of the 28th floor of this new office building consisting of new steel stud and drywall partitions, millwork, doors & frames, flooring, painting, new light fixtures, staff lunchroom with sink, HVAC and sprinkler modifications. Engineer of Record: Yadim Amador Castillo 778-707-6797 yadim@nwsprinkler.com | Titan Fire Protection Ltd
SP-2022-01015 | 2022-11-22 | 320 GRANVILLE STREET, Vancouver, BC V6C 1S9 | Sprinkler Permit | Commercial | Tenant Improvement | Completed | Commercial - For sprinkler system alterations to the 2019 VBBL and NFPA 13, 2013 for the interior alteration to create a new office space for a single tenant on levels 26 and 27 (first TI) Engineer of Record: Yadim Amador Castillo 778-707-6797 yadim@nwsprinkler.com Certified Professional: Andrew Harmsworth (604) 689-4449 ah@ghl.ca | Titan Fire Protection Ltd
EP-2022-05448 | 2022-06-27 | 320 GRANVILLE STREET, Vancouver, BC V6C 1S9 | Electrical Permit | Commercial | Tenant Improvement | Completed | Installation / Repair - Commercial - 2 floor tenant improvement. Offices BP: Interior alteration to create a new office space for a single tenant on levels 26 and 27 (first TI). | Alpine Electric Ltd
PP-2022-03047 | 2022-09-01 | 320 GRANVILLE STREET, Vancouver, BC V6C 1S9 | Plumbing Permit | Commercial | Tenant Improvement | Completed | Commercial - Add (3) sinks and (1) floor drains on level 26 Add (1) sink and (1) floor drain on level 27 >BP: Interior alteration to create a new office space for a single tenant on levels 26 and 27 (first TI). NO DP REQUIRED AS PER JOHN GREER = MARCH 21-2022 Amend: Dec 13, 2022 Add 2 backflow devices and 2 dishwashers on level 27 Add 2 backflow devices and 1 dishwasher and 1 HWT drain on level 26 | Faria Mechanical Ltd
SP-2022-01315 | 2022-12-05 | 320 GRANVILLE STREET, Vancouver, BC V6C 1S9 | Sprinkler Permit | Commercial | Tenant Improvement | Completed | Commercial - For sprinkler system alterations to the 2019 VBBL and NFPA 13, 2013 for the tenant improvements to provide interior alterations to the 24 floor shell space (1st TI) of this existing 31 storey mixed use building for a new office (D) tenant. 1. This application does not include any of the following: • Warehouse storage arrangements, or mobile compact storage arrangements. • Changes to the sprinkler system supply piping (e.g. valves, mains, cross-mains, etc.). • New alternative solutions and/or modifications to existing alternative solutions. • Change in occupancy and/or hazard classification. Engineer of Record: Yadim Castillo 778-707-6797 yadim@nwsprinkler.com | Titan Fire Protection Ltd
EP-2023-07979 | 2023-09-11 | 320 GRANVILLE STREET, Vancouver, BC V6C 1S9 | Electrical Permit | Commercial | Tenant Improvement | Completed | Installation / Repair - Commercial - low voltage HVAC controls >BP: Interior alterations to provide first tenant improvement to a new office tenant on the 29th floor (#2900) of this existing mixed-use (restaurant/retail/office) building on this site. Scope of work: Construct new partitions to build private offices and meeting rooms, millwork, new staff/client kitchen, electrical, plumbing and sprinkler work. TENANT: Serein Properties Corp Letter of Assurance submitted by: Schedule A and Architectural Schedule B by Walker McKinley, Architect, AIBC., 778.379.6761 Electrical Schedule B by Cameron Ballard, P.Eng., 604.347.9722 Plumbing/Mechanical Schedule B by Ronald Braun, P.Eng., 604.255.1169 Building Sprinklered – Separate sprinkler permit required for proposed sprinkler work. Energy checklist is currently no longer required with your Building Permit (BP) application. Some supporting documents are still required at BP stage, specifically Envelope and HVAC, if applicable. Service Water Heating and Lighting supporting documents, if applicable, must be submitted with your related trades permits (e.g. electrical and plumbing). | Olympic Controls Inc
EP-2023-08731 | 2023-09-27 | 320 GRANVILLE STREET, Vancouver, BC V6C 1S9 | Electrical Permit | Commercial | Tenant Improvement | Completed | Installation / Repair - Commercial - Low voltage wiring of data, audio cabling. No Mag locks. Job #49074-1 >BP: Interior alterations to provide first tenant improvement to a new office tenant on the 29th floor (#2900) of this existing mixed-use (restaurant/retail/office) building on this site. Scope of work: Construct new partitions to build private offices and meeting rooms, millwork, new staff/client kitchen, electrical, plumbing and sprinkler work. TENANT: Serein Properties Corp Letter of Assurance submitted by: Schedule A and Architectural Schedule B by Walker McKinley, Architect, AIBC., 778.379.6761 Electrical Schedule B by Cameron Ballard, P.Eng., 604.347.9722 Plumbing/Mechanical Schedule B by Ronald Braun, P.Eng., 604.255.1169 Building Sprinklered – Separate sprinkler permit required for proposed sprinkler work. Energy checklist is currently no longer required with your Building Permit (BP) application. Some supporting documents are still required at BP stage, specifically Envelope and HVAC, if applicable. Service Water Heating and Lighting supporting documents, if applicable, must be submitted with your related trades permits (e.g. electrical and plumbing). | Paladin Technologies Inc
SP-2023-01936 | 2023-12-13 | 320 GRANVILLE STREET, Vancouver, BC V6C 1S9 | Sprinkler Permit | Commercial | Tenant Improvement | Issued | Commercial - For sprinkler system alterations to the 2019 VBBL and NFPA 13, 2013 for the tenant improvements to provide interior alterations to provide improvements for a first tenant improvement for a new full floor office tenant on the 25th (#2500) of this existing commercial building. Engineer of Record: Yadim Amador Castillo 236-339-7547 yadim@nwsprinkler.com Flexible Sprinkler Drops - Sprinkler system has been designed for the use of the Victaulic AH2 braided flexible sprinkler drops with 1/2" outlets, up to 48" with a max of 8 x 90 degree bends w a 2" bend radius for use with standard coverage pendent sprinklers the Light hazard areas (office, gym, elevator lobby, washrooms, lounge, etc.) on L2 to L32 (EMR Level) with a max area of coverage 225 sq.ft. per sprinkler, and ordinary hazard areas (CRU areas in Main Lobby) on L1 with a max area of coverage 130 sq.ft. per sprinkler. | Titan Fire Protection Ltd
EP-2023-10418 | 2023-11-29 | 320 GRANVILLE STREET, Vancouver, BC V6C 1S9 | Electrical Permit | Commercial | Tenant Improvement | Issued | Installation / Repair - Commercial - Install new lighting/power as per electrical drawings Fire alarm by others Data cabling by others Security wiring by others >BP: 25th floor - #2500 Interior alterations to provide improvements for a first tenant improvement for a new full floor office tenant on the 25th (#2500) of this existing commercial building. Scope of work; removal of doors and a portion of corridor wall, and then complete tenant fit out to shell space.. New walls, doors for new layout. power/data, plumbing, t-bar ceiling, HVAC, & sprinklers to suit. Letters of Assurance submitted: - Schedule A by Danny Ka Wai Wong, Architect, AIBC. Ph# 604.773.2068. - Architectural Schedule B by Danny Ka Wai Wong, Architect, AIBC. Ph# 604.773.2068. - Electrical Schedule B by Steven Nemetz, ,P.Eng. ph#604736.6562. - Mechanical Schedule B by John Burke, P.Eng. ph#604.684.7244. | Wynn's Electrical Contractors Ltd
EP-2023-10917 | 2023-12-06 | 320 GRANVILLE STREET, Vancouver, BC V6C 1S9 | Electrical Permit | Commercial | Tenant Improvement | Issued | Installation / Repair - Commercial - low voltage HVAC controls >BP: Interior alterations to provide improvements for a first tenant improvement for a new full floor office tenant on the 25th (#2500) of this existing commercial building. Scope of work; removal of doors and a portion of corridor wall, and then complete tenant fit out to shell space.. New walls, doors for new layout. power/data, plumbing, t-bar ceiling, HVAC, & sprinklers to suit. Letters of Assurance submitted: - Schedule A by Danny Ka Wai Wong, Architect, AIBC. Ph# 604.773.2068. - Architectural Schedule B by Danny Ka Wai Wong, Architect, AIBC. Ph# 604.773.2068. - Electrical Schedule B by Steven Nemetz, ,P.Eng. ph#604736.6562. - Mechanical Schedule B by John Burke, P.Eng. ph#604.684.7244. Energy checklist is currently no longer required with your Building Permit (BP) application. Some supporting documents are still required at BP stage, specifically Envelope and HVAC, if applicable. Service Water Heating and Lighting supporting documents, if applicable, must be submitted with your related trades permits (e.g. electrical and plumbing). | Olympic Controls Inc
EP-2023-10913 | 2023-12-06 | 320 GRANVILLE STREET, Vancouver, BC V6C 1S9 | Electrical Permit | Commercial | Tenant Improvement | Issued | Installation / Repair - Commercial - low voltage HVAC controls | Olympic Controls Inc
PP-2023-04100 | 2023-11-23 | 320 GRANVILLE STREET, Vancouver, BC V6C 1S9 | Plumbing Permit | Commercial | Tenant Improvement | Issued | Commercial - TI >BP: 25th floor - #2500 Interior alterations to provide improvements for a first tenant improvement for a new full floor office tenant on the 25th (#2500) of this existing commercial building. Scope of work; removal of doors and a portion of corridor wall, and then complete tenant fit out to shell space.. New walls, doors for new layout. power/data, plumbing, t-bar ceiling, HVAC, & sprinklers to suit. | KERN BSG MANAGEMENT LTD
EP-2024-00231 | 2024-01-09 | 320 GRANVILLE STREET, Vancouver, BC V6C 1S9 | Electrical Permit | Commercial | Tenant Improvement | Completed | Installation / Repair - Commercial - low voltage HVAC controls | Olympic Controls Inc
EP-2024-00379 | 2024-01-18 | 320 GRANVILLE STREET, Vancouver, BC V6C 1S9 | Electrical Permit | Commercial | Tenant Improvement | Completed | Installation / Repair - Commercial - low voltage HVAC controls 13th floor #1350-1360 | Olympic Controls Inc
EP-2024-00027 | 2024-01-03 | 320 GRANVILLE STREET, Vancouver, BC V6C 1S9 | Electrical Permit | Commercial | Renovation | Issued | Installation / Repair - Commercial - Relocate existing 8 fire alarm speakers and to include FA verification. >BP: Interior alterations to provide improvements for a first tenant improvement for a new full floor office tenant on the 25th (#2500) of this existing commercial building. Scope of work; removal of doors and a portion of corridor wall, and then complete tenant fit out to shell space.. New walls, doors for new layout. power/data, plumbing, t-bar ceiling, HVAC, & sprinklers to suit. Letters of Assurance submitted: - Schedule A by Danny Ka Wai Wong, Architect, AIBC. Ph# 604.773.2068. - Architectural Schedule B by Danny Ka Wai Wong, Architect, AIBC. Ph# 604.773.2068. - Electrical Schedule B by Steven Nemetz, ,P.Eng. ph#604736.6562. - Mechanical Schedule B by John Burke, P.Eng. ph#604.684.7244. Energy checklist is currently no longer required with your Building Permit (BP) application. Some supporting documents are still required at BP stage, specifically Envelope and HVAC, if applicable. Service Water Heating and Lighting supporting documents, if applicable, must be submitted with your related trades permits (e.g. electrical and plumbing). | Alpine Electric Ltd
EP-2023-11306 | 2023-12-21 | 1090 W PENDER STREET, Vancouver, BC V6E 2N7 | Electrical Permit | Commercial | Tenant Improvement | Issued | Installation / Repair - Commercial - Installation of low voltage HVAC Controls >BP: First TI Interior alterations to provide tenant improvements for the entire 26th floor- Office (Group D) tenant at Suite #2600 in this existing mixed use building on this site. Scope of work includes the addition of 1 universal washroom, 1 accessible universal washroom, an elevator lobby, office partitions and doors. Thorsteinssons law firm will occupy the entire office floor of 1090 West Pender Street (Bentall 6). This is a CP Process Permit and the applicant is Robert (Bob) Heikkila, P. Eng., CP. ***REVIEWED UNDER VBBL 2019 WITH AMENDMENTS EFFECTIVE ON JUL 01, 2023*** STAGED CONSTRUCTION Stage 1: Full Construction (Nov 9/23, S.Le) | Ainsworth Inc
EP-2023-10901 | 2023-12-20 | 1090 W PENDER STREET, Vancouver, BC V6E 2N7 | Electrical Permit | Commercial | Tenant Improvement | Issued | Installation / Repair - Commercial - Tenant improvement for office including lighting, lighting control, emergency lighting, distribution and fire alarm devices. The only motor loads we have are for 4 EF's and 1 FC being fed from a base building panel. All are 1P15A loads. >BP: First TI Interior alterations to provide tenant improvements for the entire 26th floor- Office (Group D) tenant at Suite #2600 in this existing mixed use building on this site. Scope of work includes the addition of 1 universal washroom, 1 accessible universal washroom, an elevator lobby, office partitions and doors. Thorsteinssons law firm will occupy the entire office floor of 1090 West Pender Street (Bentall 6). This is a CP Process Permit and the applicant is Robert (Bob) Heikkila, P. Eng., CP. ***REVIEWED UNDER VBBL 2019 WITH AMENDMENTS EFFECTIVE ON JUL 01, 2023*** STAGED CONSTRUCTION Stage 1: Full Construction (Nov 9/23, S.Le) | Bridge Electric Corp
NULL | NULL | 1090 W PENDER STREET, Vancouver, BC V6E 2N7 | Plumbing Permit | Commercial | Tenant Improvement | Draft | Commercial - Drainage, Water Piping, Backflow Preventers, fixtures | Broyce Mechanical Ltd
EP-2023-10982 | 2023-12-08 | 1090 W PENDER STREET, Vancouver, BC V6E 2N7 | Electrical Permit | Commercial | New | Completed | Installation / Repair - Commercial - LED Video wall installation **Amend 12/14/2022** Adding video on wall in the lobby | VS Electric Ltd
EP-2023-11171 | NULL | 1090 W PENDER STREET, Vancouver, BC V6E 2N7 | Electrical Permit | Commercial | Tenant Improvement | Withdrawn | Interim - Commercial - Tenant improvement for office including lighting, lighting control, emergency lighting, distribution and fire alarm. While waiting for Permit EP-2023-10901 to be issued. First TI Interior alterations to provide tenant improvements for the entire 26th floor- Office (Group D) tenant at Suite #2600 in this existing mixed use building on this site. Scope of work includes the addition of 1 universal washroom, 1 accessible universal washroom, an elevator lobby, office partitions and doors. | Bridge Electric Corp
NULL | NULL | 1090 W PENDER STREET, Vancouver, BC V6E 2N7 | Plumbing Permit | Commercial | Tenant Improvement | Draft | Commercial - New drainage and water pipe, rough in and installation of new bathroom fixtures, backflow and seismic testing | Broyce Mechanical Ltd
PP-2023-04290 | 2023-12-14 | 1090 W PENDER STREET, Vancouver, BC V6E 2N7 | Plumbing Permit | Commercial | Tenant Improvement | Issued | Commercial - SUITE #2600 - 26TH FLOOR - New cast iron and copper piping and fixtures. new rough in and installation of bathroom fixtures. backflow and seismic testing >BP: First TI Interior alterations to provide tenant improvements for the entire 26th floor- Office (Group D) tenant at Suite #2600 in this existing mixed use building on this site. Scope of work includes the addition of 1 universal washroom, 1 accessible universal washroom, an elevator lobby, office partitions and doors. | Broyce Mechanical Ltd
EP-2024-00566 | NULL | 1090 W PENDER STREET, Vancouver, BC V6E 2N7 | Electrical Permit | Commercial | Renovation | Application Incomplete | Installation / Repair - Commercial - Installation of class 2 circuits for access controls system | Ainsworth Inc
EP-2023-09846 | 2023-11-01 | 1090 W PENDER STREET, Vancouver, BC V6E 2N7 | Electrical Permit | Commercial | NULL | Issued | Annual / Operating - Electrical maintenance of building Valid: Nov 1, 2023 to Oct 31, 2024 | Bridge Electric Corp
EP-2023-09702 | 2023-11-06 | 1090 W PENDER STREET, Vancouver, BC V6E 2N7 | Electrical Permit | Commercial | Addition | Issued | Installation / Repair - Commercial - Installation of a ULC listed dialer for the monitoring of the fire panel only | Chubb Fire & Security Canada Corp
SP-2023-01696 | 2023-12-01 | 1090 W PENDER STREET, Vancouver, BC V6E 2N7 | Sprinkler Permit | Commercial | Tenant Improvement | Issued | Commercial - For sprinkler system alterations to the 2019 VBBL and NFPA 13, 2013 for the tenant improvements to provide interior alterations for Thorsteinssons law firm to occupy the entire office floor on Level 26 of 1090 West Pender Street (Bentall 6), which is currently under construction. The scope of work includes the addition of 1 universal washroom, 1 accessible universal washroom, an elevator lobby, and office partitions and doors as indicated in the architectural drawings. Engineer of Record: Sandy Chen 604-520-7300 schen@gisborne.com Flexible Sprinkler Pipe - Thoresteinssons - Automatic sprinkler system has been designed for the use of Victaulic AH-2 flexible sprinkler drops with 1/2" outlets, up to 48" with a maximum of 8 90² degree bends at a 2" bend radius for use with standard spray pendent sprinklers as noted on the sprinkler system shop drawings in the tenant improvement area only. | Gisborne Industrial Construction Ltd
EP-2022-09909 | 2022-11-23 | 1090 W PENDER STREET, Vancouver, BC V6E 2N7 | Electrical Permit | Commercial | New | Issued | Installation / Repair - Commercial - Installation of Class II circuits for new Access Control and Video Surveillance Systems | ESC Automation Inc
EP-2022-09910 | 2022-11-23 | 1090 W PENDER STREET, Vancouver, BC V6E 2N7 | Electrical Permit | Commercial | New | Issued | Installation / Repair - Commercial - Installation of network racks, switches, equipment, data cabling, and fiber optics for OT Network | ESC Automation Inc
EP-2023-01883 | 2023-03-06 | 1090 W PENDER STREET, Vancouver, BC V6E 2N7 | Electrical Permit | Commercial | New | Issued | Temporary Power - Commercial - To provide temporary power. | Bridge Electric Corp
EP-2023-02313 | 2023-03-17 | 1090 W PENDER STREET, Vancouver, BC V6E 2N7 | Electrical Permit | Commercial | New | Issued | Temporary Power - Commercial - To provide temporary power. | Bridge Electric Corp
EP-2023-07156 | 2023-08-08 | 1090 W PENDER STREET, Vancouver, BC V6E 2N7 | Electrical Permit | Commercial | Addition | Completed | Installation / Repair - Commercial - Installation of conduits only for the City of Vancouver duct bank. Work is for civil conduits being installed for future street lighting on property line of new building; involves installing new conduit, and a lamp pole base with 1 ground plate and bond; these conduits are for future provisions only. >BP: To construct new 32 storey office tower with 7 storeys below grade. Commercial retail and assembly suites on the first storey, and offices on the above grade levels. STAGED CONSTRUCTION SHELL PERMIT Stage I (excavation/shoring) issued September 20, 2019. Revision 1: revision to Stage I (excavation/shoring) permit to set the excavation farther away from the Skytrain Tunnel (issued May 19). Stage II (foundation to grade) issued July 3, 2020. Stage III (full construction) issued August 21,2020. Revision 2: to construct a new water meter room and a new sump room Change of mechanical EoR: Alex Mitro replaced J.S.Tessier as of Nov. 26, 21. | Kybe Electrical Contracting Ltd
EP-2022-02029 | 2022-03-15 | 1090 W PENDER STREET, Vancouver, BC V6E 2N7 | Electrical Permit | Commercial | New | Completed | Installation / Repair - Commercial - Install heat trace to WSP in Parkade; electrical connections by others >BP: To construct new 32 storey office tower with 7 storeys below grade. Commercial retail and assembly suites on the first storey, and offices on the above grade levels. STAGED CONSTRUCTION SHELL PERMIT Stage I (excavation/shoring) issued September 20, 2019. Revision 1: revision to Stage I (excavation/shoring) permit to set the excavation farther away from the Skytrain Tunnel (issued May 19). Stage II (foundation to grade) issued July 3, 2020. Stage III (full construction) issued August 21,2020. Revision 2: to construct a new water meter room and a new sump room Change of mechanical EoR: Alex Mitro replaced J.S.Tessier as of Nov. 26, 21. | Artech Electric Ltd
EP-2022-02031 | 2022-03-15 | 1090 W PENDER STREET, Vancouver, BC V6E 2N7 | Electrical Permit | Commercial | New | Completed | Installation / Repair - Commercial - Parkade: Install heat trace to DCW, hosebibb, ptraps, pumped storm & sanitary, condenser water & chilled water at ramp. Rooftop: Install heat trace to condenser water, DCW makeup water for cooling towers x 2. All electrical connections by others >BP: To construct new 32 storey office tower with 7 storeys below grade. Commercial retail and assembly suites on the first storey, and offices on the above grade levels. STAGED CONSTRUCTION SHELL PERMIT Stage I (excavation/shoring) issued September 20, 2019. Revision 1: revision to Stage I (excavation/shoring) permit to set the excavation farther away from the Skytrain Tunnel (issued May 19). Stage II (foundation to grade) issued July 3, 2020. Stage III (full construction) issued August 21,2020. Revision 2: to construct a new water meter room and a new sump room Change of mechanical EoR: Alex Mitro replaced J.S.Tessier as of Nov. 26, 21. | Artech Electric Ltd
EP-2022-01649 | 2022-03-01 | 1090 W PENDER STREET, Vancouver, BC V6E 2N7 | Electrical Permit | Commercial | New | Expired | Temporary Power - Commercial - To provide temporary power. | Bridge Electric Corp
EP-2022-01647 | 2022-03-01 | 1090 W PENDER STREET, Vancouver, BC V6E 2N7 | Electrical Permit | Commercial | New | Expired | Temporary Power - Commercial - To provide temporary power. | Bridge Electric Corp
EP-2022-02711 | 2022-04-29 | 1090 W PENDER STREET, Vancouver, BC V6E 2N7 | Electrical Permit | Commercial | New | Completed | Installation / Repair - Commercial - Supply and install low voltage controls -Supply and installation low voltage controls; Mechanical HVAC equipment controls work which is limited to 24vac; Minimal 120v single phase work for transformer installations; fan coil and VAV install and commissioning >BP: To construct new 32 storey office tower with 7 storeys below grade. Commercial retail and assembly suites on the first storey, and offices on the above grade levels. STAGED CONSTRUCTION SHELL PERMIT Stage I (excavation/shoring) issued September 20, 2019. Revision 1: revision to Stage I (excavation/shoring) permit to set the excavation farther away from the Skytrain Tunnel (issued May 19). Stage II (foundation to grade) issued July 3, 2020. Stage III (full construction) issued August 21,2020. Revision 2: to construct a new water meter room and a new sump room | ESC Automation Inc
EP-2023-08857 | 2023-10-17 | 4367 FLEMING STREET, Vancouver, BC | Electrical Permit | Commercial | Addition | Completed | Installation / Repair - Commercial - Installation of already roughed in cable for EV Charger | TCA Industries Ltd
GP-2022-01040 | 2022-04-04 | 3117 W 49TH AVENUE, Vancouver, BC V6N 3T3 | Gas Permit | Residential | New | Completed | Residential - new 2 psi steel gas line to the boiler room and a low pressure steel line to the range and bbq, 1 FIREPLACE PIPING ONLY **Amend 01/09/2023** add 1 Fire place @ 25,000 BTU Piping only AMEND: JAN 20/2023 Add 1 fire place line piping only we don't have a model to gauge there should be 75,000 btus | Paton Plumbing Worx Inc
EP-2022-01975 | 2022-03-10 | 3117 W 49TH AVENUE, Vancouver, BC V6N 3T3 | Electrical Permit | Residential | New | Expired | Temporary Power - Residential - To provide temporary power. | Vancouver Lighthouse Electrical Ltd
EP-2022-01051 | 2022-02-11 | 3117 W 49TH AVENUE, Vancouver, BC V6N 3T3 | Electrical Permit | Residential | New | Completed | Installation / Repair - Residential - security alarm, tel/data/cable, CCTV, intercom -It is COMPLETE SECURITY ALARM. >BP: To construct a 2 storey one-family dwelling with an attached garage providing 2 parking spaces, having vehicular access from West 49th avenue Note: This is a 2 storey building pursuant to the Zoning and Development By-Law 1- Bar/Sink proposed in rec room cellar 2- A/C unit proposed in rear yard 3- Schedule B: Scott Ash-Anderson P.Eng (604-228-0518) Structural 4. Schedule B: Zhao Guan P.Eng (778-868-5635) Geotechnical 5. Schedule B: Hedayat Paknejad P.Eng.( 778-223-3339 ) Structural- Glass Guard Railing HPO Homeworx Holdings Ltd. 604-836-6353 ******THIS PERMIT HAS BEEN ISSUED UNDER THE REQUIREMENTS OF VBBL 2014 AND THE GREEN HOMES PROGRAM************ | Orca Automation Corp
GP-2022-03921 | 2022-12-09 | 3117 W 49TH AVENUE, Vancouver, BC V6N 3T3 | Gas Permit | Residential | New | Completed | Residential - 1FD - installation of 1 gas fireplace - venting and hook up only >DB: To construct a 2 storey one-family dwelling with an attached garage providing 2 parking spaces, having vehicular access from West 49th avenue Note: This is a 2 storey building pursuant to the Zoning and Development By-Law 1- Bar/Sink proposed in rec room cellar 2- A/C unit proposed in rear yard | Urban Fireplaces Ltd
PP-2023-00246 | 2023-01-24 | 3117 W 49TH AVENUE, Vancouver, BC V6N 3T3 | Plumbing Permit | Residential | New | Completed | Residential - Outdoor irrigation system >BP: To construct a 2 storey one-family dwelling with an attached garage providing 2 parking spaces, having vehicular access from West 49th avenue Note: This is a 2 storey building pursuant to the Zoning and Development By-Law 1- Bar/Sink proposed in rec room cellar 2- A/C unit proposed in rear yard 3- Schedule B: Scott Ash-Anderson P.Eng (604-228-0518) Structural 4. Schedule B: Zhao Guan P.Eng (778-868-5635) Geotechnical 5. Schedule B: Hedayat Paknejad P.Eng.( 778-223-3339 ) Structural- Glass Guard Railing HPO Homeworx Holdings Ltd. 604-836-6353 | Bacabon Landscape Ltd
EP-2023-04698 | 2023-08-08 | 157 W 20TH AVENUE, Vancouver, BC V5Y 2C4 | Electrical Permit | Residential | Addition | Completed | Installation / Repair - Residential - Electrical portion of outdoor condenser unit for heat pump *MP-2023-00993: Issued (Heating and Cooling) | Daniel Topping
EP-2023-09957 | 2023-11-06 | 5699 BAILLIE STREET, Vancouver, BC V5Z 3M7 | Electrical Permit | Commercial | NULL | Issued | Annual / Operating - Annual Operating permit | High Volt Electrical Service Corp
MP-2022-00310 | 2022-09-30 | 311 E 6TH AVENUE #118, Vancouver, BC | Mechanical Permit | NULL | NULL | Completed | NULL | Milani Electric Limited
EP-2022-05782 | 2022-07-11 | 311 E 6TH AVENUE #118, Vancouver, BC | Electrical Permit | Residential | Renovation | Completed | Installation / Repair - Residential - Electrical supply for Dsplit >BP: Exterior alterations to install a heat pump on the balcony of this dwelling unit #118 on the 1st floor of this existing multiple dwelling building on this site. Ok for field review as per Kirat Kang March 26, 2022 Schedule B - Architectural/Structural - John R. Steiner - 604-687-8812 | Milani Electric Limited
PP-2023-00688 | 2023-03-01 | 6565 VICTORIA DRIVE, Vancouver, BC | Plumbing Permit | Commercial | Addition | Completed | Commercial - Adding three sinks >BP: Interior alterations to install hand sinks and to change the use from general office to beauty and wellness with ancillary retail. Scope of work includes coring of the slab for plumbing fixtures. | West Pender Mechanical Ltd
EP-2023-02688 | NULL | 258 W 62ND AVENUE, Vancouver, BC | Electrical Permit | Residential | Addition | Withdrawn | Installation / Repair - Residential - Add receptacle for EV charging stall 18 | ENERGY ELECTRIC LTD
EP-2023-00843 | 2023-03-03 | 5115 CAMBIE STREET, Vancouver, BC V5Z 2Z6 | Electrical Permit | Commercial | Renovation | Completed | Installation / Repair - Commercial - EV Ready Infrastructure Installation. 54 EV Ready parking stalls with 4:1 circuit sharing, Unico EMS with Aprisa 32A level 2 chargers. *Amend Jul 05, 2023 -"Add EVSEs for stalls 21, 48 & 12" *Amend Jun 21, 2023 -Add 15 EVSEs for stalls: 32, 14, 20, 64, 63, 41, 57, 25, 47, 38, 39/40, 6, 9/10, 15, 29/30 -Original electrical drawings (attached to documents folder) showed the load calculations and infrastructure for all 54 stalls in the parkade to local ceiling mounted splitters throughout the parkade. The requested amendment is now asking to install 15 EVSEs already accounted for in the original infrastructure design which will be wired from the local splitter to the EVSE in the stall noted. | Stream Energy Systems Inc
EP-2023-05890 | NULL | 5115 CAMBIE STREET, Vancouver, BC V5Z 2Z6 | Electrical Permit | Commercial | Addition | Withdrawn | Installation / Repair - Commercial - Install new EV Charging distribution infrastructure | Fettback & Heesterman Energy Ltd
EP-2023-06022 | 2023-07-06 | 5115 CAMBIE STREET, Vancouver, BC V5Z 2Z6 | Electrical Permit | Commercial | NULL | Issued | Annual / Operating - Maintenance of EV-EMS & EV power distribution. | Stream Energy Systems Inc
EP-2023-10713 | 2023-12-11 | 5115 CAMBIE STREET, Vancouver, BC V5Z 2Z6 | Electrical Permit | Commercial | Addition | Issued | Installation / Repair - Commercial - Installation of EVSE into existing EV infrastructure/ Parking Stall 21 *SEE EP-2023-00843 ¦ EV Ready Infrastructure Installation.54 EV Ready parking stalls with 4:1 circuit sharing | Berts Electric (2001) Ltd
EP-2023-07170 | 2023-08-08 | 2777 OAK STREET, Vancouver, BC V6H 3N3 | Electrical Permit | Residential | Renovation | Issued | Installation / Repair - Residential - We are going to start a safety check of the building, specifically focusing on the electrical pig tail wire connections involving copper and aluminum wires in all units and common areas. Our inspection will primarily be a visual assessment of accessible areas. WE will do work as a unit wise and we will be coordinating with the city inspection for selected units. | G K Electric Ltd
GP-2022-03501 | 2022-11-09 | 3860 W 19TH AVENUE, Vancouver, BC V6S 1C8 | Gas Permit | Residential | Tenant Improvement | Completed | Residential - replaced hot water heater | Campbell Care Plumbing, Heating & Air Ltd.
PP-2022-01176 | 2022-04-07 | 788 RICHARDS STREET, Vancouver, BC V6B 0C7 | Plumbing Permit | Commercial | New | Completed | Commercial - 5TH FLOOR - Supply and install (3) 1/2" DCVA's for the men's steam heat supply, women's steam heat supply, and water filter in women's changeroom on 5th floor. | Mega Hydronics inc
GP-2022-01017 | 2022-04-01 | 1615 DRUMMOND DRIVE, Vancouver, BC V6T 1B7 | Gas Permit | Residential | Renovation | Completed | Residential - Installation of 1 gas fireplace - venting and hook up only.. | Urban Fireplaces Ltd
EP-2023-04134 | 2023-06-01 | 788 RICHARDS STREET, Vancouver, BC V6B 0C7 | Electrical Permit | Commercial | Renovation | Completed | Installation / Repair - Commercial - Using an existing EV charger circuit to share between 4 locations by using a management system. We are interested in utilizing the existing charger circuits to implement the EVEMS (Electric Vehicle Energy Management System) without requiring additional power for our installation. Our plan is to leverage the existing installed power system, which has already undergone inspection in 2018 and is still operational (Electrical Permit EP-2018-10298). The EVEMS panel will function as a time-based distribution panel, utilizing the same circuits to provide power to other cars as well. so the load calculation has been done by the previous contractor in 2018. In the proposed system, our intention is to integrate the EVECTRIX EVEMS panel. This panel will effectively manage the available power and distribute it among four EV chargers, taking into account various factors such as time, the presence of EVs, and current sampling. To power the EVECTRIX panel, we will require a feeder of 1X50A 208/240VAC. For this purpose, we will utilize the feeder of Wallbox charger #1 from the current setup. By employing this configuration, we will be able to accommodate four 40A chargers. The EVECTRIX panel will activate the respective outputs according to a predetermined time-based schedule and an embedded queue algorithm. The utilization of this panel eliminates the need for load-sharing EV chargers, and it is compatible with all types of level 2 EV chargers. Moreover, the system operates independently and does not rely on external connections. | Cyrus Electric Ltd
PP-2022-04139 | 2022-11-17 | 4188 PUGET DRIVE, Vancouver, BC V1V 1V1 | Plumbing Permit | Residential | Addition | Completed | Residential - Installing two PRV's on irrigation system as first permit pulled failed inspection because of missing PRV's. >BP: To construct a 2 storey one-family dwelling with a secondary suite located in the Cellar with a detached accessory building (garage) , at the rear providing 3 parking spaces, having vehicular access from the lane. 1. Covenant registered at land title office under CA5710817 2. A/C unit proposed 3. Structural & Geotechnical : Tim Lam Cell: 604 255-7670 4. HPO - Abstract Homes & Renovations Inc. Sandro Stefanucci 604-240-5306 5. Bar sink proposed in cellar ******This permit as been issued under the requirements of the VBBL 2014 and the green homes plan.****** | Tom's Sprinklers
PP-2022-01415 | 2022-04-27 | 4188 PUGET DRIVE, Vancouver, BC V1V 1V1 | Plumbing Permit | Residential | Addition | Completed | Residential - 1FD+SS - Back flow preventer To construct a 2 storey one-family dwelling with a secondary suite located in the Cellar with a detached accessory building (garage) , at the rear providing 3 parking spaces, having vehicular access from the lane. Address note: 4188 Puget Drive- main dwelling unit 4180 Puget Drive- Secondary suite 1. Covenant registered at land title office under CA5710817 2. A/C unit proposed 5. Bar sink proposed in cellar | Kalsi Plumbing Services Ltd
EP-2022-04669 | 2022-06-03 | 398 ROBSON STREET, Vancouver, BC V6B 2B2 | Electrical Permit | Commercial | Tenant Improvement | Completed | Installation / Repair - Commercial - INSTALL T-STATS METER AND CONTROLLER FOR BMS CONTROL. CABLING BY OTHERS. COMMISSION >BP: Exterior and interior alterations for the new tenant, Chipotle, at this existing Restaurant (Group A2) on the ground floor of 16-storey mixed-used building. Scope of work includes: - New kitchen equipment and exhaust system - New interior layout and finishes - Remove exterior door on Homer Street. Building Review Notes: Proposed occupant load = 17 persons (12 interior seats + 5 staff). Maximum occupant load can not exceed 25 (including patio) due to washroom capacity. Mechanical Review Notes: 1. Class 1 cooking operations (Grease-Laden Vapours). 2. Commercial kitchen exhaust system to NFPA 96 (Type 1 hood). * Reviewed as per VBBL 2019 and Processed during Pandemic Crisis.* | Canem Systems Ltd
EP-2022-04534 | 2022-05-31 | 398 ROBSON STREET, Vancouver, BC V6B 2B2 | Electrical Permit | Commercial | Addition | Completed | Installation / Repair - Commercial - Install data cable ft6 wire or in pipe >BP: Exterior and interior alterations for the new tenant, Chipotle, at this existing Restaurant (Group A2) on the ground floor of 16-storey mixed-used building. Scope of work includes: - New kitchen equipment and exhaust system - New interior layout and finishes - Remove exterior door on Homer Street. Building Review Notes: Proposed occupant load = 17 persons (12 interior seats + 5 staff). Maximum occupant load can not exceed 25 (including patio) due to washroom capacity. Mechanical Review Notes: 1. Class 1 cooking operations (Grease-Laden Vapours). 2. Commercial kitchen exhaust system to NFPA 96 (Type 1 hood). * Reviewed as per VBBL 2019 and Processed during Pandemic Crisis.* | SCE Telecom Inc
PP-2022-01095 | 2022-04-06 | 398 ROBSON STREET, Vancouver, BC V6B 2B2 | Plumbing Permit | Commercial | Renovation | Completed | Commercial - installation of the plumbing system for chipotle restaurant as per plumbing codes and mechanical drawings. >>>> Amend: June 23rd -Addition of 3 backflows 11-2 “x 3 rpba back-flow devices to the chemical dispensers as per requirement by waterworks | New Gen Mechanical Ltd
NULL | NULL | 398 ROBSON STREET, Vancouver, BC V6B 2B2 | Gas Permit | Commercial | Tenant Improvement | Withdrawn | Commercial - Running black iron gas line from existing stub out to respective units through solenoid valve assembly. | New Gen Mechanical Ltd
EP-2022-00747 | 2022-02-04 | 398 ROBSON STREET, Vancouver, BC V6B 2B2 | Electrical Permit | Commercial | Renovation | Completed | Installation / Repair - Commercial - Tenant improvement retail food restaurant -Restaurant TI, relocate electrical panels, all new lighting and power. Power for restaurant equipment, new fire alarm zone for hood suppression system, 3 new fire alarm speakers, new speaker power supply. Verification of fire alarm work by a 3rd party. BP:Exterior and interior alterations for the new tenant, Chipotle, at this existing Restaurant (Group A2) on the ground floor of 16-storey mixed-used building. Scope of work includes: - New kitchen equipment and exhaust system - New interior layout and finishes - Remove exterior door on Homer Street. Building Review Notes: Proposed occupant load = 17 persons (12 interior seats + 5 staff). Maximum occupant load can not exceed 25 (including patio) due to washroom capacity. Mechanical Review Notes: 1. Class 1 cooking operations (Grease-Laden Vapours). 2. Commercial kitchen exhaust system to NFPA 96 (Type 1 hood). * Reviewed as per VBBL 2019 and Processed during Pandemic Crisis.* >>>>>>>> Amend: May 10th We are re feeding the existing 2x 200amp 120/208v services. The existing is feed in slab, we need to relocate the panels and have pulled new tech over head. So it would be just a relocate. Also have been told by inspector we need to add grounding and bonding selected on the details so we can book a service inspection | Keystone Electric Ltd
SP-2022-00047 | NULL | 398 ROBSON STREET, Vancouver, BC V6B 2B2 | Sprinkler Permit | Commercial | Tenant Improvement | Withdrawn | Commercial - Sprinkler head adds and deletes Exterior and interior alterations for the new tenant, Chipotle, at this existing Restaurant (Group A2) on the ground floor of 16-storey mixed-used building. Scope of work includes: - New kitchen equipment and exhaust system - New interior layout and finishes - Remove exterior door on Homer Street. This application does not include any of the following: 1. Not more than 20 sprinklers (add, relocate, or remove), 2. hydraulic calculations, 3. change in occupancy and /or hazard classification, 4. warehouse storage arrangements, 5. mobile compact storage arrangements, 6. alternative solutions, 7. changes to the sprinkler system supply piping (e.g. valves, mains, cross-mains, branch-lines, etc.), or 8. flexible sprinkler pipe. | Troy Life & Fire Safety Limited Protection Incendia Troyu Ltee
EP-2022-00616 | 2022-01-27 | 398 ROBSON STREET, Vancouver, BC V6B 2B2 | Electrical Permit | Commercial | Tenant Improvement | Completed | Installation / Repair - Commercial - Extra Low Voltage - Installing upgraded Security Alarm System >BP: Exterior and interior alterations for the new tenant, Chipotle, at this existing Restaurant (Group A2) on the ground floor of 16-storey mixed-used building. Scope of work includes: - New kitchen equipment and exhaust system - New interior layout and finishes - Remove exterior door on Homer Street. Building Review Notes: Proposed occupant load = 17 persons (12 interior seats + 5 staff). Maximum occupant load can not exceed 25 (including patio) due to washroom capacity. Mechanical Review Notes: 1. Class 1 cooking operations (Grease-Laden Vapours). 2. Commercial kitchen exhaust system to NFPA 96 (Type 1 hood). * Reviewed as per VBBL 2019 and Processed during Pandemic Crisis.* | Tyco Integrated Fire & Security Canada Inc/Tyco Feu Et Securite Integres Canada Inc
SP-2021-01857 | 2022-01-24 | 398 ROBSON STREET, Vancouver, BC V6B 2B2 | Sprinkler Permit | Commercial | Tenant Improvement | Completed | Commercial - Tenant Improvement for restaurant >Exterior and interior alterations for the new tenant, Chipotle, at this existing Restaurant (Group A2) on the ground floor of 16-storey mixed-used building. Scope of work includes: - New Class 1 cooking operation and kitchen exhaust system - New interior layout - Remove exterior door on Homer Street. Building Review Notes: Proposed occupant load = 17 persons (12 interior seats + 5 staff). Maximum occupant load can not exceed 25 due to washroom restriction. Mechanical Review Notes: 1. Class 1 cooking operations (Grease-Laden Vapours). 2. Commercial kitchen exhaust system to NFPA 96 (Type 1 hood). *** This permit has been reviewed under the 2019 Vancouver Building By-law (#12511). *** Processed during the Covid-19 pandemic | Troy Life & Fire Safety Limited Protection Incendia Troyu Ltee
EP-2022-05414 | 2022-06-24 | 398 ROBSON STREET, Vancouver, BC V6B 2B2 | Electrical Permit | Commercial | Renovation | Completed | Installation / Repair - Commercial - Tenant improvement - Correct ELV Cabling Exterior and interior alterations for the new tenant, Chipotle, at this existing Restaurant (Group A2) on the ground floor of 16-storey mixed-used building. Scope of work includes: - New kitchen equipment and exhaust system - New interior layout and finishes - Remove exterior door on Homer Street. | Canem Systems Ltd
EP-2022-05348 | 2022-06-23 | 398 ROBSON STREET, Vancouver, BC V6B 2B2 | Electrical Permit | Commercial | Tenant Improvement | Completed | Installation / Repair - Commercial - running 6 short cat6 ft6 cables for CCTV Exterior and interior alterations for the new tenant, Chipotle, at this existing Restaurant (Group A2) on the ground floor of 16-storey mixed-used building. Scope of work includes: - New kitchen equipment and exhaust system - New interior layout and finishes - Remove exterior door on Homer Street. | Combined Systems Inc
EP-2022-05349 | NULL | 398 ROBSON STREET, Vancouver, BC V6B 2B2 | Electrical Permit | Commercial | Tenant Improvement | Withdrawn | Installation / Repair - Commercial - Extra Low Voltage - Installing new upgraded Security Alarm System | Tyco Integrated Fire & Security Canada Inc/Tyco Feu Et Securite Integres Canada Inc
EP-2023-08376 | 2023-09-29 | 2711 SKEENA STREET, Vancouver, BC V5M 4T1 | Electrical Permit | Commercial | NULL | Issued | Annual / Operating - Maintenance of existing operating electrical equipment in compliance with the Electrical By-law No. 5563. CF-2023-009044 | Centre Electric Ltd
EP-2023-09956 | 2023-11-06 | 655 W 41ST AVENUE, Vancouver, BC V5Z 2N1 | Electrical Permit | Commercial | NULL | Issued | Annual / Operating - Annual operating permit | High Volt Electrical Service Corp
EP-2023-06825 | 2023-08-15 | 655 W 41ST AVENUE, Vancouver, BC V5Z 2N1 | Electrical Permit | Commercial | Addition | Issued | Installation / Repair - Commercial - Electric Vehicle Charging Infrastructure - Wiring installation for future electric vehicle supply equipment (EVSE). Install three new 200 amp 208V 3 PH EV panel, install total 33 new 40 amp (max 32amp) circuits, each one will be 6656W, with power sharing 3:1 to sharing one 40 amp circuit, will be install totally 97 parking lot with EV wires ready, to do the infrastructure all around the parking, by using emt pipe and RW90 wires. Existing Service: Primary 12470V Secondary Residential 600 KVA 208/120V 1800A, SecondaryHouse load 750KVA 600/347V 800A. Existing one 800A, 208/120V, 3Ph 4W EV panel. Existing 29 EV stalls with 6-50 Receptacles. Remove existing 29, 6-50 Receptacles, put blank cover on the top. Remove 20 existing 40A Dp Breakers which at the 800 A EV panel. Install three 200 amp 3PH breakers inside the 800A EV panel. Pull three 250 KCMIL 4C ACWU from the 800A EV panel to parking LV1 and LV2. Install three 200 A panel, one at the LV1, two at LV2. Install three inch EMT pipe from new EV panels to the junction boxes at the ceiling. Install one inch EMT pipe from the ceiling junction boxes to parking stalls, and install 4 by 4 boxes with covers for future used. Install car stopper at each parking stalls. | LK Electrical LTD
EP-2022-09502 | 2022-11-10 | 1831 FRANKLIN STREET, Vancouver, BC V5L 1P9 | Electrical Permit | Commercial | New | Expired | Temporary Power - Commercial - To provide temporary power. Renewal of EP-2021-07176 Valid: Sep 27, 2022 to Sep 26, 2023 | 0777792 BC Ltd
EP-2023-00172 | 2023-01-12 | 1831 FRANKLIN STREET, Vancouver, BC V5L 1P9 | Electrical Permit | Commercial | NULL | Expired | Annual / Operating - Maintenance of existing operating electrical equipment. Note: To perform regular maintenance on the high voltage equipment, the owner must obtain services of a licensed electrical contractor who has a Class A certified FSR named on the licence under a permit, or other persons authorized under the Safety Standards Act. | SPECTRUM ELECTRIC LTD
EP-2022-10450 | 2022-12-13 | 1831 FRANKLIN STREET, Vancouver, BC V5L 1P9 | Electrical Permit | Commercial | New | Completed | Installation / Repair - Commercial - Heat Trace to Domestic cold/hot/drainage/grease waste in Parkade, 2nd & 3rd floor >BP: To construct a 4-storey (3-storey with basement under Zoning and Development Bylaw) purpose-built Cold Storage Plant with ancillary offices for Hallmark Farms consisting: 1st storey - loading, parking area and staff facilities 2nd storey - production and cooler storage 3rd storey - freezer storage 4th storey - packaging and office operations all having vehicular access from lane. Class 3 Cooking (Test Kitchen): 1. Class 3 cooking operations (Test Kitchen). 2. Domestic hood with a grease filter required. Limited smoke and grease laden vapours are produced (i.e. similar to normal usage in a single-family home). 3. For applications outside a dwelling unit post a sign, “This is a Class 3 Cooking Operation, with a grease capacity alike to a single-family residence. No commercial cooking is permitted, including preparation of meals for more than a normal household on a regularly repeated basis.” Related to DP-2017-00059 and M/A DP-2019-00470. This permit has been reviewed under the 2014 Vancouver Building By-law (#10908). STAGED CONSTRUCTION Stage 1 - Excavation and Full Structure - issued March 26, 2020 Revision 1 - Revised Excavation and Shoring - issued May 29, 2020 Revision 2 - Revised Structural drawings for relocated gas meter - issued April 14, 2021 Stage 2 - Full Construction - issued June 3, 2021. Revision 3 - Change of Building Envelope Professional - issued December 7, 2022 | BRENMACK ELECTRIC LTD
EP-2024-00623 | 2024-01-31 | 1831 FRANKLIN STREET, Vancouver, BC V5L 1P9 | Electrical Permit | Commercial | NULL | Issued | Annual / Operating - Annual Operating permit -renewal of: EP-2023-00172 Valid from January 13th, 2024 - January 12th 2025 Maintenance of existing operating electrical equipment. Note: To perform regular maintenance on the high voltage equipment, the owner must obtain services of a licensed electrical contractor who has a Class A certified FSR named on the licence under a permit, or other persons authorized under the Safety Standards Act. | SPECTRUM ELECTRIC LTD
EP-2023-08142 | 2023-09-08 | 1783 W 14TH AVENUE, Vancouver, BC V1V 1V1 | Electrical Permit | Commercial | NULL | Issued | Annual / Operating - Annual Operating permit -To renew expiring AOP EP-2022-08299 Valid: October 6, 2023 to September 5, 2024 Sept 13/2023-AMEND Change date of Valid permit to October 6,2023 to Oct 5, 2023 Sept 13/2023-AMEND to change date of permit to Oct 6,2023 to Oct 5, 2024 | Houle Electric Limited
EP-2022-08299 | 2022-09-29 | 1783 W 14TH AVENUE, Vancouver, BC V1V 1V1 | Electrical Permit | Commercial | NULL | Expired | Annual / Operating - Annual Operating permit -To renew expiring AOP EP-2021-07028 Valid: October 6, 2022 to October 5, 2023 | Houle Electric Limited
EP-2022-07442 | 2023-01-26 | 1783 W 14TH AVENUE, Vancouver, BC V1V 1V1 | Electrical Permit | Commercial | Addition | Completed | Installation / Repair - Commercial - Bike Charging Station: Supply and install bike share panel with mini breakers and main breaker. Connect to 120/208V 20 amp cct provided by city or property manager. Run 16/2 cable tire from panel board to each charging dock, terminate connections. Run no.10 AWG bond from panel board to each charging doc. Verification and testing. >>location: 14th Ave and Burrard. Mobi/ Shaw bike share station outside building | MJR Electric Ltd
EP-2022-02707 | 2022-05-06 | 485 W 8TH AVENUE, Vancouver, BC V5Y 3Z5 | Electrical Permit | Commercial | Renovation | Completed | Installation / Repair - Commercial - The additional of fifteen (15) smoke detectors as per engineer drawings submitted under BP-2022-01618 >BP: proposed addition of fifteen (15) smoke detectors as required under Bulletin 2018-004-BU/EL Letter of assurance provided by: Schedule B (Architectural & Electrical): STEPHANE F. JACOB, P.ENG, 604-435-5750 Voluntary upgrade of existing fire alarm system | Fina Electrical Systems Ltd
EP-2023-05550 | 2023-06-22 | 485 W 8TH AVENUE, Vancouver, BC V5Y 3Z5 | Electrical Permit | Commercial | NULL | Issued | Annual / Operating - Maintenance of existing operating electrical equipment | Fina Electrical Systems Ltd
EP-2023-00656 | 2023-01-27 | 425 W 8TH AVENUE, Vancouver, BC V5Y 3Z5 | Electrical Permit | Commercial | Renovation | Completed | Installation / Repair - Commercial - Exterior Amenity Space Upgrade - Upgrade transformer; Install new circuit breakers; Install branch wiring; Install lighting and lighting controls; Install patio heaters; Mechanical connections. This is for an Apartment building exterior amenities /bbq area. Note: Exterior lighting alteration must comply with the applicable requirements of Clause 10.2.2.2.(2)(e) of the VBBL. | Leading Edge Electric Inc
EP-2022-01354 | 2022-02-22 | 2565 MAPLE STREET, Vancouver, BC V6J 0C8 | Electrical Permit | Commercial | NULL | Expired | Annual / Operating - ANNUAL OPERATING PERMIT VALID FROM: FEB 25/2022 TO FEB 24/2023 EXPIRING PERMIT: EP-2021-01230 Annual Operating Permit for 2565 Maple St East Tower & 2033 W 10th Ave West Tower. Both towers share the same building infrastructure and the 1x electrical vault. NEW STRATA MANAGEMENT COMPANY IS FIRST SERVICE RESIDENTIAL. | Houle Electric Limited
EP-2023-01311 | 2023-02-15 | 2565 MAPLE STREET, Vancouver, BC V6J 0C8 | Electrical Permit | Commercial | NULL | Issued | Annual / Operating - ANNUAL OPERATING PERMIT RENEWAL OF EP-2022-01354 VALID: FEB 25/2023 TO FEB 24/2024 Annual Operating Permit for 2565 Maple St East Tower & 2033 W 10th Ave West Tower. Both towers share the same building infrastructure and the 1x electrical vault. NEW STRATA MANAGEMENT COMPANY IS FIRST SERVICE RESIDENTIAL. | Houle Electric Limited
EP-2023-02577 | 2023-03-27 | 2525 RENFREW STREET, Vancouver, BC V5M 3K3 | Electrical Permit | Commercial | New | Issued | Temporary Power - Commercial - To provide temporary security cameras. | 0777792 BC Ltd
EP-2023-04241 | 2023-08-23 | 2525 RENFREW STREET, Vancouver, BC V5M 3K3 | Electrical Permit | Commercial | New | Issued | Installation / Repair - Commercial - New Construction, installation includes - Utility conduit, metering equipment, distribution panels and feeders, branch wiring & devices, Lighting/Control/Emergency/Exit, elevator circuit, Mechanical, fire alarm, security/Intercom infrastructure, data/Telephone cabling in suites. >BP: To construct a 5-storey mixed-use building consisting of 1st storey - Retail use (shell only), Restaurant Class 1 (shell only), service rooms, loading and surface parking. 2nd to 5th storeys - residential dwelling units, all over 2 levels of below grade parking with vehicular access via lane. Re Total dwelling units = 37. This permit has been reviewed under the 2019 Vancouver Building By-law (#12511). Building to be sprinklered to NFPA 13 requirements. Separate Tenant Improvement permits are required for all tenant spaces. STAGED CONSTRUCTION Stage 1 - Excavation and Shoring - September 29, 2022 Stage 2 - Foundation to Grade - issued Dec. 22/ 22 Stage 2 Revision 1 - Revise foundation design at south property line to include micropiles. Addressing change to CRU fronting Renfrew St. - issued March 16, 2023 Stage 3 - Full Construction - in review | HighAngle Electrical Inc
PP-2023-02046 | 2023-06-13 | 2525 RENFREW STREET, Vancouver, BC V5M 3K3 | Plumbing Permit | Commercial | New | Issued | Commercial - Under slab- Catch Basins, Sumps, Oil Interceptors, Floor Drains >BP: To construct a 5-storey mixed-use building consisting of 1st storey - Retail use (shell only), Restaurant Class 1 (shell only), service rooms, loading and surface parking. 2nd to 5th storeys - residential dwelling units, all over 2 levels of below grade parking with vehicular access via lane. Re Total dwelling units = 37. This permit has been reviewed under the 2019 Vancouver Building By-law (#12511). Building to be sprinklered to NFPA 13 requirements. Separate Tenant Improvement permits are required for all tenant spaces. STAGED CONSTRUCTION Stage 1 - Excavation and Shoring - September 29, 2022 Stage 2 - Foundation to Grade - issued Dec. 22/ 22 Stage 2 Revision 1 - Revise foundation design at south property line to include micropiles. Addressing change to CRU fronting Renfrew St. - issued March 16, 2023 Stage 3 - Full Construction - in review | Central One Mechanical Inc
EP-2023-04078 | 2023-05-09 | 2525 RENFREW STREET, Vancouver, BC V5M 3K3 | Electrical Permit | Commercial | New | Issued | Temporary Power - Commercial - To provide temporary power *Amend Jun 08, 2023 Change service size from 125A/600V to 200A/600V 3P, 4W BCH has advised that they will only provide one temp service per site. They will disconnect the existing temp service (100A/208V) and we will to incorporate it into our new temporary service. - 50KW 480V Crane 3P3W - 200A 208V 3P 4W Construction Panel | HighAngle Electrical Inc
EP-2023-04360 | 2023-05-23 | 2525 RENFREW STREET, Vancouver, BC V5M 3K3 | Electrical Permit | Commercial | New | Completed | Interim - Commercial - Scope of work: slab, underground, raceways, grounding, branch circuits. Service connection to BC Hydro is not permitted under this permit. Interim permit for EP-2023-04241 >BP: To construct a 5-storey mixed-use building consisting of 1st storey - Retail use (shell only), Restaurant Class 1 (shell only), service rooms, loading and surface parking. 2nd to 5th storeys - residential dwelling units, all over 2 levels of below grade parking with vehicular access via lane. Re Total dwelling units = 37. This permit has been reviewed under the 2019 Vancouver Building By-law (#12511). Building to be sprinklered to NFPA 13 requirements. Separate Tenant Improvement permits are required for all tenant spaces. STAGED CONSTRUCTION Stage 1 - Excavation and Shoring - September 29, 2022 Stage 2 - Foundation to Grade - issued Dec. 22/ 22 Stage 2 Revision 1 - Revise foundation design at south property line to include micropiles. Addressing change to CRU fronting Renfrew St. - issued March 16, 2023 Stage 3 - Full Construction - in review | HighAngle Electrical Inc
SP-2022-02011 | NULL | 2525 RENFREW STREET, Vancouver, BC V5M 3K3 | Sprinkler Permit | Commercial | New | Ready For Issue | Commercial - To install sprinklers and standpipe throughout this 5-storey mixed-use building consisting of 1st storey - Retail use (shell only), Restaurant Class 1 (shell only), service rooms, loading and surface parking. 2nd to 5th storeys - residential dwelling units, all over 2 levels of below grade parking with vehicular access via lane. P.Eng Ryan Pavey | GENERAL FIRE PROTECTION LTD.
EP-2022-09005 | 2022-10-21 | 2525 RENFREW STREET, Vancouver, BC V5M 3K3 | Electrical Permit | Commercial | Renovation | Expired | Temporary Power - Commercial - To provide temporary power. | Lehmor Electrical Contractors Ltd
EP-2022-09846 | 2022-11-21 | 111 E 2ND AVENUE, Vancouver, BC V5T 1B4 | Electrical Permit | Commercial | NULL | Expired | Annual / Operating - ANNUAL OPERATING PERMIT RENEWAL VALID: OCT 9/2022 - OCT 8/2023 EXPIRED PERMIT: EP-2021-008659 | Hall Electrical Ltd
EP-2023-10106 | 2023-11-08 | 111 E 2ND AVENUE, Vancouver, BC V5T 1B4 | Electrical Permit | Commercial | NULL | Issued | Annual / Operating - Annual Operating Permit Renewal Renewal of EP-2022-09846 Valid: OCT 9/2023 - OCT 8/2024 | Hall Electrical Ltd
EP-2022-10371 | 2022-12-14 | 2520 NANAIMO STREET, Vancouver, BC V5N 5X1 | Electrical Permit | Commercial | Renovation | Completed | Installation / Repair - Commercial - Add Breakers to existing panel, Add Branch wiring and Receptacles, Supply & install lighting; lighting controls & Exit/EM, Add data drop for WAP | Leading Edge Electric Inc
SP-2022-02038 | 2022-12-09 | 2520 NANAIMO STREET, Vancouver, BC V5N 5X1 | Sprinkler Permit | Commercial | Tenant Improvement | Completed | Commercial - Add and relocate sprinkler heads for tenant improvement. >BP: Interior alterations to change the use from retail to sales office (Temporary Sales Office) at 2520 Nanaimo St. in this existing mixed-use building. OK for field review as per N. Jalalkamali October 14, 2022. Note: - The accessible washroom is for customer usage , the door to the back room is to remain unlocked and a signage clearly identifying where the washrooms are located will be required - Energy upgrade triggers: E2 - Lighting - Upgrade to Local Control (per 9.4.1.1.(a) of ASHRAE 90.1-2016) - Sprinkler contractor's information to be provided. | Priority Fire Systems Ltd
PP-2023-00040 | 2023-01-06 | 2520 NANAIMO STREET, Vancouver, BC V5N 5X1 | Plumbing Permit | Commercial | Tenant Improvement | Completed | Commercial - Plumbing for New washroom >BP: Interior alterations to change the use from retail to sales office (Temporary Sales Office) at 2520 Nanaimo St. in this existing mixed-use building. | Mountain View Mechanical Ltd
GP-2022-03332 | 2022-10-27 | 839 HOMER STREET, Vancouver, BC V6B 2W2 | Gas Permit | Commercial | Renovation | Completed | Commercial - install new tankless water heater for washroom, mop sink and dog wash station. | Mainland Plumbing & Heating
PP-2022-03450 | 2022-10-03 | 839 HOMER STREET, Vancouver, BC V6B 2W2 | Plumbing Permit | Commercial | Renovation | Completed | Commercial - Reconfigure domestic hot and cold water lines and DWV for universal washroom to comply with ADA clearances. Upgrade domestic hot and cold water and DWV to accomidate Back of house fixtures connecting to existing base building piping. Exterior and Interior Alterations to change the use from restaurant to Retail store for a new tenant on the ground floor of the existing mixed use building on this site. tenant: Pet Valu Plumbing Fixtures: 3 water closets and 6 sinks reduced to 1 WC, 1 Sink, and 1 pet washing station. Sprinklers being added No driveway work proposed. OK for field review per D. Langevin Aug 2, 2022 Exterior Alterations OK per Karen KG Work to include replacing two exterior single doors with an exterior double door, removing kitchen and washrooms and reconfiguring interior layout for new tenant. >>>>Amend: Oct. 19th -add one solid interceptor and two 1/2inch RPBA's | Mainland Plumbing & Heating
SP-2023-02047 | 2023-11-15 | 420 ROBSON STREET, Vancouver, BC V6B 0H3 | Sprinkler Permit | Commercial | Tenant Improvement | Issued | Commercial - Adding and relocating less than 20 heads >DB: Exterior and interior alterations to provide improvements to this existing Restaurant-Class 1 for a new Restaurant tenant on the ground floor of this existing mixed-use building on this site. *****This application does not include any of the following: 1. Not more than 20 sprinklers (add, relocate, or remove), 2. hydraulic calculations, 3. change in occupancy and /or hazard classification, 4. warehouse storage arrangements, 5. mobile compact storage arrangements, 6. alternative solutions, 7. changes to the sprinkler system supply piping (e.g. valves, mains, cross-mains, branch-lines, etc.), or 8. flexible sprinkler pipe. | Pacific Rim Fire Protection (2008) Ltd
PP-2023-04161 | 2023-11-28 | 420 ROBSON STREET, Vancouver, BC V6B 0H3 | Plumbing Permit | Commercial | New | Issued | Commercial - new restaurant >DB: Exterior and interior alterations to provide improvements to this existing Restaurant-Class 1 for a new Restaurant tenant on the ground floor of this existing mixed-use building on this site. | J&YMechanical Ltd
EP-2023-11134 | 2023-12-14 | 420 ROBSON STREET, Vancouver, BC V6B 0H3 | Electrical Permit | Commercial | Tenant Improvement | Issued | Installation / Repair - Commercial - Installation of branch circuits for outlets, lights, appliances for restaurant. Sign Power Supply #SI-2023-00577 and #SI-2023-00607 >Permit Amendment Jan 05, 2024 -Work Description + Installation Details: Amended ¦ "Wiring for fire alarm speakers X 5, fire alarm contractor to provide verification report" >BP: Exterior and interior alterations to provide improvements to this existing Restaurant-Class 1 for a new Restaurant tenant on the ground floor of this existing mixed-use building on this site. Enquiry Centre Note: OK for new kitchen exhaust vent at lane as per S. Patterson on July 18, 2023 Mechanical Review Notes: 1. Class 1 cooking operations (Grease-Laden Vapours). 2. Commercial kitchen exhaust systems to NFPA 96 (Type 1 hood). CRP: Peter Chu, Architect Tel: 604-298-7063 Email: pkchu@lynx.net Building Review Branch Notes: 1) Total proposed Occupant load is 28 seats + 4 staffs = 32 Persons. 2) A permanent sign indicating the above proposed occupant load shall be posted in a conspicuous location near the suite's principal entrance. 3) Separate permit will be required for any changes to the interior seating layout. 4) Separate permit is required for outdoor patio seating. Additional washroom may be required. Note: "This permit has been reviewed under the provision of Vancouver Building By-law 2019 (#12511)." | Dormit X Enterprises Ltd
EP-2023-02416 | 2023-03-22 | 3583 KINGSWAY, Vancouver, BC V5R 5L9 | Electrical Permit | Commercial | NULL | Issued | Annual / Operating - Minor electrical installations, repairs and maintenance. Renewal of EP-2022-02651 Valid: April 1, 2023 to March 31, 2024 | Wespac Electrical Contractor Ltd
EP-2022-02651 | 2022-04-01 | 3583 KINGSWAY, Vancouver, BC V5R 5L9 | Electrical Permit | Commercial | NULL | Expired | Annual / Operating - Minor electrical installations, repairs and maintenance. Valid: April 1, 2022 to March 31, 2023. | Wespac Electrical Contractor Ltd
NULL | NULL | 3583 KINGSWAY, Vancouver, BC V5R 5L9 | Electrical Permit | Commercial | NULL | Withdrawn | Annual / Operating - Minor electrical installation, repair and maintenance. | Berts Electric (2001) Ltd
EP-2022-05307 | 2022-06-22 | 4016 W 32ND AVENUE, Vancouver, BC V6S 1Z6 | Electrical Permit | Residential | Addition | Completed | Installation / Repair - Residential - Supply and installation of 2 x 208v chargers for Lv. 2 EV charging. (1) x Grizzl-E Smart Charger to go on existing provision already installed beside panel on a 40A breaker. (1) x ChargePoint HomeFlex. DCC-12 Load-shedding device included as well to be installed beside it with a hole cut to the outside to accomodate outdoor charging. Piece included for opening in wall, small round "port hole" style sleeve. Includes • Installation of 2 different chargers • Mounting of Charge Stations (both indoor) The house is a 200A service and there is already a 40A circuit dedicated for EV Charging, we are just utilizing it by installing an actual charger. Additionally, we are installing a load shedding device for a second EV charger (DCC-12) that allows us to add load to the system without changing the loading. | Nightingale Electric Ltd
PP-2022-02883 | 2022-08-18 | 2031 YORK AVENUE, Vancouver, BC V1V 1V1 | Plumbing Permit | Residential | New | Issued | Residential - Sumps | BESTWAY EXCAVATING & DEMOLITION 2008 LTD
EP-2023-05909 | 2023-06-30 | 2031 YORK AVENUE, Vancouver, BC V1V 1V1 | Electrical Permit | Commercial | New | Issued | Temporary Power - Commercial - To provide temporary power. -Renewal of EP-2022-04437 -Valid: May 18, 2023 - May 17, 2024 | BLACK CAT SECURITY LTD
NULL | NULL | 2031 YORK AVENUE, Vancouver, BC V1V 1V1 | Electrical Permit | Residential | New | Withdrawn | Temporary Power - Residential - To provide temporary power. | BLACK CAT SECURITY LTD
EP-2022-04437 | 2022-06-06 | 2031 YORK AVENUE, Vancouver, BC V1V 1V1 | Electrical Permit | Commercial | New | Expired | Temporary Power - Commercial - To provide temporary power. -renewal of EP-2021-03690 -Valid: May 18, 2022 - May 17, 2023 | BLACK CAT SECURITY LTD
MP-2023-00957 | 2023-05-30 | 4328 KNIGHT STREET, Vancouver, BC V5N 3M5 | Mechanical Permit | NULL | NULL | Completed | NULL | 1236318 BC Ltd DBA Aquatech Vancouver
PP-2023-02520 | 2023-07-17 | 2720 E 48TH AVENUE, Vancouver, BC V5S 1G7 | Plumbing Permit | Commercial | New | Completed | Commercial - Installation of backflow device | Milani Plumbing Heating & Air Conditioning Ltd
PP-2023-01515 | 2023-05-01 | 2720 E 48TH AVENUE, Vancouver, BC V5S 1G7 | Plumbing Permit | Commercial | New | Completed | Commercial - Installation of backflow device | Milani Plumbing Heating & Air Conditioning Ltd
EP-2022-09211 | 2022-11-01 | 2720 E 48TH AVENUE, Vancouver, BC V5S 1G7 | Electrical Permit | Commercial | Tenant Improvement | Completed | Installation / Repair - Commercial - Installation of new Nurse Call System for entire building. | Houle Electric Limited
EP-2023-10751 | NULL | 990 GEORGE STREET, Vancouver, BC V1V 1V1 | Electrical Permit | Commercial | Renovation | Applicant Revisions | Installation / Repair - Commercial - install 8- LED ights and install 4 plugs -strictly doing the install on the 8 lights and 4 receptacles ( plugs -one each per pillar) -attached the lighting doc as I had filled it out but note this is on an on/off switch | Marte Norman Metcalfe
SP-2023-02081 | 2023-11-15 | 990 GEORGE STREET, Vancouver, BC V1V 1V1 | Sprinkler Permit | Commercial | Tenant Improvement | Completed | Commercial - 1 new sprinkler head in new bathroom >BP: Interior alterations only and a change of use from Manufacturing 'shell' to a new Wholesale-Class B use at 990 George Street at this existing mixed-use building. Interior alterations include building out new accessible washroom, new office, new lighting and millwork throughout. Revision #1 1) To remove the buildout of office and furring walls throughout the suite. Only new walls are for the accessible washroom. 2) To remove the installation of new lighting from the scope of work. 3) Removal of millwork from the scope of work. Revision#2 to revise the location of the washroom. *****This application does not include any of the following: 1. Not more than 20 sprinklers (add, relocate, or remove), 2. hydraulic calculations, 3. change in occupancy and /or hazard classification, 4. warehouse storage arrangements, 5. mobile compact storage arrangements, 6. alternative solutions, 7. changes to the sprinkler system supply piping (e.g. valves, mains, cross-mains, branch-lines, etc.), or 8. flexible sprinkler pipe. | 1ST SHOT FIRE PROTECTION LTD
PP-2023-02975 | 2023-08-22 | 990 GEORGE STREET, Vancouver, BC V1V 1V1 | Plumbing Permit | Commercial | Renovation | Completed | Commercial - Add sink, toilet and HWT >DB: Interior alterations only and a change of use from Manufacturing 'shell' to a new Wholesale-Class B use at 990 George Street at this existing mixed-use building. Interior alterations include building out new accessible washroom, new office, new lighting and millwork throughout. Revision #1 1) To remove the buildout of office and furring walls throughout the suite. Only new walls are for the accessible washroom. 2) To remove the installation of new lighting from the scope of work. 3) Removal of millwork from the scope of work. | Path Construction Ltd
EP-2023-07233 | 2023-08-09 | 990 GEORGE STREET, Vancouver, BC V1V 1V1 | Electrical Permit | Commercial | Tenant Improvement | Completed | Installation / Repair - Commercial - Install bathroom wiring, light, fan, receptacle, and hot water tank; EM battery pack. DB: Interior alterations only and a change of use from Manufacturing 'shell' to a new Wholesale-Class B use at 990 George Street at this existing mixed-use building. Interior alterations include building out new accessible washroom, new office, new lighting and millwork throughout. Revision #1 1) To remove the buildout of office and furring walls throughout the suite. Only new walls are for the accessible washroom. 2) To remove the installation of new lighting from the scope of work. 3) Removal of millwork from the scope of work. | Brian Wuttke
EP-2022-00788 | 2022-02-23 | 285 W 5TH AVENUE, Vancouver, BC V5Y 1J3 | Electrical Permit | Commercial | Renovation | Completed | Installation / Repair - Commercial - Upgrade 4th floor service to 250A and install new 75KVA transformer and distribution on on 4th floor -Main Electrical room on P1 level and the 4th Floor -The previous service is 150A 600V. Additional computer computer equipment will be installed on the 4th floor and a new 100A service was proposed. BC Hydro refused adding an additional 100A service to the 4th floor and has forced a new 250A service to supply the original 150 and the new 100. >BP: To alter the exterior and interior of this existing commercial/industrial building to provide improvements for the 4th floor General Office tenant. Scope of work includes new rooftop mechanical equipment. >>>>>>>>>> Amend: April 4th -Please amend permit to show new service will be installed | Electra Systems Inc
EP-2022-01380 | 2022-02-23 | 285 W 5TH AVENUE, Vancouver, BC V5Y 1J3 | Electrical Permit | Commercial | Renovation | Completed | Installation / Repair - Commercial - Installation of Cat6A cabling >BP: #400 - 285 W 5th Ave To alter the exterior and interior of this existing commercial/industrial building to provide improvements for the 4th floor General Office tenant. Scope of work includes new rooftop mechanical equipment. OK for DB and field review as per A.Patterson, Oct 13/21. | Tri-Tech Communications Ltd
SP-2022-00224 | 2022-08-19 | 285 W 5TH AVENUE, Vancouver, BC V5Y 1J3 | Sprinkler Permit | Commercial | Renovation | Completed | Commercial - Sprinkler alteration to create a wall opening in the east wall at P1 level to provide vehicular access to adjacent building at 2055 Columbia St. Easement agreement has been registered on Land Title. Fire shutter, closed space sprinklers and interconnect fire alarm system applied via AL-2021-00016. | Frontier Fire Protection Ltd
EP-2022-01791 | 2022-03-07 | 285 W 5TH AVENUE, Vancouver, BC V5Y 1J3 | Electrical Permit | Commercial | Renovation | Completed | Installation / Repair - Commercial - Low voltage wiring for control transformer. Extra low voltage control wiring for 1 AC and condensing unit. >BP: #400 - 285 W 5th Ave To alter the exterior and interior of this existing commercial/industrial building to provide improvements for the 4th floor General Office tenant. Scope of work includes new rooftop mechanical equipment. OK for DB and field review as per A.Patterson, Oct 13/21. | ESC Automation Inc
PP-2023-03159 | 2023-09-08 | 285 W 5TH AVENUE, Vancouver, BC V5Y 1J3 | Plumbing Permit | Commercial | Addition | Completed | Commercial - The relocation of one sink from the First Aid Room on Level 3 to a room that used to be a phone room on Level 4. Please Note: Should any structural work be performed a Building Permit will be required. | SOMATIC HVAC SOLUTIONS LTD
GP-2022-03895 | 2022-12-06 | 7192 SHERBROOKE STREET, Vancouver, BC V5X 4E2 | Gas Permit | Residential | Renovation | Completed | Residential - Replacement water heater | BC Wide Home Services Ltd
EP-2022-08216 | NULL | 4083 CAMBIE STREET, Vancouver, BC V5Z 2X9 | Electrical Permit | Commercial | NULL | Withdrawn | Annual / Operating - Maintenance of EV-EMS system & infrastructure | Berts Electric (2001) Ltd
EP-2022-07982 | 2022-09-26 | 4083 CAMBIE STREET, Vancouver, BC V5Z 2X9 | Electrical Permit | Commercial | Renovation | Completed | Installation / Repair - Commercial - Installation of 1 level 2 EVSE in stall 36 to existing EV-EMS & EV infrastructure | Berts Electric (2001) Ltd
NULL | NULL | 4099 CAMBIE STREET, Vancouver, BC V1V 1V1 | Electrical Permit | Commercial | Renovation | Withdrawn | Installation / Repair - Commercial - Installation of 1 level 2 EVSE for shared stalls 21/22 connected to existing EV-EMS & EV infrastructure | Berts Electric (2001) Ltd
EP-2023-02884 | 2023-04-03 | 4099 CAMBIE STREET, Vancouver, BC V5Z 2X9 | Electrical Permit | Commercial | NULL | Issued | Annual / Operating - Maintenance of EV-EMS and EV charging electrical infrastructure Renewal of EP-2022-01456 Valid: Feb 25, 2023 to Feb 24, 2024 | Stream Energy Systems Inc
EP-2023-00837 | 2023-02-09 | 4099 CAMBIE STREET, Vancouver, BC V5Z 2X9 | Electrical Permit | Commercial | Renovation | Completed | Installation / Repair - Commercial - Installation of level 2 EVSE to existing EV-EMS & EV infrastructure: 1 EVSE for stalls 21/22* * denotes EVSE shared between two stalls. | Stream Energy Systems Inc
EP-2022-01456 | 2022-02-25 | 4099 CAMBIE STREET, Vancouver, BC V5Z 2X9 | Electrical Permit | Commercial | NULL | Expired | Annual / Operating - Maintenance of EVMS System -Strictly maintenance and repair of the EVMS system only | Berts Electric (2001) Ltd
EP-2022-00029 | 2022-02-09 | 4099 CAMBIE STREET, Vancouver, BC V5Z 2X9 | Electrical Permit | Commercial | Addition | Completed | Installation / Repair - Commercial - Installation of an EVEMS consisting of Unico EMS, Faros and Aprisa 32A EVSE. Installation of 14 branch circuits (40A) supplied by the existing Panel EV (200A) located in the main electrical room, 7 splitters (located in P1, P2, P3) supplied by these branch circuits for connections of the EVSE. Amendment: Please amend Permit to include the installation of 9 EV Chargers. This will increase the job value by $19,215.00. The EV chargers will be in stalls 4,9,15,19,31,32,37,40,50. | Berts Electric (2001) Ltd
EP-2022-02483 | 2022-03-29 | 496 DRAKE STREET, Vancouver, BC V6B 5S9 | Electrical Permit | Commercial | Renovation | Completed | Installation / Repair - Commercial - Installation of 100% rated 200A breaker with panel into CRU, and installation of 100% rated 200A breaker into the main Distribution. | Berts Electric (2001) Ltd
EP-2023-08944 | 2023-10-05 | 1011 CAMBIE STREET, Vancouver, BC V6B 5L7 | Electrical Permit | Commercial | Renovation | Completed | Installation / Repair - Commercial - Install (4) 20 A receptacle branch circuits for hair dryers. Add additional convenience receptacle circuits as required. | Elysium Electric Ltd
EP-2023-10930 | NULL | 4354 KNIGHT STREET, Vancouver, BC | Electrical Permit | Commercial | Renovation | Cancelled | Installation / Repair - Commercial - Wiring of outdoor mini split -models used are third page 4MXA2036A1 / 4TXD2036A1 MP-2023-01287 | Mountain Point Electrical Inc.
MP-2023-01287 | 2023-07-13 | 4354 KNIGHT STREET, Vancouver, BC | Mechanical Permit | NULL | NULL | Completed | NULL | 1236318 BC Ltd DBA Aquatech Vancouver
EP-2023-05267 | 2023-06-29 | 4354 KNIGHT STREET, Vancouver, BC | Electrical Permit | Commercial | Renovation | Completed | Installation / Repair - Commercial - Wiring of mini-split heat pump unit MP-2023-01287 | Mountain Point Electrical Inc.
MP-2023-01135 | 2023-06-21 | 4350 KNIGHT STREET, Vancouver, BC | Mechanical Permit | NULL | NULL | Issued | NULL | 1236318 BC Ltd DBA Aquatech Vancouver
EP-2023-10931 | NULL | 4350 KNIGHT STREET, Vancouver, BC | Electrical Permit | Commercial | Renovation | Applicant Revisions | Installation / Repair - Commercial - Wiring for outdoor mini split heat pump MP-2023-01135 | Mountain Point Electrical Inc.
EP-2023-05268 | 2023-07-06 | 4352 KNIGHT STREET, Vancouver, BC | Electrical Permit | Commercial | Renovation | Completed | Installation / Repair - Commercial - wiring of outdoor mini split heat pump unit reference: MP-2023-00770 | Mountain Point Electrical Inc.
MP-2023-00770 | 2023-05-04 | 4352 KNIGHT STREET, Vancouver, BC | Mechanical Permit | NULL | NULL | Completed | NULL | 1236318 BC Ltd DBA Aquatech Vancouver
MP-2023-01115 | 2023-06-19 | 4320 KNIGHT STREET, Vancouver, BC | Mechanical Permit | NULL | NULL | Completed | NULL | 1236318 BC Ltd DBA Aquatech Vancouver
EP-2023-10932 | NULL | 4320 KNIGHT STREET, Vancouver, BC | Electrical Permit | Commercial | Renovation | Applicant Revisions | Installation / Repair - Commercial - Wiring of outdoor mini split heat pump. MP-2023-01115 | Mountain Point Electrical Inc.
PP-2023-03899 | 2023-11-06 | 6548 LANARK STREET, Vancouver, BC V1V 1V1 | Plumbing Permit | Residential | Addition | Completed | Residential - LWH - Add sink to storage room >DB: Interior alterations to remove the existing storage area and provide a new bar sink on the ground floor of this existing laneway house on this site. | NULL
GP-2023-01621 | 2023-05-24 | 3812 W 15TH AVENUE, Vancouver, BC V1V 1V1 | Gas Permit | Residential | New | Issued | Residential - 2 Ranges, 2 Boilers & 2 BBQ's gas line >BP: To construct a 2 storey two-family dwelling with (2) secondary suite(s) located in the Basement | PRIDE GAS & HEATING LTD.
EP-2023-02872 | 2023-04-03 | 3812 W 15TH AVENUE, Vancouver, BC V1V 1V1 | Electrical Permit | Residential | New | Issued | Installation / Repair - Residential - Tel/TV/DATA, intercom, CCTV, alarm finish >BP: To construct a 2 storey two-family dwelling with (2) secondary suite(s) located in the Basement ($708,572.50) with a detached accessory building (garage) and 1 open parking at the rear providing 3 parking spaces, having vehicular access from the lane. 1. Covenant registered at the Land Title Office under CA8717115 2. A/C proposed – Exterior component(s) located in Sunken Patio(s), Interior component(s) located in Upper Floor Closets 3. Schedule B: (A.C.M. Wang) P.Eng (604.618.6236) Structural & Geotechnical 4. Rev#1: HPO: Canada Wing-Form Development Ltd. Note: This is a 2 storey building pursuant to the Zoning and Development By-Law **THIS PERMIT HAS BEEN ISSUED UNDER THE REQUIREMENTS OF VBBL #12511 (2019).** | Anmi Technology Corp.
PP-2022-04508 | 2022-12-19 | 3812 W 15TH AVENUE, Vancouver, BC V1V 1V1 | Plumbing Permit | Residential | New | Issued | Residential - To install 1 gravity sump | Trust Excavation & Demolition Ltd
PP-2023-00136 | 2023-01-13 | 3812 W 15TH AVENUE, Vancouver, BC V1V 1V1 | Plumbing Permit | Residential | New | Issued | Residential - plumbing >To construct a 2 storey two-family dwelling with (2) secondary suite(s) located in the Basement ($708,572.50) with a detached accessory building (garage) and 1 open parking at the rear providing 3 parking spaces, having vehicular access from the lane. 1. Covenant registered at the Land Title Office under CA8717115 2. A/C proposed – Exterior component(s) located in Sunken Patio(s), Interior component(s) located in Upper Floor Closets 3. Schedule B: (A.C.M. Wang) P.Eng (604.618.6236) Structural & Geotechnical 4. Rev#1: HPO: Canada Wing-Form Development Ltd. Note: This is a 2 storey building pursuant to the Zoning and Development By-Law **THIS PERMIT HAS BEEN ISSUED UNDER THE REQUIREMENTS OF VBBL #12511 (2019).** | SKY HIGH PLUMBING & HEATING LTD
MP-2022-00027 | 2022-07-17 | 2765 DUKE STREET, Vancouver, BC | Mechanical Permit | NULL | NULL | Completed | NULL | Moore And Russell Heating And Air Conditioning Ltd
EP-2022-06015 | 2022-07-19 | 2765 DUKE STREET, Vancouver, BC | Electrical Permit | Residential | Tenant Improvement | Completed | Installation / Repair - Residential - Electrical install of heat pump. No change to existing service. BP not required. MP-2022-00027 | Moore And Russell Heating And Air Conditioning Ltd
EP-2022-06610 | 2022-08-08 | 855 GRANVILLE STREET, Vancouver, BC V6Z 1K7 | Electrical Permit | Commercial | NULL | Expired | Annual / Operating - ELECTRICAL MAINTENANCE THROUGHOUT BUILDING | Bridge Electric Corp
EP-2022-07146 | 2022-08-24 | 855 GRANVILLE STREET, Vancouver, BC V6Z 1K7 | Electrical Permit | Commercial | Renovation | Expired | Temporary Power - Commercial - To provide temporary power to this site. | Bridge Electric Corp
NULL | NULL | 855 GRANVILLE STREET, Vancouver, BC V6Z 1K7 | Plumbing Permit | Commercial | Tenant Improvement | Withdrawn | Commercial - khkjkk | DAVIDSON BROS MECHANICAL CONTRACTORS
NULL | NULL | 855 GRANVILLE STREET, Vancouver, BC V6Z 1K7 | Sprinkler Permit | Commercial | New | Draft | Commercial - New Sprinkler System | Tyco Integrated Fire & Security Canada Inc/Tyco Feu Et Securite Integres Canada Inc
EP-2023-06476 | 2023-07-18 | 855 GRANVILLE STREET, Vancouver, BC V6Z 1K7 | Electrical Permit | Commercial | Renovation | Completed | Installation / Repair - Commercial - Installation of extra low-voltage (HVAC) controls. >BP: Including the letter from Clark Builders, dated March 6, 2020, interior alterations only to allow for the salvage of non-structural building components prior to or during abatement work and removal of non-structural hazardous materials in this existing Municipally Designated Vancouver Heritage Register B commercial building on this site. To be completed under the supervision of a qualified professional. QP is Evan Alvernaz of Arcose Consulting Ltd. Note : This is for salvage and abatement only and does not authorize any demolition or deconstruction work. Any further demolition work to be part of BP-2020-00015. OK for SIPs per Jamie Zhang, Jan.24/20 Related to DP-2019-00393 and BP-2020-00015 | Control Solutions Ltd
PP-2023-03477 | 2023-10-12 | 855 GRANVILLE STREET, Vancouver, BC V6Z 1K7 | Plumbing Permit | Commercial | Tenant Improvement | Issued | Commercial - Plumbing & Gas-fitting for a Arcade & Entertainment room with bar, kitchen & bathrooms Per Environmental: 350 GPM GI: - 3 x 2-comp, - 2 x 3-comp, - single sink - combi oven, - pasta cooker, - dipper, - d/w >BP: To provide a tenant fit out for this shell space created by BP-2020-00015 for a Hall at the basement level, Restaurant Class-1 on the ground floor and recreational uses on the ground and 2nd floor in this municipally designated Heritage B and listed Heritage C two storey single tenant commercial building. To be reviewed under the 2019 VBBL | Elevate Mechanical Group Ltd
EP-2023-08114 | 2023-09-07 | 855 GRANVILLE STREET, Vancouver, BC V6Z 1K7 | Electrical Permit | Commercial | NULL | Issued | Annual / Operating - Maintenance of existing operating electrical equipment in compliance with the Electrical By-law No. 5563. Electrical Maintenance throughout building. Renewal of EP-2022-06610 Valid: Aug 8, 2023 to Aug 7, 2024 | Bridge Electric Corp
EP-2023-08676 | 2023-09-27 | 855 GRANVILLE STREET, Vancouver, BC V6Z 1K7 | Electrical Permit | Commercial | Tenant Improvement | Issued | Installation / Repair - Commercial - The scope includes S&I Distribution panel, Transformers, Panel boards, Lighting, Lighting controls, Camden door controls, and their associated rough-in and wiring. Also, it includes hook up power cables in Land Lord distribution panel, Rough-in (Conduit) and Cable installation from Main entrance Switch Board in Mezzanine electrical room to 450 kVA transformer and rough-in (conduit only) for Communication and security. BP: To provide a tenant fit out for this shell space created by BP-2020-00015 for a Hall at the basement level, Restaurant Class-1 on the ground floor and recreational uses on the ground and 2nd floor in this municipally designated Heritage B and listed Heritage C two storey single tenant commercial building. To be reviewed under the 2019 VBBL | Fox Electric Canada Inc
SP-2023-02239 | NULL | 855 GRANVILLE STREET, Vancouver, BC V6Z 1K7 | Sprinkler Permit | Commercial | Tenant Improvement | Applicant Revisions | Commercial - To install sprinkler heads for T.I. >BP: To provide a tenant fit out for this shell space created by BP-2020-00015 for a Hall at the basement level, Restaurant Class-1 on the ground floor and recreational uses on the ground and 2nd floor in this municipally designated Heritage B and listed Heritage C two storey single tenant commercial building. To be reviewed under the 2019 VBBL | Max Fire Pro Ltd
EP-2022-03949 | 2022-05-13 | 1388 W 59TH AVENUE, Vancouver, BC V6P 1Y7 | Electrical Permit | Residential | Renovation | Completed | Installation / Repair - Residential - Upgrade service from 125A/240V to 200A/240V | GV ELECTRICAL INC
EP-2022-08082 | 2022-09-26 | 883 POWELL STREET, Vancouver, BC V1V 1V1 | Electrical Permit | Commercial | Renovation | Completed | Installation / Repair - Commercial - Replace failed cable from electrical room to Panel A in loading dock area. | Can Tec Electric Serv Ltd.
EP-2023-03959 | 2023-05-08 | 893 POWELL STREET, Vancouver, BC V1V 1V1 | Electrical Permit | Commercial | Tenant Improvement | Completed | Installation / Repair - Commercial - Additional fire alarm devices for office space. >BP: Interior alterations for first office TI on the 8th floor at this 8 store mixed use building on this site. Scope of work includes: New partitions, washrooms, kitchen and offices. Ok for Field Review as per Kirat Kang, Feb. 14, 2023 Building Inspection Note: - This floor area must not be demised in to two suites without a separate building permit or revision to this BP as per 3.4.2.1.(1). | Trident Electric Ltd
EP-2023-03871 | 2023-05-04 | 893 POWELL STREET, Vancouver, BC V1V 1V1 | Electrical Permit | Commercial | New | Completed | Installation / Repair - Commercial - Low voltage cat 5e runs with TI office space >BP: Interior alterations for first office TI on the 8th floor at this 8 store mixed use building on this site. Scope of work includes: New partitions, washrooms, kitchen and offices. Building Inspection Note: - This floor area must not be demised in to two suites without a separate building permit or revision to this BP as per 3.4.2.1.(1). | Pacific Storm Power and Electrical Services Ltd
EP-2023-02931 | 2023-04-04 | 893 POWELL STREET, Vancouver, BC V1V 1V1 | Electrical Permit | Commercial | Renovation | Completed | Installation / Repair - Commercial - Office tenant improvement >BP: Interior alterations for first office TI on the 8th floor at this 8 store mixed use building on this site. Scope of work includes: New partitions, washrooms, kitchen and offices. Ok for Field Review as per Kirat Kang, Feb. 14, 2023 Building Inspection Note: - This floor area must not be demised in to two suites without a separate building permit or revision to this BP as per 3.4.2.1.(1). | Pacific Storm Power and Electrical Services Ltd
SP-2023-00565 | 2023-04-03 | 893 POWELL STREET, Vancouver, BC V1V 1V1 | Sprinkler Permit | Commercial | Tenant Improvement | Completed | Commercial - adding 3 sprinklers >BP: Interior alterations for first office TI on the 8th floor at this 8 store mixed use building on this site. *****This application does not include any of the following: 1. Not more than 20 sprinklers (add, relocate, or remove), 2. hydraulic calculations, 3. change in occupancy and /or hazard classification, 4. warehouse storage arrangements, 5. mobile compact storage arrangements, 6. alternative solutions, 7. changes to the sprinkler system supply piping (e.g. valves, mains, cross-mains, branch-lines, etc.), or 8. flexible sprinkler pipe Scope of work includes: New partitions, washrooms, kitchen and offices. | Titan Fire Protection Ltd
PP-2023-01303 | 2023-05-02 | 893 POWELL STREET, Vancouver, BC V1V 1V1 | Plumbing Permit | Commercial | New | Completed | Commercial - New plumbing installation >BP: Interior alterations for first office TI on the 8th floor at this 8 store mixed use building on this site. Scope of work includes: New partitions, washrooms, kitchen and offices. Building Inspection Note: - This floor area must not be demised in to two suites without a separate building permit or revision to this BP as per 3.4.2.1.(1). | Modern Blue Mechanical Ltd
PP-2023-02901 | 2023-08-17 | 2272 W 7TH AVENUE, Vancouver, BC V6K 1Y2 | Plumbing Permit | Commercial | New | Issued | Commercial - Installation of new RPBA | Lambert Plumbing & Heating
EP-2023-09655 | 2023-10-26 | 3281 E KENT AVENUE NORTH, Vancouver, BC V5S 0C4 | Electrical Permit | Commercial | NULL | Issued | Annual / Operating - Annual Operating Permit CF-2023-011584 Renewal of EP-2022-08759 Valid October 16, 2023 to October 15, 2024 | Nightingale Electric Ltd
EP-2022-08759 | 2022-10-14 | 3281 E KENT AVENUE NORTH, Vancouver, BC V5S 0C4 | Electrical Permit | Commercial | NULL | Expired | Annual / Operating - Annual Operating Permit Valid October 16, 2021 to October 15, 2022 EP-2020-07813 Expired (Annual / Operating - Annual Operating Permit) Two annual walk throughs complete with reports >>>>Amend: March 21st, 2023 -Please update FSR Mario Fata #219985 to Jason White #252323 | Nightingale Electric Ltd
EP-2022-02408 | 2022-03-28 | 1280 SEYMOUR STREET, Vancouver, BC V6B 3N9 | Electrical Permit | Commercial | NULL | Expired | Annual / Operating - Annual Operating Permit Valid March 28, 2022 until March 27, 2023. | Marcel Electric Inc
PP-2022-02163 | 2022-06-20 | 1280 SEYMOUR STREET, Vancouver, BC V6B 3N9 | Plumbing Permit | Commercial | New | Completed | Commercial - Add. 1 Backflow preventer for Coffee maker | Connelly Mechanical Systems Ltd
EP-2023-02930 | 2023-04-04 | 1280 SEYMOUR STREET, Vancouver, BC V6B 3N9 | Electrical Permit | Commercial | NULL | Issued | Annual / Operating - Annual Operating Permit Renewal of EP-2022-02408 Valid March 28, 2023 until March 27, 2024 | Marcel Electric Inc
EP-2023-02849 | 2023-04-18 | 1489 E 10TH AVENUE, Vancouver, BC V1V 1V1 | Electrical Permit | Residential | Renovation | Issued | Installation / Repair - Residential - Electrical supply for Dsplit *MP-2023-00509 | Milani Electric Limited
EP-2022-02210 | 2022-03-18 | 1482 ROBSON STREET, Vancouver, BC V1V 1V1 | Electrical Permit | Commercial | New | Issued | Installation / Repair - Commercial - heat trace wiring for sprinkler pipe and domestic cold water pipe in the parkade | National Electric Company Ltd
EP-2022-03897 | 2022-05-11 | 1482 ROBSON STREET, Vancouver, BC V1V 1V1 | Electrical Permit | Commercial | New | Issued | Installation / Repair - Commercial - Installation of CCTV, access control and visitor intercom systems. >BP: To construct a 31 and 32 storey mixed use building containing Retail, Office and 319 Dwelling units (236 market/83 social housing), all over four levels of underground parking having vehicular access from the lane. STAGED CONSTRUCTION Stage I (excavation/shoring) issued August 20, 2018. Stage II (full construction) issued February 7, 2020. Change in CP: Barry Thorson replaced Tavis McAuley (effective Nov.4, 2019). Revision 1: Revised shoring design to add 5 new soil anchors on East elevation. (issued Sept. 25, 2020) | Smart-Tek Communications Inc
EP-2022-04935 | 2022-06-24 | 1482 ROBSON STREET, Vancouver, BC V1V 1V1 | Electrical Permit | Commercial | New | Issued | Installation / Repair - Commercial - Low voltage cable and hardware installation for A/V >BP: To construct a 31 and 32 storey mixed use building containing Retail, Office and 319 Dwelling units (236 market/83 social housing), all over four levels of underground parking having vehicular access from the lane. STAGED CONSTRUCTION Stage I (excavation/shoring) issued August 20, 2018. Stage II (full construction) issued February 7, 2020. Change in CP: Barry Thorson replaced Tavis McAuley (effective Nov.4, 2019). Revision 1: Revised shoring design to add 5 new soil anchors on East elevation. (issued Sept. 25, 2020) | PALADIN TECHNOLOGIES INC
EP-2022-01557 | 2022-02-25 | 1482 ROBSON STREET, Vancouver, BC V1V 1V1 | Electrical Permit | Commercial | New | Expired | Temporary Power - Commercial - To provide temporary power to this site. | Berts Electric (2001) Ltd
EP-2022-01558 | 2022-02-25 | 1482 ROBSON STREET, Vancouver, BC V1V 1V1 | Electrical Permit | Commercial | New | Expired | Temporary Power - Commercial - To provide temporary power to this site. | Berts Electric (2001) Ltd
EP-2022-00131 | 2022-01-12 | 5115 CAMBIE STREET #602, Vancouver, BC | Electrical Permit | Residential | Tenant Improvement | Completed | Installation / Repair - Residential - RE & RE Heat Pump. Retrofit - Like for like exact appliance replacement. Service remained the same, breaker & electrical feed confirmed to be originally sized properly. | Haakon Industries (Canada) Ltd.
MP-2023-01078 | 2023-06-12 | 3281 E KENT AVENUE NORTH #1202, Vancouver, BC V5S 0C4 | Mechanical Permit | NULL | NULL | Completed | NULL | ARCON HEATING AND AIR CONDITIONING
EP-2023-05432 | 2023-08-30 | 3281 E KENT AVENUE NORTH #1202, Vancouver, BC V5S 0C4 | Electrical Permit | Commercial | Tenant Improvement | Completed | Installation / Repair - Commercial - Installing electrical outlet for new heat pump -MP-2023-01078 | Nightingale Electric Ltd
EP-2022-00117 | 2022-01-20 | 610 MAIN STREET, Vancouver, BC V6A 2V3 | Electrical Permit | Commercial | Addition | Completed | Installation / Repair - Commercial - Installation of communication panel for fire alarm system -This application is for installation of ULC Fire Monitoring equipment for the fire panel on site (low voltage installation) | Price's Alarm Systems Ltd.
EP-2022-05564 | 2022-07-07 | 458 E 10TH AVENUE #1, Vancouver, BC V5T 2A1 | Electrical Permit | Residential | Renovation | Completed | Installation / Repair - Residential - Install new mini split | Bisco Electrical Contracting Ltd.
EP-2022-04578 | 2022-06-07 | 2645 LAKEWOOD DRIVE, Vancouver, BC | Electrical Permit | Residential | Tenant Improvement | Issued | Installation / Repair - Residential - Install a Dandy Loadmiser controller for a new 40A EV charger outlet in garage. Car charger will function with the existing 40A electric Range controlled by the controller. | AJ's Electrical Contractors LTD
EP-2023-04322 | 2023-05-23 | 1652 W 2ND AVENUE, Vancouver, BC V6J 1H4 | Electrical Permit | Commercial | Tenant Improvement | Completed | Installation / Repair - Commercial - Tenant Improvement - Printing Shop Electrical and Data Cabling >BP: To alter the interior of the ground floor of this existing commercial/industrial building to change the use of 1652 W 2nd Ave from Wholesale-Class A (group F2) to Printing or Publishing (group F2) and to provide tenant improvements. OK for field review as per A.Patterson. Letters of assurance submitted by: Satwik Shetty, P.Eng, Schedule A, mechanical and Plumbing Schedule B, Imu Chan, Reg.Arch, Architectural Schedule B , Abdul El-Haddad, P.Eng, Electrical Schedule B A Sprinkler permit may be required, as determined by the District Building Inspector. Energy checklist is currently no longer required with your Building Permit (BP) application. Some supporting documents are still required at BP stage, specifically Envelope and HVAC, if applicable. Service Water Heating and Lighting supporting documents, if applicable, must be submitted with your related Trades permits (e.g. electrical and plumbing | Mainland Electric Corp
SP-2023-00864 | 2023-05-17 | 1652 W 2ND AVENUE, Vancouver, BC V6J 1H4 | Sprinkler Permit | Commercial | Tenant Improvement | Completed | Commercial - Relocate (1) and Add (7) in new t-bar ceiling >BP: To alter the interior of the ground floor of this existing commercial/industrial building to change the use of 1652 W 2nd Ave from Wholesale-Class A (group F2) to Printing or Publishing (group F2) and to provide tenant improvements. | Major Fire Protection Ltd
PP-2023-01736 | 2023-05-17 | 1652 W 2ND AVENUE, Vancouver, BC V6J 1H4 | Plumbing Permit | Commercial | Addition | Completed | Commercial - Installing new hot water tank, rough plumbing for reconfigured bathroom with additional sink, kitchen rough in - new water distribution piping >BP: To alter the interior of the ground floor of this existing commercial/industrial building to change the use of 1652 W 2nd Ave from Wholesale-Class A (group F2) to Printing or Publishing (group F2) and to provide tenant improvements. | 1321793 BC LTD dba: SILVERSAGE PLUMBING AND HEATING
SP-2023-00841 | 2023-11-07 | 295 W 5TH AVENUE, Vancouver, BC V5Y 1J3 | Sprinkler Permit | Commercial | Tenant Improvement | Issued | Commercial - For sprinkler system alterations to the 2019 VBBL and NFPA 13, 2013 for the tenant improvements to provide to combine units 295 W 5th Ave and #250-285 W 5th Ave (retaining 295 W 5th Ave), to change the use of 8,985 square feet from Wholesale-Class A (group F2) to Wholesale-Class B (showroom and accessory office only, no storage of goods on site), and to alter the interior to provide first tenant improvements. Scope of work includes new interconnecting stairs. Engineer of Record: Glen Visser 604-944-3473 sureworkseng@gmail.com | BLACK TUSK FIRE & SECURITY
PP-2023-02889 | 2023-08-28 | 295 W 5TH AVENUE, Vancouver, BC V5Y 1J3 | Plumbing Permit | Commercial | Tenant Improvement | Completed | Commercial - plumbing fixtures for: >BP: To combine units 295 W 5th Ave and #250-285 W 5th Ave (retaining 295 W 5th Ave), to change the use of 8,985 square feet from Wholesale-Class A (group F2) to Wholesale-Class B (showroom and accessory office only, no storage of goods on site - group F2, and to alter the interior to provide first tenant improvements. Scope of work includes new interconnecting stairs. Note: Application is reviewed under VBBL2019. | DAVIDSON BROS MECHANICAL CONTRACTORS
EP-2023-08315 | 2023-09-14 | 295 W 5TH AVENUE, Vancouver, BC V5Y 1J3 | Electrical Permit | Commercial | Tenant Improvement | Issued | Installation / Repair - Commercial - Full TI for main floor and mezzanine. Fire alarm, Data, Receptacles and lighting. >BP: To combine units 295 W 5th Ave and #250-285 W 5th Ave (retaining 295 W 5th Ave), to change the use of 8,985 square feet from Wholesale-Class A (group F2) to Wholesale-Class B (showroom and accessory office only, no storage of goods on site - group F2, and to alter the interior to provide first tenant improvements. Scope of work includes new interconnecting stairs. Note: Application is reviewed under VBBL2019. | PROVEN ENERGY ELECTRIC LTD
SP-2023-02326 | NULL | 295 W 5TH AVENUE, Vancouver, BC V5Y 1J3 | Sprinkler Permit | Commercial | Tenant Improvement | Withdrawn | Commercial - 1 new sprinkler head added as a new HRV unit was installed >BP: To combine units 295 W 5th Ave and #250-285 W 5th Ave (retaining 295 W 5th Ave), to change the use of 8,985 square feet from Wholesale-Class A (group F2) to Wholesale-Class B (showroom and accessory office only, no storage of goods on site - group F2, and to alter the interior to provide first tenant improvements. Scope of work includes new interconnecting stairs. | BLACK TUSK FIRE & SECURITY
EP-2022-03503 | 2022-05-02 | 124 DUNLEVY AVENUE, Vancouver, BC V6A 3T6 | Electrical Permit | Commercial | Addition | Completed | Installation / Repair - Commercial - Data cabling, single CCT for projector and screen | 4th Utility Inc
PP-2022-01166 | 2022-04-08 | 124 DUNLEVY AVENUE, Vancouver, BC V6A 3T6 | Plumbing Permit | Commercial | Addition | Completed | Commercial - Adding 7 RPBP's to existing janitor's sinks in rooms 107,134,233,429,628,822 and 1013. | CLAIRMONT MECHANICAL CONTRACTING LTD
EP-2022-08265 | 2022-10-03 | 124 DUNLEVY AVENUE, Vancouver, BC V6A 3T6 | Electrical Permit | Residential | Tenant Improvement | Completed | Installation / Repair - Residential - Voluntary upgrade of existing fire alarm system as per Bulletin 2018-004-BU/EL Option 1 - C Installation of 2 strobe lights for Units #302 & #816 (one in each unit). Assist Siemens with complete verification of the FA panel in conformance with CAN/ULC-S561 | Sasco Contractors Ltd
NULL | NULL | 424 W PENDER STREET, Vancouver, BC V6B 1T5 | Electrical Permit | Commercial | New | Draft | Installation / Repair - Commercial - low voltage security system installation | NULL
NULL | NULL | 424 W PENDER STREET, Vancouver, BC V6B 1T5 | Electrical Permit | Commercial | Addition | Draft | Installation / Repair - Commercial - Electrical work for construction of a new 12-storey mixed-use high building. The building to include retail on the ground floor level, parking on the 2nd floor level, and residential from level 3 through 12. Building permit: To construct a new 12-storey mixed-use high building. The building to include retail on the ground floor level, parking on the 2nd floor level, and residential from level 3 through 12. STAGED CONSTRUCTION (SHELL PERMIT) Stage I (excavation/shoring) issued Dec.17, 2018. (demo BP-2018-02016 to be issued before we can issue stage 2) | Nightingale Electric Ltd
EP-2024-00161 | 2024-01-08 | 424 W PENDER STREET, Vancouver, BC V6B 1T5 | Electrical Permit | Commercial | NULL | Issued | Annual / Operating - ANNUAL/OPERATING PERMIT VALID January 8th, 2024 until January 7th, 2025 | Nightingale Electric Ltd
SP-2022-00290 | 2023-06-29 | 424 W PENDER STREET, Vancouver, BC V6B 1T5 | Sprinkler Permit | Residential | New | Issued | Residential - For all sprinkler work to the 2014 VBBL; NFPA 13, 2013; standpipe work to NFPA 14, 2010; and alternative solutions prepared by Mehrdad Roozbahani Consulting Ltd. (MRCL) for this newly construct a new 12-storey mixed-use high building. The building to include retail on the ground floor level (SHELL ONLY), parking on the 2nd floor level, and residential from level 3 through 12. THIS IS A CERTIFIED PROFESSIONAL PROJECT and the CP is Mehrdad Roozbahani, P.Eng., CP. This application does not include any of the following: • Warehouse storage arrangements, or mobile compact storage arrangements. • Flexible sprinkler pipe. • Information Technology Equipment Rooms (e.g. IT Rooms, LAN Rooms, etc.). Related Permits: 1. AL-2019-00072 - Exposure to Exits. Notes: 1. Fire Suppression System Engineer of Record, Mr. Ryan Pavey, P.Eng of Cardinal Engineering. T: 604 605 0606. E: pavey@cardinalfire.ca. 2. One set of approved drawings and permit to be available for viewing at the jobsite. 3. Construction Standpipe to Bulletin 2017-003-BU/FI, VBBL, NFPA 14, and VFBL. 4. Separate documents and applications are required for the tenant improvement. ***Subject to the acceptance of Building Permit Revision to update backgrounds to coincide with those used for the sprinkler system shop drawings.*** | Kraico Mechanical Ltd
PP-2022-01844 | 2022-06-22 | 428 W PENDER STREET, Vancouver, BC V6B 1T5 | Plumbing Permit | Commercial | New | Issued | Commercial - Underground / Below-grade plumbing >BP: To construct a new 12-storey mixed-use high building. The building to include retail on the ground floor level, parking on the 2nd floor level, and residential from level 3 through 12. STAGED CONSTRUCTION (SHELL PERMIT) Stage I (excavation/shoring) issued Dec.17, 2018. Revision 1: to include underpinning (issued Dec.7, 21) Stage I rev #2: To revise excavation/shoring (issued Jan 12,22) Stage II (full structure) issued Jan 12, 22. Stage III (full construction) issued Jan 19, 22 Stage III (revision 1): to incorporate accessibility details (levels P1 and L1) | National Hydronics Ltd
EP-2024-00421 | NULL | 428 W PENDER STREET, Vancouver, BC V6B 1T5 | Electrical Permit | Commercial | New | Application Incomplete | Installation / Repair - Commercial - Low Voltage Security System | ADT Security Services Canada Inc
EP-2023-09226 | 2023-11-16 | 428 W PENDER STREET, Vancouver, BC V6B 1T5 | Electrical Permit | Commercial | New | Issued | Installation / Repair - Commercial - Access Control, CCTV, Intercom and In Suite Wiring >BP: To construct a new 12-storey mixed-use high building. The building to include retail on the ground floor level, parking on the 2nd floor level, and residential from level 3 through 12. STAGED CONSTRUCTION (SHELL PERMIT) Stage I (excavation/shoring) issued Dec.17, 2018. Revision 1: to include underpinning (issued Dec.7, 21) Stage I rev #2: To revise excavation/shoring (issued Jan 12,22) Stage II (full structure) issued Jan 12, 22. Stage III (full construction) issued Jan 19, 22 Stage III (revision 3): to incorporate accessibility details (levels P1 and L1) Revision 4: Minor interior changes within the units and common areas | Smart-Tek Communications Inc
EP-2023-10124 | 2023-11-16 | 428 W PENDER STREET, Vancouver, BC V6B 1T5 | Electrical Permit | Commercial | New | Issued | Installation / Repair - Commercial - Low voltage HVAC controls >BP: To construct a new 12-storey mixed-use high building. The building to include retail on the ground floor level, parking on the 2nd floor level, and residential from level 3 through 12. STAGED CONSTRUCTION (SHELL PERMIT) Stage I (excavation/shoring) issued Dec.17, 2018. Revision 1: to include underpinning (issued Dec.7, 21) Stage I rev #2: To revise excavation/shoring (issued Jan 12,22) Stage II (full structure) issued Jan 12, 22. Stage III (full construction) issued Jan 19, 22 Stage III (revision 3): to incorporate accessibility details (levels P1 and L1) Revision 4: Minor interior changes within the units and common areas | Olympic Controls Inc
PP-2022-03453 | 2023-01-25 | 428 W PENDER STREET, Vancouver, BC V6B 1T5 | Plumbing Permit | Commercial | New | Issued | Commercial - Above-grade plumbing for a new 12-storey mixed-use high building. The building to include retail on the ground floor level, parking on the 2nd floor level, and residential from level 3 through 12. >To construct a new 12-storey mixed-use high building. The building to include retail on the ground floor level, parking on the 2nd floor level, and residential from level 3 through 12. STAGED CONSTRUCTION (SHELL PERMIT) Stage I (excavation/shoring) issued Dec.17, 2018. Revision 1: to include underpinning (issued Dec.7, 21) Stage I rev #2: To revise excavation/shoring (issued Jan 12,22) Stage II (full structure) issued Jan 12, 22. Stage III (full construction) issued Jan 19, 22 Stage III (revision 1): to incorporate accessibility details (levels P1 and L1) | National Hydronics Ltd
EP-2023-06014 | 2023-07-05 | 510 RICHARDS STREET, Vancouver, BC V1V 1V1 | Electrical Permit | Commercial | New | Completed | Installation / Repair - Commercial - Heat trace on domestic water lines in basement and loading bay. >BP: To construct a mixed use 12 storey high-rise building. The building to include commercial use and Parking/Storage Garage (F3) on the main and 2nd floor level, and residential from the 3rd through 12th floor level. STAGED CONSTRUCTION (SHELL PERMIT) Stage I (excavation/ shoring) issued December 17, 2018. Stage II (full structure) issued July 17, 2019. Stage I Revision 1 : to include underpinning (issued Dec. 7, 21) Stage I rev.2 issued Jan 12, 22 Stage III (full construction) issued Jan 19, 22. Revision 3: Minor interior changes within units and common area | Brian Wuttke
EP-2023-02828 | 2023-04-03 | 510 RICHARDS STREET, Vancouver, BC V1V 1V1 | Electrical Permit | Commercial | New | Completed | Installation / Repair - Commercial - Access Control, CCTV, In suite tel/data/tv, Intercom -Maglocks >BP: To construct a mixed use 12 storey high-rise building. The building to include commercial use and Parking/Storage Garage (F3) on the main and 2nd floor level, and residential from the 3rd through 12th floor level. STAGED CONSTRUCTION (SHELL PERMIT) Stage I (excavation/ shoring) issued December 17, 2018. Stage II (full structure) issued July 17, 2019. Stage I Revision 1 : to include underpinning (issued Dec. 7, 21) Stage I rev.2 issued Jan 12, 22 Stage III (full construction) issued Jan 19, 22. | Smart-Tek Communications Inc
EP-2023-03008 | 2023-04-06 | 510 RICHARDS STREET, Vancouver, BC V1V 1V1 | Electrical Permit | Commercial | New | Completed | Installation / Repair - Commercial - Low Voltage HVAC Controls - under 30V >BP: To construct a mixed use 12 storey high-rise building. The building to include commercial use and Parking/Storage Garage (F3) on the main and 2nd floor level, and residential from the 3rd through 12th floor level. STAGED CONSTRUCTION (SHELL PERMIT) Stage I (excavation/ shoring) issued December 17, 2018. Stage II (full structure) issued July 17, 2019. Stage I Revision 1 : to include underpinning (issued Dec. 7, 21) Stage I rev.2 issued Jan 12, 22 Stage III (full construction) issued Jan 19, 22. | Olympic Controls Inc
EP-2023-03516 | 2023-04-24 | 510 RICHARDS STREET, Vancouver, BC V1V 1V1 | Electrical Permit | Commercial | New | Issued | Temporary Power - Commercial - To provide temporary power. | Nightingale Electric Ltd
EP-2023-01696 | 2023-02-28 | 510 RICHARDS STREET, Vancouver, BC V1V 1V1 | Electrical Permit | Residential | New | Issued | Temporary Power - Residential - To provide temporary power. | Nightingale Electric Ltd
EP-2023-07333 | 2023-08-11 | 510 RICHARDS STREET, Vancouver, BC V1V 1V1 | Electrical Permit | Commercial | NULL | Issued | Annual / Operating - Maintenance of existing operating electrical equipment. Annual Electrical Operating Permit for energizing Unit Sub. | Nightingale Electric Ltd
EP-2023-10609 | 2023-11-24 | 510 RICHARDS STREET, Vancouver, BC V1V 1V1 | Electrical Permit | Commercial | Addition | Issued | Installation / Repair - Commercial - INSTALLATION OF CLASS II EXTRA LOW VOLTAGE FIRE MONITORING SYSTEM | Telus Custom Security Systems Inc
PP-2022-01597 | 2022-07-20 | 510 RICHARDS STREET, Vancouver, BC V1V 1V1 | Plumbing Permit | Commercial | New | Completed | Commercial - Above-ground plumbing. >BP: To construct a mixed use 12 storey high-rise building. The building to include commercial use and Parking/Storage Garage (F3) on the main and 2nd floor level, and residential from the 3rd through 12th floor level. STAGED CONSTRUCTION (SHELL PERMIT) Stage I (excavation/ shoring) issued December 17, 2018. Stage II (full structure) issued July 17, 2019. Stage I Revision 1 : to include underpinning (issued Dec. 7, 21) Stage I rev.2 issued Jan 12, 22 Stage III (full construction) issued Jan 19, 22. | National Hydronics Ltd
SP-2022-00291 | 2023-04-25 | 510 RICHARDS STREET, Vancouver, BC V1V 1V1 | Sprinkler Permit | Commercial | New | Completed | Commercial - For all sprinkler work to the 2014 VBBL; NFPA 13, 2013; standpipe work to NFPA 14, 2010; and alternative solutions prepared by Mehrdad Roozbahani Consulting Ltd. (MRCL) for this newly construct a mixed use 12 storey high-rise building. The building to include commercial use and Parking/Storage Garage (F3) on the main and 2nd floor level, and residential from the 3rd through 12th floor level. THIS IS A CERTIFIED PROFESSIONAL PROJECT and the CP is Mehrdad Roozbahani, P.Eng., CP. This application does not include any of the following: • Warehouse storage arrangements, or mobile compact storage arrangements. • Flexible sprinkler pipe. • Information Technology Equipment Rooms (e.g. IT Rooms, LAN Rooms, etc.). Related Permits: 1. AL-2019-00085 - Exposure to Exits. 2. AL-2019-00084 - Dead-end Corridor. Notes: 1. Fire Suppression System Engineer of Record, Mr. Ryan Pavey, P.Eng of Cardinal Engineering. T: 604 605 0606. E: pavey@cardinalfire.ca. 2. One set of approved drawings and permit to be available for viewing at the jobsite. 3. Construction Standpipe to Bulletin 2017-003-BU/FI, VBBL, NFPA 14, and VFBL. 4. Separate documents and applications are required for the tenant improvement. 5. Per March 1, 2023 meeting with VFRS the hose located in Stair 4, that serves P2, to be located on the intermediate landing of Stair 4 between P1 and P2. ***Subject to the acceptance of Building Permit Revision to update backgrounds to coincide with those used for the sprinkler system shop drawings.*** See BP for schedules. | Kraico Mechanical Ltd
PP-2022-00919 | 2022-04-19 | 510 RICHARDS STREET, Vancouver, BC V1V 1V1 | Plumbing Permit | Commercial | New | Completed | Commercial - Underground plumbing permit To construct a mixed use 12 storey high-rise building. The building to include commercial use and Parking/Storage Garage (F3) on the main and 2nd floor level, and residential from the 3rd through 12th floor level. | National Hydronics Ltd
EP-2022-01548 | 2022-02-25 | 510 RICHARDS STREET, Vancouver, BC V1V 1V1 | Electrical Permit | Commercial | New | Expired | Temporary Power - Commercial - To provide temporary power. | Nightingale Electric Ltd
EP-2022-04382 | 2022-05-25 | 3156 KINGS AVENUE, Vancouver, BC V5R 4T4 | Electrical Permit | Residential | New | Expired | Temporary Power - Residential - To provide temporary power. | Mainpower Electrical Ltd
SP-2021-00929 | 2022-10-26 | 3156 KINGS AVENUE, Vancouver, BC V5R 4T4 | Sprinkler Permit | Commercial | New | Issued | Commercial - To install sprinklers to NFPA 13R 2013 throughout this Multiple Dwelling containing 3 dwelling units, providing 3 parking spaces having vehicular access from the lane. Underground from DCVA to valve room to be CPVC | CENTRE LINE FIRE SPRINKLERS LTD
MP-2023-02255 | 2023-12-18 | 3156 KINGS AVENUE, Vancouver, BC V5R 4T4 | Mechanical Permit | NULL | NULL | Issued | NULL | Advance Air Solutions Ltd
EP-2023-05827 | 2023-06-28 | 3156 KINGS AVENUE, Vancouver, BC V5R 4T4 | Electrical Permit | Commercial | New | Issued | Installation / Repair - Commercial - Install wiring for TV, data, Alarm, CCTV. >BP: Building Permit for DP-2017-00989: To construct a Multiple Dwelling containing 3 dwelling units, providing 3 parking spaces having vehicular access from the lane. Note: Application is reviewed under VBBL 2014 and issued during health pandemic 2020 and 2021. | AIGO TECHNOLOGY INC
EP-2023-04916 | 2023-06-02 | 3156 KINGS AVENUE, Vancouver, BC V5R 4T4 | Electrical Permit | Commercial | New | Issued | Temporary Power - Commercial - To provide temporary power. | Mainpower Electrical Ltd
GP-2023-00763 | 2023-03-03 | 4515 W 9TH AVENUE, Vancouver, BC V6R 2E2 | Gas Permit | Residential | Renovation | Completed | Residential - Miele 36" Gas Cooktop | Han Appliances & Refrigeration Ltd
EP-2023-11380 | 2024-01-09 | 1006 E 20TH AVENUE, Vancouver, BC V5V 1N8 | Electrical Permit | Commercial | Renovation - Dwelling Unit(s) only | Issued | Installation / Repair - Commercial - Replacing wiring to the flow switche. we are running new wire to a flow switch to townhouse #1006. | Cobing Building Solutions Ltd
EP-2023-10397 | 2023-11-20 | 1310 RICHARDS STREET, Vancouver, BC V6B 3G6 | Electrical Permit | Commercial | Renovation | Issued | Installation / Repair - Commercial - Meter stack investigation and repair. -Emergency repair ¦ Like for like | Berts Electric (2001) Ltd
PP-2022-00281 | 2022-01-28 | 1819 W 5TH AVENUE #402, Vancouver, BC | Plumbing Permit | Residential | Renovation - Dwelling Unit(s) only | Completed | Residential - SUITE #402 - Relocate a washer machine and adding laundry sink | Caspian Mechanical Ltd
EP-2022-00336 | 2022-01-24 | 3282 E 16TH AVENUE, Vancouver, BC V5M 2M9 | Electrical Permit | Residential | Tenant Improvement | Completed | Installation / Repair - Residential - 20A EV Charging Circuit and Charger installed to outdoor carport location from existing 100A panel in Laneway House. Approximately 35' away. | MJR Electric Ltd
GP-2022-01364 | 2022-05-03 | 4637 W 8TH AVENUE, Vancouver, BC V6R 2A6 | Gas Permit | Residential | Renovation | Completed | Residential - Gas fireplace installation | 496302 BC Ltd
EP-2022-03353 | 2022-04-27 | 2888 CAMBIE STREET #303, Vancouver, BC | Electrical Permit | Residential | Renovation | Completed | Installation / Repair - Residential - minor renovation of two bathrooms, two pot lights, floor heat, one outlet. One outlet in bedroom >BP: Interior alterations to provide improvements to both washrooms in this unit on the 3rd floor of this existing mixed-use building on this site. Scope of work to include: remove bathtub and install new shower in master ensuite, remove shower and replace with bathtub in second ensuite, re&re fixtures and millwork in both EP & PP req'd. No SP req'd per DBI. OK For Field Review per Kim V - Nov 10/21 | Balsam Electric Ltd
PP-2022-01445 | 2022-05-03 | 2888 CAMBIE STREET #303, Vancouver, BC | Plumbing Permit | Commercial | Renovation | Completed | Commercial - SUITE #303 - shower turned into a bathtub, bathtub removed and shower increased in size AMEND: MAY 9/2022 CHANGE SUITE # FROM 301 TO 303 | Harry Dash Plumbing Ltd
EP-2022-01286 | 2022-02-17 | 1166 W PENDER STREET, Vancouver, BC V6E 3H8 | Electrical Permit | Commercial | Renovation | Expired | Temporary Power - Commercial - To provide temporary power. | Houle Electric Limited
EP-2022-00801 | 2022-02-03 | 1166 W PENDER STREET, Vancouver, BC V6E 3H8 | Electrical Permit | Commercial | Addition | Issued | Installation / Repair - Commercial - Installation of outdoor monitoring camera system on wood posts. The site has permanent power. | 0777792 BC Ltd
EP-2022-00887 | 2022-02-10 | 1166 W PENDER STREET, Vancouver, BC V6E 3H8 | Electrical Permit | Commercial | New | Expired | Temporary Power - Commercial - To provide temporary power. NOTE: Work authorized by this permit is for placement of a temporary power pole only and does not authorize any site construction and/or excavation. A separate Building Permit will be required prior to commencement of any other work on this site. | Houle Electric Limited
NULL | NULL | 1166 W PENDER STREET, Vancouver, BC V6E 3H8 | Electrical Permit | Commercial | Renovation | Withdrawn | Installation / Repair - Commercial - Investigate, disconnect & make safe for demolition work, and temporary connections of demolition equipment. ** NOTE - WE APPLIED FOR THIS DEMO WORK PERMIT WHICH WAS TURNED INTO TEMP POWER PERMIT EP-2022-00887. WE WILL KEEP THE TP PERMIT AS WE WILL NEED IT IN THE NEAR FUTURE** | Houle Electric Limited
NULL | NULL | 1166 W PENDER STREET, Vancouver, BC V6E 3H8 | Electrical Permit | Commercial | New | Withdrawn | Temporary Power - Commercial - To provide temporary power. | Houle Electric Limited
NULL | NULL | 1166 W PENDER STREET, Vancouver, BC V6E 3H8 | Electrical Permit | Commercial | New | Withdrawn | Installation / Repair - Commercial - To install temporary connections for security camera monitoring. | Houle Electric Limited
NULL | NULL | 1166 W PENDER STREET, Vancouver, BC V6E 3H8 | Electrical Permit | Commercial | New | Withdrawn | Installation / Repair - Commercial - To install power for security camera monitoring. | Houle Electric Limited
NULL | NULL | 1077 W CORDOVA STREET, Vancouver, BC V6C 2C6 | Sprinkler Permit | Commercial | Tenant Improvement | Draft | Commercial - For tenant improvement for entirety of L11 and L12 in 1077 W Cordova Street building. Scope of work includes sprinkler system alterations to VBBL 2019 and NFPA 13 2013 requirements. Sprinkler work includes removing existing heads and replacing heads to suit new space layout. Sprinkler mains piping shall remain, new branches will be provided as required. Sprinkler scope includes an interconnected staircase and alternative solution sprinkler heads have been provided. | NULL
EP-2022-06327 | 2022-08-04 | 1077 W CORDOVA STREET, Vancouver, BC V6C 2C6 | Electrical Permit | Commercial | Addition | Completed | Installation / Repair - Commercial - Installation / Repair - Commercial - Bike Charging Station: Supply and install bike share panel with mini breakers and main breaker. Connect to 120/208V 20 amp cct provided by city or property manager. Run 16/2 cable tire from panel board to each charging dock, terminate connections. Run no.10 AWG bond from panel board to each charging doc. Verification and testing. >>Location: 1077 West Cordova St, Mobi/ Shaw bike share station outside building | MJR Electric Ltd
EP-2021-04242 | 2022-03-18 | 3838 RUPERT STREET, Vancouver, BC V5M 2Z3 | Electrical Permit | Commercial | New | Expired | Temporary Power - Commercial - To provide temporary power to this site. Renewal of EP-2020-04074 Valid: June 1 2021 to May 31 2022 | NTEC Electric Ltd
EP-2022-03733 | 2022-05-09 | 3838 RUPERT STREET, Vancouver, BC V5M 2Z3 | Electrical Permit | Residential | New | Completed | Installation / Repair - Residential - installation and connection of domestic hot water and fire protection heat trace cables >BP: The project will be a six-storey mixed-use building with at-grade commercial uses and 98 secured market rental housing units above the 1st storey, plus 2 levels of below grade parking. The project will be of non-combustible construction from below grade levels to level 2 slab and combustible construction above the level 2 slab. The building will be sprinklered throughout and will be provided with a monitored fire alarm system. ** This is a CP process Permit and the applicant is David Ho, CP ** Stage 1: Excavation & Shoring. June 25, 2019, B. Smith Stage 2: Foundation & Structure to ground level (originally submitted for Full Construction). Nov. 28, 2019, B. Smith Stage 3: Full Construction. March 23, 2020, B. Smith Revision #1 (Jan. 26, 2022): Change of Registered Professional of Record (Mech & Plumb) from Jean-Sebastien Tessier to Omar Al Milli, effective November 27, 2021. | NTEC Electric Ltd
EP-2022-03020 | 2022-04-13 | 3838 RUPERT STREET, Vancouver, BC V5M 2Z3 | Electrical Permit | Commercial | New | Completed | Installation / Repair - Commercial - CCTV, Burglary Alarm, Access Control (NO MAGLOCKS) >BP: The project will be a six-storey mixed-use building with at-grade commercial uses and 98 secured market rental housing units above the 1st storey, plus 2 levels of below grade parking. The project will be of non-combustible construction from below grade levels to level 2 slab and combustible construction above the level 2 slab. The building will be sprinklered throughout and will be provided with a monitored fire alarm system. ** This is a CP process Permit and the applicant is David Ho, CP ** Stage 1: Excavation & Shoring. June 25, 2019, B. Smith Stage 2: Foundation & Structure to ground level (originally submitted for Full Construction). Nov. 28, 2019, B. Smith Stage 3: Full Construction. March 23, 2020, B. Smith Revision #1 (Jan. 26, 2022): Change of Registered Professional of Record (Mech & Plumb) from Jean-Sebastien Tessier to Omar Al Milli, effective November 27, 2021. | Rose Security Services Inc
EP-2022-10127 | 2022-12-01 | 3838 RUPERT STREET, Vancouver, BC V5M 2Z3 | Electrical Permit | Commercial | NULL | Expired | Annual / Operating - regular inspection to operate and maintain regulated electrical equipment and systems Valid 11/30/2022 until 11/29/2023 | NTEC Electric Ltd
EP-2023-01243 | 2023-02-16 | 3838 RUPERT STREET, Vancouver, BC V5M 2Z3 | Electrical Permit | Commercial | New | Completed | Installation / Repair - Commercial - -120v connection to LED driver within sign -120v supply to sign under scope of site electrical contractor -Sign built, designed, certified and installed by Innovative Signage - Scope of work for KTL soley 120v connection to driver within sign for parkade entrance (Sign permit SI-2022-00375) >BP: The project will be a six-storey mixed-use building with at-grade commercial uses and 98 secured market rental housing units above the 1st storey, plus 2 levels of below grade parking. The project will be of non-combustible construction from below grade levels to level 2 slab and combustible construction above the level 2 slab. The building will be sprinklered throughout and will be provided with a monitored fire alarm system. ** This is a CP process Permit and the applicant is David Ho, CP ** Stage 1: Excavation & Shoring. June 25, 2019, B. Smith Stage 2: Foundation & Structure to ground level (originally submitted for Full Construction). Nov. 28, 2019, B. Smith Stage 3: Full Construction. March 23, 2020, B. Smith Revision #1 (Jan. 26, 2022): Change of Registered Professional of Record (Mech & Plumb) from Jean-Sebastien Tessier to Omar Al Milli, effective November 27, 2021. Revision #2 - (Sept. 22, 2022) 1) Relocate a parking space and relocate the cart return area to accommodate sanitary/storm connections and etc. 2) Elevator machine split and general building storage added. 3) CRU demising wall removed between CRU 2 & 3; future tenant space for TI. 4) Wall type revised at stair #8 mid landing to cast in place concrete. 5) Mechanical Review Notes: - Grease duct shafts proposed within all ground level CRUs (#1 - #6) through L2 - L6 to the roof. | K T L Electrical Ltd
GP-2023-00667 | 2023-02-23 | 2584 CROWN STREET, Vancouver, BC V6R 3V8 | Gas Permit | Residential | Addition | Completed | Residential - re and re gas range | Christopher Sterling
EP-2022-09623 | 2022-11-16 | 8855 LAUREL STREET #108, Vancouver, BC | Electrical Permit | Commercial | Renovation | Completed | Installation / Repair - Commercial - Install 208V 30A Receptacle for Forklift Charger. New EMT, Branch wiring and 30A receptacle | Protec Installations Group
EP-2022-08094 | 2022-10-05 | 8889 LAUREL STREET #110, Vancouver, BC | Electrical Permit | Commercial | New | Completed | Installation / Repair - Commercial - Install surface mount conduit for 15 dedicated receptacles. | APP Electric Inc
PP-2022-03317 | 2022-10-06 | 8889 LAUREL STREET #110, Vancouver, BC | Plumbing Permit | Commercial | Tenant Improvement | Completed | Commercial - domestic water for 3 additional sinks -No underground sanitary required as the drains were connected to in-wall lines. >NOTE: Any structural work may require a building permit | Hruska Muncy Mechanical & Consulting Inc
EP-2022-01080 | 2022-02-14 | 8889 LAUREL STREET #103, Vancouver, BC | Electrical Permit | Commercial | Tenant Improvement | Completed | Installation / Repair - Commercial - Unity - UFC Octagon motion capture stage. Lighting, power, communications cabling, lighting controls, cable tray, mechanical, relocate electrical panel, communications raceways -The lighting load of work is under 10% of the existing lighting load therefore ashrae lighting documents are no required. >BP: #103 Interior alterations to provide tenant improvements for a new Storage Warehouse with ancillary office tenant at #103 on the first and second floor of this industrial building on this site. Scope of work includes: removing interior walls, and capping off a plumbing fixture unit. Existing HAVE ducting and mechanical equipment to remain. Existing mechanical ceiling fan to remain. TENANT: Unity Technologies | Centre Electric Ltd
SP-2022-01523 | 2022-12-05 | 8889 LAUREL STREET #103, Vancouver, BC | Sprinkler Permit | Commercial | Tenant Improvement | Issued | Commercial - Sprinkler alterations to combined units #103 & 104 to be one unit (addressed as unit 103, unit 104-8889 to be retired) and change of use of units 103 (Storage Warehouse) and 104 (Wholesale Class A) to Production Studio. | Viking Fire Protection Inc
PP-2022-03494 | 2022-10-11 | 8889 LAUREL STREET #103, Vancouver, BC | Plumbing Permit | Commercial | Tenant Improvement | Completed | Commercial - A tenant improvement on the ground floor and mezzanine with new domestic and DWV installations, plumbing fixtures and hot water tanks. >BP: Interior alterations to combined units #103 & 104 to be one unit (addressed as unit 103, unit 104-8889 to be retired) and change of use of units 103 (Storage Warehouse) and 104 (Wholesale Class A) to Production Studio. AMEND: FEB 24/2023 Please add one DCVA to this permit. The backflow device is serving the refrigerator. AMEND: FEB 27/2023 Response on the DCVA permit amendment. Please actually disregard this option as we will be installing a dual check valve instead as per engineer instruction. AMEND: MAR 15/2023 Please add one floor drain to this plumbing permit. | SOMATIC HVAC SOLUTIONS LTD
EP-2022-08821 | 2022-10-19 | 8889 LAUREL STREET #103, Vancouver, BC | Electrical Permit | Commercial | Tenant Improvement | Completed | Installation / Repair - Commercial - Tenant Improvement: lighting, power, mechanical, tel /data, adding fire alarm devices to existing system. >>BP: Interior alterations to combined units #103 & 104 to be one unit (addressed as unit 103, unit 104-8889 to be retired) and change of use of units 103 (Storage Warehouse) and 104 (Wholesale Class A) to Production Studio. Related to BP-2021-05779. Letter of assurance provided by: Schedule A & B (Architectural): Mohammed Saeed Jhatam, 778-688-1966 Schedule B (Structural): Sean Dingley, P.Eng., 604.568.9373 Schedule B (Mechanical & Plumbing): Trevor Salvadinho, 604-425-3831 Schedule B (Electrical): Oliver Wiart, 604-813-1024 Notes: - Energy Upgrade: E2 - Lighting - Upgrade to incorporate Automatic Full OFF (per 9.4.1.1.(h) of ASHRAE 90.1-2016) - This building is sprinklered. Building inspector to determine on site if a separate sprinkler permit is required | Centre Electric Ltd
EP-2023-01645 | 2023-02-27 | 8889 LAUREL STREET #103, Vancouver, BC | Electrical Permit | Commercial | Tenant Improvement | Completed | Installation / Repair - Commercial - AUDIO VIDEO WIRING >BP:Interior alterations to combined units #103 & 104 to be one unit (addressed as unit 103, unit 104-8889 to be retired) and change of use of units 103 (Storage Warehouse) and 104 (Wholesale Class A) to Production Studio. Related to BP-2021-05779. Letter of assurance provided by: Schedule A & B (Architectural): Mohammed Saeed Jhatam, 778-688-1966 Schedule B (Structural): Sean Dingley, P.Eng., 604.568.9373 Schedule B (Mechanical & Plumbing): Trevor Salvadinho, 604-425-3831 Schedule B (Electrical): Oliver Wiart, 604-813-1024 Notes: - Energy Upgrade: E2 - Lighting - Upgrade to incorporate Automatic Full OFF (per 9.4.1.1.(h) of ASHRAE 90.1-2016) - This building is sprinklered. Building inspector to determine on site if a separate sprinkler permit is required | Vancouver Audiospace Home Control Ltd
PP-2022-00526 | 2022-02-18 | 8889 LAUREL STREET #109, Vancouver, BC | Plumbing Permit | Commercial | Tenant Improvement | Completed | Commercial - Donut shop 50 GPM GI: - single sink - mop 75 GPM GI: - 3 comp. Minor Renovation Exterior and interior alterations and change of use of the unit #109 from Furniture Manufacturing to Food or Beverage Products Manufacturing - Class B in this existing 2-storey industrial building on this site for a new tenant. Exterior work is to add make-up air and kitchen exhaust fan on the roof. Note: 1. The 2nd floor is ancillary to the main floor and Both floors of the unit are used together as a single tenant space 2. Class-1 Cooking operation 3. Permit was issued during 2022 pandemic 4. RTU cleared by B. Dufix | JN Mechanical Ltd
EP-2022-00413 | 2022-01-21 | 8889 LAUREL STREET #109, Vancouver, BC | Electrical Permit | Commercial | Tenant Improvement | Completed | Installation / Repair - Commercial - Tenant Improvement - Installing various circuits/wiring based on print/customers needs. Installing 2x4 LED flat panels in drop ceiling portion. No change to existing warehouse lighting. >BP: Minor Renovation Exterior and interior alterations and change of use of the unit #109 from Furniture Manufacturing to Food or Beverage Products Manufacturing - Class B in this existing 2-storey industrial building on this site for a new tenant. Exterior work is to add make-up air and kitchen exhaust fan on the roof. Note: 1. The 2nd floor is ancillary to the main floor and Both floors of the unit are used together as a single tenant space 2. Class-1 Cooking operation 3. Permit was issued during 2022 pandemic 4. RTU cleared by B. Dufix | Southpoint Electric Ltd
SP-2021-01716 | 2022-05-19 | 8889 LAUREL STREET #109, Vancouver, BC | Sprinkler Permit | Commercial | Renovation | Completed | Commercial - 4 sprinkler heads relocation >Minor Renovation Exterior and interior alterations and change of use of the unit #109 from Furniture Manufacturing to Food or Beverage Products Manufacturing - Class B in this existing 2-storey industrial building on this site for a new tenant. Exterior work is to add make-up air and kitchen exhaust fan on the roof. Note: 1. The 2nd floor is ancillary to the main floor and Both floors of the unit are used together as a single tenant space 2. Class-1 Cooking operation 3. Permit application was reviewed during 2021 pandemic Note: 1- RTU cleared by B. Dufix 2- Class-1 Cooking operation | Phoenix Fire Prevention Inc
EP-2023-10450 | 2023-12-01 | 4075 CAMBIE STREET, Vancouver, BC V1V 1V1 | Electrical Permit | Commercial | Tenant Improvement | Completed | Installation / Repair - Commercial - replacing all lights ,switches. exit lights, Emg installing and replacing plugs wiring for walking cooler and freezer >BP: Change of Use from Office (Group D) to Restaurant Class 1 (Group A2, Low occupant load, to be classified as Group D as per 3.1.2.6), and provide tenant improvement for the new tenant, Freshslice Pizza, in this existing mix-used building. Scope of work includes new kitchen operation and 18 seats in the dining area. Maximum occupant load cannot exceed 25 persons including staff. Mechanical Review Notes: - Class 4 Cooking with two ovens listed under UL Product Category KNLZ. *** Reviewed under the VBBL 2019 *** | Wizard Electrical Ltd
PP-2023-04081 | 2023-12-05 | 4075 CAMBIE STREET, Vancouver, BC V1V 1V1 | Plumbing Permit | Commercial | Renovation | Completed | Commercial - ground work rough in and finishing 50 GPM GI - 3-comp - mop >DB: Change of Use from Office (Group D) to Restaurant Class 1 (Group A2, Low occupant load, to be classified as Group D as per 3.1.2.6), and provide tenant improvement for the new tenant, Freshslice Pizza, in this existing mix-used building. Scope of work includes new kitchen operation and 18 seats in the dining area. Maximum occupant load cannot exceed 25 persons including staff. | JCHY Construction Ltd
SP-2023-01603 | 2023-12-05 | 4075 CAMBIE STREET, Vancouver, BC V1V 1V1 | Sprinkler Permit | Commercial | Tenant Improvement | Completed | Commercial - For sprinkler system alterations to the 2019 VBBL and NFPA 13, 2013 for the tenant improvements to provide a change of Major Occupancy and Use from Office (Group D) to Retail Limited Food (Group E) and provide tenant improvement for the new tenant, Freshslice pizza in this existing mixed-use building. Engineer of Record: Brian Sikorski 604-708-4140 brian@eforenergy.com | Gisborne Industrial Construction Ltd
EP-2023-11249 | 2023-12-19 | 4075 CAMBIE STREET, Vancouver, BC V1V 1V1 | Electrical Permit | Commercial | Renovation | Cancelled | Installation / Repair - Commercial - SIGN CONNECTION SI-2023-00401 >Permit Amendment Jan 17, 2024 -Permit cancellation and permit refund request (less $85 administration fee) submitted -Contact City of Vancouver Trades Clerks @ 311 to discuss further >BP: Change of Use from Office (Group D) to Restaurant Class 1 (Group A2, Low occupant load, to be classified as Group D as per 3.1.2.6), and provide tenant improvement for the new tenant, Freshslice Pizza, in this existing mix-used building. Scope of work includes new kitchen operation and 18 seats in the dining area. Maximum occupant load cannot exceed 25 persons including staff. Mechanical Review Notes: - Class 4 Cooking with two ovens listed under UL Product Category KNLZ. *** Reviewed under the VBBL 2019 *** | Mainland Signs Inc
GP-2023-00587 | 2023-02-17 | 6356 BRUCE STREET, Vancouver, BC V5P 3M9 | Gas Permit | Residential | Renovation | Completed | Residential - Remove and Reinstall Hot Water Tank | Impetus Plumbing & Heating Ltd
SP-2021-01432 | 2022-06-21 | 3636 W 39TH AVENUE, Vancouver, BC V1V 1V1 | Sprinkler Permit | Commercial | New | Completed | Commercial - To install sprinkler to NFPA 13 2013 and standpipes throughout this 4-storey mixed use building including 29 apartments. Ground level CRU proposed with up to 3 shell suites, all located over 2 levels of below grade storage garage having access from a lane and consisting of 19 commercial parking stalls and 57 residential parking stalls. NOTE: The 2014 VBBL applies to this CP process permit application. This is a CP process Permit and the applicant is John Buscemi, P. Eng., CP (GHL Consultants) Notes: 1. Sprinkler engineer of record Mr. Ryan Pavey of Cardinal Engineering T: 604 605 0606 E: info@cardinalfire.ca. 2. One set of approved drawings and permit to be available for viewing at the jobsite. 3. Separate documents and application are required for the tenant improvement. 4. Construction Standpipe to Bulletin 2017-003-BU/FI, VBBL, NFPA 14, and VFBL. | Active Fire & Safety Services Ltd
PP-2021-03063 | 2022-02-14 | 3636 W 39TH AVENUE, Vancouver, BC V1V 1V1 | Plumbing Permit | Commercial | New | Completed | Commercial - **ABOVE GRD, FROM LEVEL 2 TO ROOF** Above Grade Plumbing Permit Application from Level 2 to Roof: Plumbing Fixtures / Drains. >To construct a 4-storey mixed use building including 29 apartments. Ground level CRU proposed with up to 3 shell suites, all located over 2 levels of below grade storage garage having access frm a lane and consisting of 19 commercial parking stalls and 57 residential parking stalls. NOTE: The 2014 VBBL applies to this CP process permit application. This is a CP process Permit and the applicant is John Buscemi, P. Eng., CP (GHL Consultants) Stage 1: Excavation & Shoring. Dec. 17, 2020. B. Smith Stage 2: Full Construction issued on Oct. 8, 2021. Reviewed 202/21 Pandemic. | HALL MECHANICAL SERVICES INC
EP-2022-03312 | 2022-04-26 | 3636 W 39TH AVENUE, Vancouver, BC V1V 1V1 | Electrical Permit | Commercial | New | Completed | Installation / Repair - Commercial - LOW VOLTAGE CONTROL WIRING FOR HVAC >BP: To construct a 4-storey mixed use building including 29 apartments. Ground level CRU proposed with up to 3 shell suites, all located over 2 levels of below grade storage garage having access frm a lane and consisting of 19 commercial parking stalls and 57 residential parking stalls. 2014 VBBL applies to this CP process permit application. Reviewed during 202/21 Pandemic. This is a CP process Permit and the applicant is John Buscemi, P. Eng., CP (GHL Consultants) Stage 1: Excavation & Shoring. Dec. 17, 2020. B. Smith Stage 2: Full Construction issued on Oct. 8, 2021. Stage 1 - Rev #1 (Dec. 10, 2021) - Revised excavation and shoring with added depth to the south side including encroachment agreement reached with neighbors. | Modern Systems Management Ltd
NULL | NULL | 3636 W 39TH AVENUE, Vancouver, BC V1V 1V1 | Electrical Permit | Commercial | NULL | Draft | Annual / Operating - 2 annual site walk throughs to review and inspect each electrical room, all common areas including interior and exterior, as well as the parkade. We will generate and report after each visit. | Nightingale Electric Ltd
EP-2023-06566 | 2023-07-20 | 3636 W 39TH AVENUE, Vancouver, BC V1V 1V1 | Electrical Permit | Commercial | NULL | Issued | Annual / Operating - Maintenance of existing operating electrical equipment. 2 annual site walkthroughs to review and inspect each electrical room, all common areas, including interior and exterior, as well as parkade. we will generate and report after each visit. | Nightingale Electric Ltd
EP-2022-07182 | 2022-08-30 | 3636 W 39TH AVENUE, Vancouver, BC V1V 1V1 | Electrical Permit | Commercial | New | Completed | Installation / Repair - Commercial - Installation of access control, CCTV and visitor intercoms systems. All low voltage work. >BP: To construct a 4-storey mixed use building including 29 apartments. Ground level CRU proposed with up to 3 shell suites, all located over 2 levels of below grade storage garage having access frm a lane and consisting of 19 commercial parking stalls and 57 residential parking stalls. | Smart-Tek Communications Inc
EP-2022-07911 | 2022-09-22 | 3636 W 39TH AVENUE, Vancouver, BC V1V 1V1 | Electrical Permit | Commercial | New | Expired | Temporary Power - Commercial - To provide temporary power. | Nightingale Electric Ltd
GP-2023-02411 | 2023-08-17 | 5474 OAK STREET, Vancouver, BC V6M 2V6 | Gas Permit | Residential | Renovation | Issued | Residential - Decommission and remove old heating source and install new heat pump. | Ashton Service Group/Ashton Mechanical Ltd.
NULL | NULL | 4088 SOPHIA STREET, Vancouver, BC V1V 1V1 | Gas Permit | Residential | New | Draft | Residential - Gas permit for a presently installed cooktop | Frederick Vernon Anderson DBA Adept Plumbing & Heating
EP-2022-04295 | 2022-05-25 | 8580 RIVER DISTRICT CROSSING, Vancouver, BC V5S 0B9 | Electrical Permit | Commercial | Addition | Issued | Installation / Repair - Commercial - Utilizing the spare 200A breaker accounted for the original building load, we will be adding a panel for the purpose of electric vehicle charging. Please note, this load already been accounted for the original calculated load, please see updated single line attached. New panel is called "EVC 2". -We are the preferred contractor for Wesgroup when it comes to matters of the vault or building infrastructure, but we are not doing the installation for the EVC systems out beyond the panel. Because there was a spare 200A breaker already in the MDC board and on the Single Line Diagram, this means that this load has already been accounted for in the initial building design load calculation. The panel will be mounted in the electrical room and subsequent EVC loads will be brought out of it under a different permit, by a different contractor. Amend: June 15, 2022 Installation of BC Hydro Meter requires SERVICE inspection as per electrical district inspector and "Service" inspection is not an option for inspection. Please check the box on the list for "Meter Work" and also "grounding and Bonding" so that the "Service" inspection request becomes available. NEW - 2nd EV Panel sub service | Nightingale Electric Ltd
EP-2022-01360 | 2022-05-25 | 8580 RIVER DISTRICT CROSSING, Vancouver, BC V5S 0B9 | Electrical Permit | Residential | Renovation | Completed | Installation / Repair - Residential - Installation of 4 level two EV charging stations; supplied by the existing 200amp 208v dedicated panelboard EVC-2 installed by base building electrical contractor. Updated load calculations included. As all work is within commercial areas Strata letter of approval is not required. | Corporate Electric Limited
EP-2022-07694 | 2022-09-14 | 8580 RIVER DISTRICT CROSSING, Vancouver, BC V5S 0B9 | Electrical Permit | Commercial | NULL | Expired | Annual / Operating - ANNUAL OPERATING PERMIT VALID: SEPT 15/2022 TO SEPT 14/2023 EXPIRED PERMIT: EP-2021-06954 Two Annual walkthrough's with reports & worklog Mario Fata Class A : CEL000219985 March 21/2023-AMEND Please update FSR Mario Fata #219985 to Jason White #252323 | Nightingale Electric Ltd
EP-2023-08429 | 2023-09-19 | 8580 RIVER DISTRICT CROSSING, Vancouver, BC V5S 0B9 | Electrical Permit | Commercial | NULL | Issued | Annual / Operating - Two annual walkthroughs with reports & work log. VALID: SEPT 15/2023 TO SEPT 14/2024 RENEWAL OF EP-2022-07694 | Nightingale Electric Ltd
EP-2023-01493 | 2023-02-22 | 3942 W 32ND AVENUE, Vancouver, BC V6S 1Z3 | Electrical Permit | Residential | Renovation - Dwelling Unit(s) only | Completed | Installation / Repair - Residential - Secondary suite: installing range and hood fan. And relocate the lighting. >BP: Interior alterations to change the use from Single Detached House to Single Detached House with Secondary Suite. Scope of work: Changes to basement secondary suite - Additional resilient channel and 1/2" Type C GWB for fire separation between den and theater, fire-rated door to theater, new kitchen cabinet with related fixture | Powerful Electric Ltd
PP-2023-00642 | 2023-02-23 | 3942 W 32ND AVENUE, Vancouver, BC V6S 1Z3 | Plumbing Permit | Residential | Renovation | Completed | Residential - Second suite with an exiting kitchen sink and a new dishwasher >DB: 3942 W 32nd Ave Interior alterations to change the use from Single Detached House to Single Detached House with Secondary Suite. Scope of work: Changes to basement secondary suite - Additional resilient channel and 1/2" Type C GWB for fire separation between den and theater, fire-rated door to theater, new kitchen cabinet with related fixture | West Pender Mechanical Ltd
SP-2023-00290 | 2023-02-21 | 3942 W 32ND AVENUE, Vancouver, BC V6S 1Z3 | Sprinkler Permit | Residential | Renovation | Completed | Residential - drop down existing pendants for new layer of drywall and channel >DB: Interior alterations to change the use from Single Detached House to Single Detached House with Secondary Suite. Scope of work: Changes to basement secondary suite - Additional resilient channel and 1/2" Type C GWB for fire separation between den and theater, fire-rated door to theater, new kitchen cabinet with related fixture | Yu Fire Protection Inc.
EP-2022-07188 | 2022-08-25 | 1308 ADANAC STREET, Vancouver, BC V5L 2C3 | Electrical Permit | Commercial | Addition | Expired | Temporary Power - Commercial - To provide temporary power to this site. Expired Electrical Permit EP-2020-06165 Valid Aug 19, 2021 - Aug 18, 2022 | Centre Electric Ltd
EP-2022-10526 | 2022-12-14 | 1308 ADANAC STREET, Vancouver, BC V5L 2C3 | Electrical Permit | Commercial | NULL | Expired | Annual / Operating - Base Building maintenance and repair. | INT Electrical Ltd
SP-2021-00687 | 2022-08-05 | 1308 ADANAC STREET, Vancouver, BC V5L 2C3 | Sprinkler Permit | Commercial | New | Completed | Commercial - For all sprinkler work to the 2014 VBBL; NFPA 13, 2013; standpipe work to NFPA 14, 2010; for this newly constructed 5-storey industrial building consists of 3 levels of Wholesale Class A (levels 1-3) and 2 levels of General Office (levels 4-5) all over 2 levels of underground parking at this site. This permit is for building shell and separate permits are required for Tenant Improvements. Including building permit Revisions #1 issued January 29, 2021 and Revision #2 June 28, 2022. This application does not include any of the following: • Warehouse storage arrangements, or mobile compact storage arrangements. • Information Technology Equipment Rooms (e.g. IT Rooms, LAN Rooms, etc.). • Alternative solutions. • Flexible sprinkler drops. Notes: 1. Sprinkler engineer of record Mr. Ryan Pavey, P.Eng. of Cardinal Engineering T: (604) 605-0606. E: pavey@cardinalfire.ca 2. Construction Standpipe to Bulletin 2017-003-BU/FI, VBBL, NFPA 14, and VFBL. 3. Future tenants shall be advised of the limitations of the fire protection system. 4. Separate permit(s) and document(s) required for tenant improvements. | Pacific Rim Fire Protection (2008) Ltd
EP-2022-03968 | 2022-05-13 | 4427 CAMBIE STREET #102, Vancouver, BC | Electrical Permit | Commercial | Renovation - Dwelling Unit(s) only | Completed | Installation / Repair - Commercial - SUITE #102 - Install branch circuit for Dryer plug | Expert Electric Ltd
GP-2023-01682 | 2023-05-30 | 2917 VICTORIA DRIVE, Vancouver, BC | Gas Permit | Residential | Tenant Improvement | Completed | Residential - replace existing combi boiler with new combi boiler | A-1 Drainage Plumbing & Heating Limited
GP-2023-00345 | 2023-01-29 | 2915 VICTORIA DRIVE, Vancouver, BC | Gas Permit | Residential | Renovation - Dwelling Unit(s) only | Completed | Residential - Boiler replacement | Tek Climate Heating & Air Conditioning Ltd
NULL | NULL | 1007 KEEFER STREET, Vancouver, BC | Electrical Permit | Residential | Tenant Improvement | Withdrawn | Installation / Repair - Residential - 20A Manual Transfer Switch installed to interlock 4kW Force Fan Heater and new 20A EV Charging Circuit (3.84kW) with GrizzlE EV Charger (set to 20A output) | MJR Electric Ltd
EP-2023-04820 | 2023-06-09 | 4427 CAMBIE STREET #510, Vancouver, BC | Electrical Permit | Commercial | Renovation | Completed | Installation / Repair - Commercial - Addition of pot lights and circuitry for laundry and kitchen reno. There is no structural work being done. All work is on interior spaces/walls and not party walls. Ceiling work is to be done on all interior drop ceiling as this is a concrete building. | AMF Services Ltd
EP-2022-07367 | 2022-09-01 | 1310 RICHARDS STREET #502, Vancouver, BC | Electrical Permit | Commercial | Renovation | Completed | Installation / Repair - Commercial - Replacement of 60 A feeder cable from electrical closet to Studio Suite. -There are existing pathways large enough for us to reuse without having to cut away any material. We will just be removing the existing fire stop and re applying new fire stop. >>Amend: Sept. 15th -Please amend to include a service inspection. I will need to request for one. -Relocate/reconnect | Berts Electric (2001) Ltd
EP-2022-00545 | 2022-01-25 | 2650 MAPLE STREET, Vancouver, BC V1V 1V1 | Electrical Permit | Commercial | Tenant Improvement | Expired | Temporary Power - Commercial - To provide temporary power. | Plan Group Inc
PP-2021-04190 | 2022-01-04 | 369 CARRALL STREET, Vancouver, BC V6B 2J4 | Plumbing Permit | Commercial | Renovation | Completed | Commercial - Installation of laundry sink | Drips & Drains Plumbing and Heating Ltd
EP-2022-09621 | 2022-11-15 | 369 CARRALL STREET, Vancouver, BC V6B 2J4 | Electrical Permit | Commercial | NULL | Expired | Annual / Operating - Annual operating permit. -renewal of EP-2021-07248 Valid: September 05, 2022 to September 04, 2023 | Canucks Electric Inc
NULL | NULL | 369 CARRALL STREET, Vancouver, BC V6B 2J4 | Electrical Permit | Commercial | NULL | Draft | Annual / Operating - renew annual operating permit | Canucks Electric Inc
EP-2023-08403 | 2023-09-18 | 369 CARRALL STREET, Vancouver, BC V6B 2J4 | Electrical Permit | Commercial | NULL | Issued | Annual / Operating - Annual operating permit. -Renewal of EP-2022-09621 Valid: September 05, 2023 to September 04, 2024 | Canucks Electric Inc
EP-2022-08465 | 2022-10-07 | 3438 SAWMILL CRESCENT, Vancouver, BC | Electrical Permit | Commercial | New | Completed | Installation / Repair - Commercial - installation of a ULC communication panel for a fire alarm system >BP: To develop this site with a 25 storey (26 storey per VBBL) multiple dwelling building with a six storey residential podium, providing 243 dwelling units, including 5 Secondary dwelling units, and 14 Live-work dwelling units all over four levels of underground parking, having vehicular access from the East shared Access road. Stage #1 - secant pile installation only - issued 2019-02-01 Stage #2 - excavation, shoring, and foundation up to grade - issued 2019-09-18 Stage #3 - full construction - issued 2020-01-17 Stage #3 - revision #1 - to relocate two accessible parking stalls in P2 - issued June 20/22 - Erv | Telus Custom Security Systems Inc
EP-2022-08774 | 2022-10-24 | 3438 SAWMILL CRESCENT, Vancouver, BC | Electrical Permit | Commercial | NULL | Expired | Annual / Operating - Maintenance of existing operating electrical equipment. Two inspections with reports and digital worklogs. | Nightingale Electric Ltd
EP-2022-08957 | 2022-10-21 | 3438 SAWMILL CRESCENT, Vancouver, BC | Electrical Permit | Commercial | New | Completed | Installation / Repair - Commercial - Installation of coaxial and fiber homerun drops for both Shaw Communications and Novus Entertainment for all 265 residential suites. Coaxial splitter installation in each suite's media panel, and dress-in and termination of homerun drops (Shaw coax & Novus fiber) in designated communications closets throughout the tower and midrise. All in-suite rough-in and plating completed by another contractor on site. >BP: To develop this site with a 25 storey (26 storey per VBBL) multiple dwelling building with a six storey residential podium, providing 243 dwelling units, including 5 Secondary dwelling units, and 14 Live-work dwelling units all over four levels of underground parking, having vehicular access from the East shared Access road. Stage #1 - secant pile installation only - issued 2019-02-01 Stage #2 - excavation, shoring, and foundation up to grade - issued 2019-09-18 Stage #3 - full construction - issued 2020-01-17 Stage #3 - revision #1 - to relocate two accessible parking stalls in P2 - issued June 20/22 - Erv | SOS COMMUNICATIONS INC
EP-2022-05331 | 2022-06-23 | 3438 SAWMILL CRESCENT, Vancouver, BC | Electrical Permit | Residential | Addition | Issued | Installation / Repair - Residential - Controls for ETS system for two sites: Parcel 16.2 + Parcel 27, Amend: Dec 20th, 2022 amend address to be 3438 Sawmill Crescent | ESC Automation Inc
EP-2022-01650 | 2022-03-01 | 3438 SAWMILL CRESCENT, Vancouver, BC | Electrical Permit | Commercial | New | Completed | Installation / Repair - Commercial - Around 600ft of heat trace wiring on domestic cold water pipes in parkade. Domestic pipes only, NOT sprinkler pipes >BP: To develop this site with a 25 storey (26 storey per VBBL) multiple dwelling building with a six storey residential podium, providing 243 dwelling units, including 5 Secondary dwelling units, and 14 Live-work dwelling units all over four levels of underground parking, having vehicular access from the East shared Access road. Stage #1 - secant pile installation only - issued 2019-02-01 Stage #2 - excavation, shoring, and foundation up to grade - issued 2019-09-18 Stage #3 - full construction - issued 2020-01-17 | Brian Wuttke
EP-2022-00360 | 2022-01-26 | 6164 BEATRICE STREET, Vancouver, BC V5P 3R2 | Electrical Permit | Residential | New | Expired | Temporary Power - Residential - To provide temporary power. | Best Electric Ltd
EP-2022-01635 | 2022-03-23 | 6164 BEATRICE STREET, Vancouver, BC V5P 3R2 | Electrical Permit | Residential | New | Completed | Installation / Repair - Residential - New Duplex; will include service, rough wiring, and finishing. >BP: To construct a two-storey two-family dwelling ($693,000) with a detached accessory building (garage) at the rear providing 2 parking spaces, having vehicular access from the lane. Note: This Building Permit will remain in a suspended status until the associated (green) Demolition Permit BP-2021-02841 is completed. Note: This is a 2 storey building pursuant to the Zoning and Development By-Law 1. A/C units proposed in the rear yard. 2. Schedule B: Tsung-Hua Yang, P. Eng. (604-729-0585) Structural & Geotechnical 3. HPO: Residential Builder - Vijay Laxmi Construction & Investment ******THIS PERMIT HAS BEEN ISSUED UNDER THE REQUIREMENTS OF VBBL #12511 (2019)****** | Best Electric Ltd
PP-2022-00678 | 2022-02-28 | 6164 BEATRICE STREET, Vancouver, BC V5P 3R2 | Plumbing Permit | Residential | New | Completed | Residential - 2FD - FRONT UNIT - 6164 BEATRICE ST - WEST PORTION BACK UNIT - 6166 BEATRICE ST - EAST PORTION santry and storm con with one sump To construct a two-storey two-family dwelling with a detached accessory building (garage) at the rear providing 2 parking spaces, having vehicular access from the lane. Note: This Building Permit will remain in a suspended status until the associated (green) Demolition Permit BP-2021-02841 is completed. Note: This is a 2 storey building pursuant to the Zoning and Development By-Law 1. A/C units proposed in the rear yard. | AKAL DEMOLITION & EXCAVATING LTD
PP-2022-00836 | 2022-03-11 | 6164 BEATRICE STREET, Vancouver, BC V5P 3R2 | Plumbing Permit | Residential | New | Completed | Residential - 2FD - FRONT UNIT - 6164 BEATRICE ST BACK UNIT - 6166 BEATRICE ST Plumbing To construct a two-storey two-family dwelling with a detached accessory building (garage) at the rear providing 2 parking spaces, having vehicular access from the lane. Note: This is a 2 storey building pursuant to the Zoning and Development By-Law 1. A/C units proposed in the rear yard. | Bluewater Mechanical Ltd
EP-2022-02367 | 2022-10-07 | 6164 BEATRICE STREET, Vancouver, BC V5P 3R2 | Electrical Permit | Residential | New | Completed | Installation / Repair - Residential - 2 cameras on pole setup only. 2 x cameras set up on pole. + duplex homes Low voltage roughin of cable, internet, tel, vacuum, alarm prewire, intercom, doorbell, audio. >BP: To construct a two-storey two-family dwelling ($693,000) with a detached accessory building (garage) at the rear providing 2 parking spaces, having vehicular access from the lane. Note: This Building Permit will remain in a suspended status until the associated (green) Demolition Permit BP-2021-02841 is completed. Note: This is a 2 storey building pursuant to the Zoning and Development By-Law 1. A/C units proposed in the rear yard. 2. Schedule B: Tsung-Hua Yang, P. Eng. (604-729-0585) Structural & Geotechnical 3. HPO: Residential Builder - Vijay Laxmi Construction & Investment | PLANET SMART HOMES LTD.
SP-2022-00601 | 2022-04-25 | 6164 BEATRICE STREET, Vancouver, BC V5P 3R2 | Sprinkler Permit | Residential | New | Completed | Residential - New sprinkler system To construct a two-storey two-family dwelling with a detached accessory building (garage) at the rear providing 2 parking spaces, having vehicular access from the lane. Note: This is a 2 storey building pursuant to the Zoning and Development By-Law 1. A/C units proposed in the rear yard. 2. Schedule B: Tsung-Hua Yang, P. Eng. (604-729-0585) Structural & Geotechnical 3. HPO: Residential Builder - Vijay Laxmi Construction & Investment | Haven Fire Protection Ltd
GP-2022-02448 | 2022-08-19 | 6164 BEATRICE STREET, Vancouver, BC V5P 3R2 | Gas Permit | Residential | New | Completed | Residential - Gas appliance installation: 2x of the following: boiler; range and BBQ >BP: To construct a two-storey two-family dwelling ($693,000) with a detached accessory building (garage) at the rear providing 2 parking spaces, having vehicular access from the lane. | Bluewater Mechanical Ltd
EP-2022-10125 | 2022-11-30 | 7560 GRANVILLE STREET, Vancouver, BC V6P 4Y7 | Electrical Permit | Residential | New | Expired | Temporary Power - Residential - To provide temporary power. Amend: Dec 1, 2022 make the 2 changes as below: 1) change the amperage from 100A to 200A 2) change the owner name to be: Grandlake Investments Corp. | Vanflow Electrical Ltd
EP-2023-04829 | 2023-06-02 | 7560 GRANVILLE STREET, Vancouver, BC V6P 4Y7 | Electrical Permit | Commercial | New | Issued | Interim - Commercial - Scope of work: slab, underground, raceways, grounding, branch circuits. Service connection to BC Hydro is not permitted under this permit. Interim permit for EP-2023-03469. >BP: This permit has been issued for all site work and below grade facilities including two levels of common parking for the proposed development: To construct a 3-storey Multiple Dwelling consisting of three Buildings: a 3-storey Multiple Dwelling (North Building) containing six dwelling units, a 3-storey Multiple Dwelling (West Building) containing six dwelling units, and a 3-storey Multiple Dwelling (East Building) containing four 3-storey dwelling units and one 2-storey dwelling, all over one level of parking having vehicular access from the rear lane. Storage garage is designed as a separate building (3.2.1.2.). North and East building are designed as one building and connected by exit stair #1. Total Dwelling units = 17. Refer to BP-2022-02702 for Building 1 (North Building). Refer to BP-2022-02703 for Building 2 (West Building). Refer to BP-2022-02704 for Building 3 (East Building). This permit has been reviewed under the 2019 Vancouver Building By-law (#12511). Building to be sprinklered to NFPA 13 requirements. STAGED CONSTRUCTION Stage 1 - Excavation and Shoring - issued November 9, 2022 Revision 1 - Change of Geotechnical Engineer of Record, from Ivan Chu, P.Eng. to Read Fenton, P.Eng., effective January 24, 2023. - issued March 8, 2023 Stage 2 - Foundation to Grade - issued April 25, 2023 | MILKYWAY INDUSTRY LTD
EP-2023-03469 | NULL | 7560 GRANVILLE STREET, Vancouver, BC V6P 4Y7 | Electrical Permit | Commercial | New | Applicant Revisions | Installation / Repair - Commercial - Electrical wiring for UNDERGROUND PARKING - all site work and below-grade facilities. >BP: This permit has been issued for all site work and below grade facilities including two levels of common parking for the proposed development: To construct a 3-storey Multiple Dwelling consisting of three Buildings: a 3-storey Multiple Dwelling (North Building) containing six dwelling units, a 3-storey Multiple Dwelling (West Building) containing six dwelling units, and a 3-storey Multiple Dwelling (East Building) containing four 3-storey dwelling units and one 2-storey dwelling, all over one level of parking having vehicular access from the rear lane. Storage garage is designed as a separate building (3.2.1.2.). North and East building are designed as one building and connected by exit stair #1. Total Dwelling units = 17. Refer to BP-2022-02702 for Building 1 (North Building). Refer to BP-2022-02703 for Building 2 (West Building). Refer to BP-2022-02704 for Building 3 (East Building). This permit has been reviewed under the 2019 Vancouver Building By-law (#12511). Building to be sprinklered to NFPA 13 requirements. STAGED CONSTRUCTION Stage 1 - Excavation and Shoring - issued November 9, 2022 Revision 1 - Change of Geotechnical Engineer of Record, from Ivan Chu, P.Eng. to Read Fenton, P.Eng., effective January 24, 2023. - issued March 8, 2023 Stage 2 - Foundation to Grade - issued April 25, 2023 Stage 3 - Full Construction - in review | MILKYWAY INDUSTRY LTD
EP-2023-04621 | 2023-05-29 | 165 W 2ND AVENUE, Vancouver, BC V5Y 1B8 | Electrical Permit | Commercial | Tenant Improvement | Completed | Installation / Repair - Commercial - Installation of 2 receptacles to existing spare circuit in local junction box. Receptacles being utilized to power plug-in Class II power supplies for display lighting in a cabinet. Installation of 1 light switch beside showcase cabinet. | Modergy Electric & Controls Installations Ltd
PP-2022-02290 | 2022-06-30 | 179 W 2ND AVENUE, Vancouver, BC V5Y 1B8 | Plumbing Permit | Commercial | Tenant Improvement | Completed | Commercial - Supply water to water cooler Disconnect dishwasher Supply roughin for hand sink Supply roughin for clothes washer Xray & coring Interior alterations to change the use from General Office to Health Care Office for a new tenant (Focus Physio and Wellness) in this existing mixed use building. Scope of work includes: new interior partitions to accommodate layout, new t-bar ceiling, millwork/finishes, plumbing (hand sink), electrical/lighting | Ange's Plumbing Ltd
SP-2022-00981 | 2022-06-22 | 179 W 2ND AVENUE, Vancouver, BC V5Y 1B8 | Sprinkler Permit | Commercial | Tenant Improvement | Completed | Commercial - ADD 2 NEW SPRINKLER HEADS >Interior alterations to change the use from General Office to Health Care Office for a new tenant (Focus Physio and Wellness) in this existing mixed use building. Scope of work includes: new interior partitions to accommodate layout, new t-bar ceiling, millwork/finishes, plumbing (hand sink), electrical/lighting >>*****This application does not include any of the following: 1. Not more than 20 sprinklers (add, relocate, or remove), 2. hydraulic calculations, 3. change in occupancy and /or hazard classification, 4. warehouse storage arrangements, 5. mobile compact storage arrangements, 6. alternative solutions, 7. changes to the sprinkler system supply piping (e.g. valves, mains, cross-mains, branch-lines, etc.), or 8. flexible sprinkler pipe | Priority Fire Systems Ltd
EP-2022-05173 | 2022-06-22 | 179 W 2ND AVENUE, Vancouver, BC V5Y 1B8 | Electrical Permit | Commercial | Tenant Improvement | Completed | Installation / Repair - Commercial - Tenant Improvement: Physio Clinic - New Isolated ground Receptacles for Treatment Rooms. - Relocate Lighting to accommodate new plans, use existing Switches - Dedicated Receptacles for fitness equipment. Interior alterations to change the use from General Office to Health Care Office for a new tenant (Focus Physio and Wellness) in this existing mixed use building. Scope of work includes: new interior partitions to accommodate layout, new t-bar ceiling, millwork/finishes, plumbing (hand sink), electrical/lighting | Lucid Projects Inc
GP-2022-01414 | 2022-05-10 | 1838 W 12TH AVENUE, Vancouver, BC | Gas Permit | Residential | Renovation | Completed | Residential - To retrofit existing Laars Combi-Boiler with Navien NCB-240/110H High Efficiency Condensing Combi-Boiler; Pricing includes removal of existing heating system, all piping modifications, electrical changes, labour, venting, start up and commissioning The Navien boiler has built on Smart controls on an LCD display, quick dial wheel & Setup Wizard, advanced stainless steel dual heat exchangers and a 15:1 DHW and up to 8.5:1 heating gas fuel turn down ratio. | JJ&A Mechanical LTD
EP-2022-00592 | 2022-01-27 | 1889 E 51ST AVENUE, Vancouver, BC V1V 1V1 | Electrical Permit | Residential | New | Completed | Installation / Repair - Residential - Alarm,Tel/TV/Data,intercom,etc >BP: To construct a 2 storey laneway house building ($174,427) ,providing 1 surface parking space, having vehicular access from the lane. Note: This is a 1 1/2 storey building pursuant to the Zoning & Development By-law 1- Covenant registered at the Land Title Office under CA6610989 2- No strata titling permitted 3- NO A/C unit proposed 4- Schedule B: - Structural & Geotechnical 5- HPO: Residential Builder - Addressing Data Laneway House: Principle Dwelling: Address have been assigned per the approved plans as the fire/emergency access to the laneway house is from the *** side. This access must be provided and maintained at all times and the building addresses posted to be visible from the street in accordance with the Building By-law. | AIGO TECHNOLOGY INC
EP-2022-07176 | 2022-08-25 | 1515 W 57TH AVENUE, Vancouver, BC V6P 0C8 | Electrical Permit | Commercial | NULL | Expired | Annual / Operating - Minor electrical installation, repair and maintenance. Renewal of EP-2021-06336 Valid: September 2, 2022 to September 1, 2023 | Berts Electric (2001) Ltd
EP-2023-08689 | 2023-09-26 | 1515 W 57TH AVENUE, Vancouver, BC V6P 0C8 | Electrical Permit | Commercial | NULL | Issued | Annual / Operating - Minor electrical installation, repair, and maintenance. Renewal of EP-2022-07176 Valid: September 2, 2023 to September 1, 2024 | Berts Electric (2001) Ltd
PP-2022-00553 | 2022-02-24 | 418 W GEORGIA STREET, Vancouver, BC V6B 1Z3 | Plumbing Permit | Commercial | Tenant Improvement | Completed | Commercial - Plumbing systems and grease trap Interior alteration for new restaurant. Scope of work includes new service bar (no commercial cooking permitted); new lighting and seating area. No exterior alterations or change of major occupancy. Occupant load maximum 60 persons. First tenant improvement. | Meridian West Mechanical Ltd
EP-2022-01762 | 2022-03-04 | 418 W GEORGIA STREET, Vancouver, BC V6B 1Z3 | Electrical Permit | Commercial | Tenant Improvement | Completed | Installation / Repair - Commercial - Install lights. >BP: Interior alteration for new restaurant. Scope of work includes new service bar (no commercial cooking permitted); new lighting and seating area. No exterior alterations or change of major occupancy. Occupant load maximum 60 persons. First tenant improvement. | ICS Electric Ltd
EP-2022-03907 | 2022-05-12 | 418 W GEORGIA STREET, Vancouver, BC V6B 1Z3 | Electrical Permit | Commercial | Tenant Improvement | Completed | Installation / Repair - Commercial - GIOVANE CAFE - Installing the light fixtures and wiring for kitchen Appliances Interior alteration for new restaurant. Scope of work includes new service bar (no commercial cooking permitted); new lighting and seating area. No exterior alterations or change of major occupancy. Occupant load maximum 60 persons. First tenant improvement. | Vancouver Green Electric Ltd
SP-2022-00283 | 2022-03-04 | 418 W GEORGIA STREET, Vancouver, BC V6B 1Z3 | Sprinkler Permit | Commercial | Tenant Improvement | Completed | Commercial - Updating existing sprinkler system for new tenant layout >Interior alteration for new restaurant. Scope of work includes new service bar (no commercial cooking permitted); new lighting and seating area. No exterior alterations or change of major occupancy. Occupant load maximum 60 persons. First tenant improvement. *****This application does not include any of the following: 1. Not more than 20 sprinklers (add, relocate, or remove), 2. hydraulic calculations, 3. change in occupancy and /or hazard classification, 4. warehouse storage arrangements, 5. mobile compact storage arrangements, 6. alternative solutions, 7. changes to the sprinkler system supply piping (e.g. valves, mains, cross-mains, branch-lines, etc.), or 8. flexible sprinkler pipe. | Escape Fire Protection Ltd
SP-2021-01616 | 2022-04-26 | 731 HOMER STREET, Vancouver, BC V6B 2W1 | Sprinkler Permit | Commercial | Tenant Improvement | Completed | Commercial - For sprinkler system alterations to the 2019 VBBL and NFPA 13, 2013 for the tenant improvements to provide for the interior fit out in a newly constructed building shell. The scope of construction includes new partitions, ceilings and finishes to provide a bank branch with the client meeting rooms, team workspace with kitchenette and 2 new washrooms (1 universal and 1 unisex). THIS IS A CERTIFIED PROFESSIONAL PROJECT and the CP is Dave Steer, P.Eng. CP of LMDG. This application does not include any of the following: • Mobile compact storage arrangements. • Changes to the sprinkler system supply piping (e.g. valves, mains, cross-mains, etc.). • Information Technology Equipment Rooms (e.g. IT Rooms, LAN Rooms, etc.). • New alternative solutions and/or modifications to existing alternative solutions. Notes: 1. Sprinkler engineer of record Mr. Elston Johnston of Iron Stone Engineering Inc. T: 604 272 0105. E: elston@ironstoneeng.com 2. One set of approved drawings and permit to be available for viewing at the jobsite. 3. Change in NFPA 13 hazard classification from OHG2 under base building to OHG1 under tenant improvement to allow for the use of flexible sprinkler hose. Future tenant improvements will require hydraulic calculations for a change in occupancy/hazard classification. *** Flexible Sprinkler Pipe (Tenant Improvement Area) - Automatic sprinkler system has been designed for the use of Victualic Vicflex AH2 flexible sprinkler drops with 1/2" and 3/4" outlets, up to 60" (5 ft.t.) in length with a maximum of 3 - 90 degree bends with a 2" bend radious for use with standfard coverage and extended coverage pendent sprinklers as noted on the sprinkler system shop drawings. *** | Escape Fire Protection Ltd
EP-2022-00546 | 2022-01-26 | 731 HOMER STREET, Vancouver, BC V6B 2W1 | Electrical Permit | Commercial | New | Completed | Installation / Repair - Commercial - Communications and Security Cabling Interior alteration in a newly constructed building shell. The scope of construction includes new partitions, ceilings and finishes to provide a bank branch with the client meeting rooms, team workspace with kitchenette and 2 new washrooms (1 universal and 1 unisex). | Plan Group Inc
PP-2022-00014 | 2022-01-20 | 731 HOMER STREET, Vancouver, BC V6B 2W1 | Plumbing Permit | Commercial | New | Completed | Commercial - New Washrooms to Bank office Interior alteration in a newly constructed building shell. The scope of construction includes new partitions, ceilings and finishes to provide a bank branch with the client meeting rooms, team workspace with kitchenette and 2 new washrooms (1 universal and 1 unisex). | Mayne & Fong Mechanical Systems Inc.
EP-2022-00076 | 2022-01-21 | 731 HOMER STREET, Vancouver, BC V6B 2W1 | Electrical Permit | Commercial | Tenant Improvement | Completed | Installation / Repair - Commercial - FA Scope Only - Install new FA Speakers, Strobes and re-Verify existing Base building devices >BP: Interior alteration in a newly constructed building shell. The scope of construction includes new partitions, ceilings and finishes to provide a bank branch with the client meeting rooms, team workspace with kitchenette and 2 new washrooms (1 universal and 1 unisex). | Protec Installations Group
EP-2022-00090 | 2022-01-13 | 731 HOMER STREET, Vancouver, BC V6B 2W1 | Electrical Permit | Commercial | Tenant Improvement | Completed | Installation / Repair - Commercial - Tenant improvement for new RBC bank. To include new branch circuits and receptacles. New lighting and lighting control systems. Conduit infrastructure for security and data. New floor boxes. Exit & emergency lighting. Fire alarm by others - not part of this permit. Security & communications by others - not part of this permit -Fan Coil units are provided by the base building general contractor and are to be installed by TI mechanical contractor and wired by TI electrical contractor -Electrical service is existing to remain but additional breakers will be added as per TI requirements. -all security and data wiring by others - we will provide conduit infrastructure and boxes only >BP: Interior alteration in a newly constructed building shell. The scope of construction includes new partitions, ceilings and finishes to provide a bank branch with the client meeting rooms, team workspace with kitchenette and 2 new washrooms (1 universal and 1 unisex). | Charles Richard Pawluk o/a United Electrical Systems Ltd
EP-2023-10825 | 2023-12-04 | 268 W KING EDWARD AVENUE, Vancouver, BC V5Y 2J2 | Electrical Permit | Commercial | NULL | Issued | Annual / Operating - ANNUAL OPERATING PERMIT Maintain lighting systems and electrical. -renewal of EP-2022-10201 -Valid: Nov. 13, 2023 - Nov. 12, 2024 | Santec Electric Inc
EP-2022-10201 | 2022-12-02 | 268 W KING EDWARD AVENUE, Vancouver, BC V5Y 2J2 | Electrical Permit | Commercial | NULL | Expired | Annual / Operating - Maintain lighting systems and electrical. Valid 11/14/2022 until 11/13/2023 Expired EP-2021-09030 | Santec Electric Inc
EP-2022-09281 | 2022-11-01 | 969 BURRARD STREET, Vancouver, BC V6Z 1Y1 | Electrical Permit | Commercial | Renovation | Expired | Temporary Power - Commercial - To provide temporary power. | K S Maude Electric Ltd
EP-2023-04876 | 2023-06-01 | 969 BURRARD STREET, Vancouver, BC V6Z 1Y1 | Electrical Permit | Commercial | Addition | Issued | Installation / Repair - Commercial - Low voltage HVAC controls Amend: Sept 25, 2023 change the address to 969 Burrard Street. | Olympic Controls Inc
EP-2022-04592 | 2022-06-01 | 525 POWELL STREET, Vancouver, BC V6A 1G8 | Electrical Permit | Commercial | New | Expired | Temporary Power - Commercial - To provide temporary power. | Jonkman Electric Ltd
EP-2023-05077 | 2023-06-07 | 525 POWELL STREET, Vancouver, BC V6A 1G8 | Electrical Permit | Commercial | Addition | Issued | Temporary Power - Commercial - To provide temporary power. Renewal of EP-2022-04592 Valid: Jun 1, 2023 to May 31, 2024 | Jonkman Electric Ltd
EP-2022-00476 | 2022-01-24 | 7081 SOPHIA STREET, Vancouver, BC V1V 1V1 | Electrical Permit | Residential | Renovation | Completed | Installation / Repair - Residential - Bring secondary suite up to code for the use of Childcare/daycare. EM lighting, replace receptacles with TR and GFCI where required, confirm/replace smoke/combo alarms with battery backup. >BP: Little Ducklings Daycare for 7 children with some under 30 months of age in the basement suite that the operator rents and lives Thansy Mahendran 778.928.4555 thansy@outlook.com | EVERLAST ELECTRIC LTD
EP-2023-01519 | 2023-02-23 | 151 E 2ND AVENUE, Vancouver, BC V5T 1B4 | Electrical Permit | Commercial | Tenant Improvement | Completed | Installation / Repair - Commercial - Install power and data for furniture -No Structural work. Installing power and data on existing infrastructure. | Sasco Contractors Ltd
EP-2023-05725 | 2023-06-27 | 3625 SAWMILL CRESCENT, Vancouver, BC V1V 1V1 | Electrical Permit | Commercial | NULL | Issued | Annual / Operating - Annual maintenance of all electrical equipment. Renewal of EP-2022-05910 Valid: Jun 24, 2023 to Jun 23, 2024 | Villa Electric (1980) Ltd
EP-2022-05910 | 2022-07-14 | 3625 SAWMILL CRESCENT, Vancouver, BC V1V 1V1 | Electrical Permit | Commercial | NULL | Expired | Annual / Operating - Annual maintenance of all electrical equipment. Renewal of EP-2021-04700 Valid: Jun 24, 2022 to Jun 23, 2023 | Villa Electric (1980) Ltd
EP-2022-01552 | 2022-12-21 | 3625 SAWMILL CRESCENT, Vancouver, BC V1V 1V1 | Electrical Permit | Residential | Renovation | Completed | Installation / Repair - Residential - Low Voltage Hvac controls wiring and installations | Olympic Communications Inc
SP-2022-00605 | 2022-11-16 | 3668 W 10TH AVENUE, Vancouver, BC V6R 2G3 | Sprinkler Permit | Commercial | New | Cancelled | Commercial - To install sprinkler system to NFPA 13 and standpipe to NFPA 4 in a new four-storey mixed-use commercial and residential building. The building contains six retail units at grade and a total of 35 dwelling units all over 2 levels of underground parkade. | Escape Fire Protection Ltd
EP-2022-06113 | 2022-07-22 | 3668 W 10TH AVENUE, Vancouver, BC V6R 2G3 | Electrical Permit | Commercial | New | Expired | Temporary Power - Commercial - To provide temporary power. | BUSY BOYS ELECTRICAL LTD
EP-2022-07303 | 2022-10-28 | 3668 W 10TH AVENUE, Vancouver, BC V6R 2G3 | Electrical Permit | Commercial | New | Completed | Interim - Commercial - Scope of work: slab, underground, raceways, grounding, branch circuits. Service connection to BC Hydro is not permitted under this permit. >BP: To construct a four-storey mixed-use commercial and residential building containing six retail units at grade and a total of 35 dwelling units all over 2 levels of underground parkade. VBBL 2014 - Reviewed during 20/21 pandemic. Stage 1: Excavation & Shoring, Dec. 9, 2020. B. Smith Stage 2 - Full Construction on June 20, 2022. Rev 1 - Stage 1 - Excavation and Shoring & ESC plans (Aug. 5th, 2022). | BUSY BOYS ELECTRICAL LTD
EP-2022-07822 | 2023-05-24 | 3668 W 10TH AVENUE, Vancouver, BC V6R 2G3 | Electrical Permit | Commercial | New | Cancelled | Installation / Repair - Commercial - New wiring, service, fire alarm, connecting mechanical equipment, low voltage, finishing and installing light fixtures of a 4 storey condo building with 2 levels of parking and 6 CRUs. >BP: To construct a four-storey mixed-use commercial and residential building containing six retail units at grade and a total of 35 dwelling units all over 2 levels of underground parkade. VBBL 2014 - Reviewed during 20/21 pandemic. Stage 1: Excavation & Shoring, Dec. 9, 2020. B. Smith Stage 2 - Full Construction on June 20, 2022. Rev 1 - Stage 1 - Excavation and Shoring & ESC plans (Aug. 5th, 2022). | BUSY BOYS ELECTRICAL LTD
EP-2022-07608 | 2022-09-13 | 3668 W 10TH AVENUE, Vancouver, BC V6R 2G3 | Electrical Permit | Commercial | New | Expired | Temporary Power - Commercial - To provide temporary power. | BUSY BOYS ELECTRICAL LTD
PP-2022-03617 | 2022-12-01 | 3668 W 10TH AVENUE, Vancouver, BC V6R 2G3 | Plumbing Permit | Commercial | New | Issued | Commercial - Plumbing work for 6 Commercial rental units and 35 Residential units. To construct a four-storey mixed-use commercial and residential building containing six retail units at grade and a total of 35 dwelling units all over 2 levels of underground parkade. | Any Kind Plumbing & Heating Ltd
PP-2022-03616 | NULL | 3668 W 10TH AVENUE, Vancouver, BC V6R 2G3 | Plumbing Permit | Commercial | New | Cancelled | Commercial - Plumbing for 35 Residentials Units and 6 Commercial Rental Units. | Any Kind Plumbing & Heating Ltd
SP-2023-00082 | 2023-08-10 | 3668 W 10TH AVENUE, Vancouver, BC V6R 2G3 | Sprinkler Permit | Commercial | New | Issued | Commercial - To install sprinkler system to NFPA 13 and standpipe to NFPA 14 in a new four-storey mixed-use commercial and residential building. The building contains six retail units at grade and a total of 35 dwelling units all over 2 levels of underground parkade. | Ultra Fire Protection Ltd
EP-2023-06226 | 2023-08-25 | 3668 W 10TH AVENUE, Vancouver, BC V6R 2G3 | Electrical Permit | Commercial | New | Issued | Installation / Repair - Commercial - TO CONTINUE WORK STARTED BY Others (re: BUSY BOYS ELECTRICAL LTD – EP-2022-07822) >Permit Amendment Aug 29, 2023 -"Installation of E-comm system" New wiring, service, fire alarm, connecting mechanical equipment, low voltage, finishing and installing light fixtures of a 4 storey condo building with 2 levels of parking and 6 CRUs. | Acon Electrical Ltd
EP-2023-07447 | 2023-08-15 | 3668 W 10TH AVENUE, Vancouver, BC V6R 2G3 | Electrical Permit | Commercial | New | Issued | Temporary Power - Commercial - TO CONTINUE WORK STARTED BY OTHERS (EP-2022-07608) To provide temporary power. | Acon Electrical Ltd
EP-2024-00040 | 2024-01-04 | 3668 W 10TH AVENUE, Vancouver, BC V6R 2G3 | Electrical Permit | Commercial | New | Issued | Installation / Repair - Commercial - Low Voltage Class 2 DDC system | Mak Systems Inc
GP-2023-02947 | NULL | 3668 W 10TH AVENUE, Vancouver, BC V6R 2G3 | Gas Permit | Commercial | New | Cancelled | Commercial - Gas work for 6 Commercial rental units and 35 Residential units. | Any Kind Plumbing & Heating Ltd
PP-2022-01385 | 2022-04-25 | 3789 QUEBEC STREET, Vancouver, BC V5V 3K5 | Plumbing Permit | Residential | New | Completed | Residential - Lawn irrigation system | J F P irrigation Ltd
GP-2022-01909 | 2022-06-24 | 3789 QUEBEC STREET, Vancouver, BC V5V 3K5 | Gas Permit | Residential | Addition | Completed | Residential - Wolf 48" Dual Fuel Range >BP: Exterior and interior alterations to remove all work without permit, upper attic dormer, relocate the garage, new roof deck, new sunken patio access to suite, new windows and foundations and to convert the existing multiple conversion dwelling (2) dwelling units with 2 (housekeeping units) to a one family dwelling with secondary suite on this corner flanking no lane site. Retention drawings and Assurance of Retention letter submitted by AIBC D'Arcy Jones at 604-669-2235. Non-conforming site with existing Building Depth, Rear Yard Depth and FSR noted by Susan Chang (DP-2016-00237) . Building To Be Sprinklered To NFPA 13-D Requirements As Per VBBL Sequence of construction letter submitted by A. Chad at 604-398-8860 Addressing Note: Principle Dwelling 3789 Quebec Street Basement South side, 1st, 2nd & 3rd storeys (single family dwelling unit, retained on site) Secondary Suite 99 E 22nd Av - Basement North side Schedule B Structural from P.Eng. Andrew Chad 604-787-8495 Schedule B Geo-Technical from P.Eng. Joseph Inseok Oh 604-513-4190 Schedule B Architectural from AIBC D'Arcy Jones, 604-669-2235 Schedule A Confirmation of Commitment from AIBC D'Arcy Jones, 604-669-2235 Schedule D-1 CSA BUILDING SCIENCES WESTERN LTD, RICARDO SAPOLLNIK P.ENG 604-523-1366 Energy efficiency upgrade to be in conformance with Table 11.2.1.4 and Vancouver Building By-Law. - Renovation Energy Upgrade Proposal submitted by CEA Peter Cho Domus home Energy 604-243-8616 | Han Appliances & Refrigeration Ltd
EP-2023-01071 | 2023-02-13 | 2851 COMMISSIONER STREET, Vancouver, BC V1V 1V1 | Electrical Permit | Commercial | Renovation | Completed | Installation / Repair - Commercial - Provide cabling for 8 Cameras, 5 card readers, Bosch alarm system. Conduit provided by others. NO MAGLOCKS Site contact - Rajinder Gill - +1 (778) 385-2616 *Amend Jun 13, 2023 -"Install Mag-Locks on one of the doors. Mag-Locks will be provided by others, and tied to security panel by Paladin" -BP# Permit No. 16-290 (attached) | PALADIN TECHNOLOGIES INC
EP-2022-03584 | 2022-05-05 | 1131 FRANKLIN STREET, Vancouver, BC V6A 1J8 | Electrical Permit | Commercial | Tenant Improvement | Completed | Installation / Repair - Commercial - Installation of outdoor rated 30amp 120v RV receptacle on GFCI breaker for temporary covid shelter | UES Electrical Services Incorporated
EP-2023-00188 | 2023-01-13 | 787 W 63RD AVENUE, Vancouver, BC V6P 2H1 | Electrical Permit | Residential | Renovation | Completed | Installation / Repair - Residential - install breaker, cable and disconnect for Heat pump -A mechanical permit is required for heat pump installation before an electrical inspection will be performed -Check to see if any EV has been installed- MT MP-2023-00144 | TLX Electric Inc
EP-2023-01686 | 2023-03-02 | 8588 OSLER STREET, Vancouver, BC | Electrical Permit | Commercial | Tenant Improvement | Completed | Installation / Repair - Commercial - Install an EV charger branch circuit (6656W). The charger will be installed at their parking stall and there is a pre-installed conduit to the electrical panel. | Eltec Electric Ltd
PP-2022-02717 | 2022-08-05 | 5092 CHAMBERS STREET, Vancouver, BC V5R 3L9 | Plumbing Permit | Commercial | New | Issued | Commercial - Drain tile ,rain water leader and sumps Building 2 - To construct a four storey Multiple Dwelling buildings consisting of six units and two lock-off units | SOURCE ONE EXCAVATING LTD
GP-2024-00107 | 2024-01-12 | 5092 CHAMBERS STREET, Vancouver, BC V5R 3L9 | Gas Permit | Residential | New | Issued | Residential - address-5086 5088 5094 5098 5100 5102 to install 1 range | Symbolistic Heating Ltd
EP-2022-03240 | 2022-04-22 | 3325 HIGHBURY STREET, Vancouver, BC V6H 2S5 | Electrical Permit | Residential | New | Expired | Temporary Power - Residential - To provide temporary power. | Vanflow Electrical Ltd
EP-2022-05512 | 2022-10-20 | 155 W 2ND AVENUE, Vancouver, BC | Electrical Permit | Commercial | Addition | Completed | Installation / Repair - Commercial - Install NEMA 14-50 receptacle for EV charging at parking stall #001 c/w 208V 50A circuit fed from house panel. Install NEMA 14-50 receptacle for EV charging at parking stall #002 c/w 208V 50A circuit fed from house panel. Install kWh meters to monitor consumption. -Please see attached load calculation as well as single line diagrams for the main service and the Tower 2 distribution branch. The two EV charging circuits will be fed from Panel 2H of the Tower 2 distribution branch. | Newtech Electrical Services Ltd
MP-2022-00160 | 2022-08-29 | 159 W 2ND AVENUE #1403, Vancouver, BC | Mechanical Permit | NULL | NULL | Cancelled | NULL | Pro Ace Heating & Air Conditioning Services Ltd
EP-2022-08044 | 2022-11-03 | 159 W 2ND AVENUE #1702, Vancouver, BC | Electrical Permit | Commercial | Renovation | Completed | Installation / Repair - Commercial - UNIT# 1702 relocate existing Ev Charger Plug | Vanline Electric Ltd
EP-2022-03695 | 2022-05-09 | 402 DUNSMUIR STREET, Vancouver, BC V1V 1V1 | Electrical Permit | Commercial | NULL | Expired | Annual / Operating - annual operating permit renewal VALID: April 24, 2022 to April 23, 2023 Renewal of EP-2021-03064 | Ainsworth Inc
EP-2022-01634 | 2022-03-02 | 6281 FRASER STREET, Vancouver, BC V5W 3A2 | Electrical Permit | Commercial | Renovation | Completed | Installation / Repair - Commercial - Electrical wiring and lights installation for the business store. >BP: To alter the interior to provide improvements for a new tenant (Bubble Tea Shop) in this existing Retail Store (group E occupancy). Scope of work includes: 1) Reconfiguring interior walls. 2) Updating bathroom to be an accessible bathroom. 3) Installation of new plumbing. 4) Installation of a grease trap. 5) Ceiling and electrical work. ARCHAEOLOGICAL IMPACT: If work on this site could lead to the disturbance of soil advise applicant to contact the Provincial Archaeology Branch at 250-953-3334 for necessary permits. In addition, please be advised that reports from an Archaeologist (AIA, AOA) and permits from the First Nations may be necessary prior to the release of your City of Vancouver permits. | Vanpower Electrical Ltd.
GP-2022-00723 | 2022-03-07 | 6281 FRASER STREET, Vancouver, BC V5W 3A2 | Gas Permit | Commercial | Renovation | Completed | Commercial - Cap off unit heater | A-Grade Plumbing & Heating Ltd
PP-2022-00773 | 2022-03-28 | 6281 FRASER STREET, Vancouver, BC V5W 3A2 | Plumbing Permit | Commercial | Renovation | Completed | Commercial - Add plumbing fixtures for tea shop **DPI TO VERIFY** Work under this permit shall be in accordance with the advise provided with Park Board Archaeologist. Should archaeological matter be discovered during the course of work, stop work immediately and consult an Archaeologist or the Archaeological Branch of British Columbia for the necessary approvals. | A-Grade Plumbing & Heating Ltd
MP-2023-00591 | 2023-04-05 | 1148 E 11TH AVENUE, Vancouver, BC V5T 2G3 | Mechanical Permit | NULL | NULL | Completed | NULL | Pioneer Plumbing & Heating Inc
EP-2023-02730 | 2023-04-13 | 1146 E 11TH AVENUE, Vancouver, BC V5T 2G3 | Electrical Permit | Residential | Renovation | Issued | Installation / Repair - Residential - adding mini split for garage The service voltage is120/240, its a multi unit single family home *MP-2023-00591 | Bisco Electrical Contracting Ltd
EP-2022-03833 | 2022-05-10 | 1831 WOODLAND DRIVE, Vancouver, BC V1V 1V1 | Electrical Permit | Commercial | NULL | Expired | Annual / Operating - Annual electrical operating permit Valid April 15, 2022 to April 14, 2023 Renewal of EP-2021-03048 | JJL Electrical Services Ltd
EP-2023-03680 | 2023-05-26 | 1831 WOODLAND DRIVE, Vancouver, BC V1V 1V1 | Electrical Permit | Commercial | NULL | Issued | Annual / Operating - Maintenance of existing operating electrical equipment. Valid April 15, 2023 to April 14, 2024 Renewal of EP-2022-03833 | JJL Electrical Services Ltd
EP-2022-07660 | 2022-09-14 | 5005 CLARENDON STREET, Vancouver, BC V1V 1V1 | Electrical Permit | Commercial | NULL | Expired | Annual / Operating - ANNUAL OPERATING PERMIT Town house project | ICAN Electrical Ltd.
MP-2023-01509 | 2023-08-16 | 3105 ST. CATHERINES STREET, Vancouver, BC V5T 3Z3 | Mechanical Permit | NULL | NULL | Completed | NULL | Westmount Heating Ltd
EP-2023-07784 | 2023-09-14 | 3105 ST. CATHERINES STREET, Vancouver, BC V5T 3Z3 | Electrical Permit | Residential | Addition | Completed | Installation / Repair - Residential - Install 10/2 teck to outdoor heat pump Install 30 amp breaker *MP-2023-01509: Completed (Heating and Cooling) ¦ WWOP Applied | York Electrical Ltd
EP-2022-01400 | 2022-02-23 | SKYTRAIN STATION - 1725 E BROADWAY, Vancouver, BC V1V 1V1 | Electrical Permit | Commercial | Addition | Completed | Installation / Repair - Commercial - Install 30 kva transformer and panel | Mott Electric General Partnership
EP-2023-06609 | 2023-07-21 | SKYTRAIN STATION - 1725 E BROADWAY, Vancouver, BC V1V 1V1 | Electrical Permit | Commercial | Tenant Improvement | Issued | Installation / Repair - Commercial - Replace initiating devices & connect with new Simplex Fire Alarm panels. Link Simplex panel with Skytrain fibreoptic network. | Sasco Contractors Ltd
EP-2023-06608 | 2023-07-21 | SKYTRAIN STATION 2102 KEITH DRIVE, Vancouver, BC V1V 1V1 | Electrical Permit | Commercial | Tenant Improvement | Issued | Installation / Repair - Commercial - Replace initiating devices & connect with new Simplex Fire Alarm panels. Link Simplex panel with Skytrain fibreoptic network. | Sasco Contractors Ltd
GP-2022-00197 | 2022-01-24 | 3488 W 1ST AVENUE, Vancouver, BC V6R 1G7 | Gas Permit | Residential | Renovation | Completed | Residential - Wolf 48" Gas Range To construct a two and a half storeys one-family dwelling with a 2 car detached garage at the rear having vehicular access from the lane. *Structural schedule B: Jeff Allester(604-228-0518) * Schedule B Structural and Geotechnical - Garage P.Eng. Jeff Allester (604-228-0518) *Geo technical schedule B: Mohammad Deriszadeh(604-439-0922) *HPO: Kishiuchi Construction Ltd *AC unit and Generator unit proposed West elevation adjacent to garage rear yard. Unit enclosure to be provided. OK as per T.Chen September 2nd 2021 *No bar sink proposed in cellar | Han Appliances & Refrigeration Ltd
EP-2022-09476 | 2022-11-08 | 531 E 16TH AVENUE #13, Vancouver, BC V5T 2V1 | Electrical Permit | Residential | Renovation - Dwelling Unit(s) only | Completed | Installation / Repair - Residential - -add GFCI outlet in upstairs bathroom in Dwelling unit beside the toilet for a bidet. | Arcwest Electric Ltd
EP-2022-00056 | 2022-01-07 | SKYTRAIN STATION - 625 BURRARD STREET, Vancouver, BC V1V 1V1 | Electrical Permit | Commercial | Addition | Completed | Installation / Repair - Commercial - Installation of Ad-Track media power and communications | Western Pacific Enterprises Ltd
EP-2023-01014 | 2023-02-07 | SKYTRAIN STATION - 625 BURRARD STREET, Vancouver, BC V1V 1V1 | Electrical Permit | Commercial | Renovation | Issued | Installation / Repair - Commercial - Removal and replacement of 5 existing escalators | Mott Electric General Partnership
NULL | NULL | SKYTRAIN STATION - 1399 MAIN STREET, Vancouver, BC V1V 1V1 | Electrical Permit | Commercial | Tenant Improvement | Withdrawn | Installation / Repair - Commercial - Two ventless hood Two Donair machines Two frayers Two griddles One small oven 12 dedicated outlets Add four led panels | Scorpio Electric Ltd
PP-2022-00360 | 2022-02-04 | SKYTRAIN STATION - 1399 MAIN STREET, Vancouver, BC V1V 1V1 | Plumbing Permit | Commercial | New | Completed | Commercial - Unit 159 - East portion of the Main Street Skytrain New pedestal hand wash And hand sink Rest existing plumbing fixture installation Interior and exterior alterations to this existing retail – limited food (Group E), for a new Retail – Limited food tenant (Group E) on a portion of the ground level of the east portion of the Main Street Skytrain Station. Two class 4 (ventless) hoods in cook line Proposed work includes minor renovation, new kitchen/food service appliances, mechanical equipment, fixtures, lighting, furniture and pass-thru window. | Evergreen Plumbing & Heating Ltd
EP-2022-02677 | 2022-04-04 | SKYTRAIN STATION - 1399 MAIN STREET, Vancouver, BC V1V 1V1 | Electrical Permit | Commercial | Renovation | Completed | Installation / Repair - Commercial - Relocate receptacles and install receptacles. wiring hood fans, exhaust fan, M.U. A. unit, duct heater and interlocking them to the fire suppression system. >BP: Interior and exterior alterations to this existing retail – limited food (Group E), for a new Retail – Limited food tenant (Group E) on a portion of the ground level of the east portion of the Main Street Skytrain Station. Two class 4 (ventless) hoods in cook line Proposed work includes minor renovation, new kitchen/food service appliances, mechanical equipment, fixtures, lighting, furniture and pass-thru window. | Silver Star Electric Ltd
EP-2023-06039 | 2023-07-11 | SKYTRAIN STATION - 439 GRANVILLE STREET, Vancouver, BC V1V 1V1 | Electrical Permit | Commercial | NULL | Expired | Annual / Operating - Canada Line skytrain stations -renewal of: EP-2021-07287 -valid: Sept. 28, 2022 - Sept 27, 2023 | Mott Electric General Partnership
EP-2023-07227 | 2023-08-09 | SKYTRAIN STATION - 230 HOWE STREET, Vancouver, BC V1V 1V1 | Electrical Permit | Commercial | NULL | Issued | Annual / Operating - ELECTRICAL INSPECTION FOR PERMIT (EP-2022-08191) OF 230 HOWE ST SKYTRAIN STATION.. RENEWAL EP-2022-08191 ANNUAL OPERATING PERMIT VALID JULY 20,2023 UNTIL JULY 19,2024 | CoV Annual Electrical Permits
EP-2022-08191 | 2022-10-20 | SKYTRAIN STATION - 230 HOWE STREET, Vancouver, BC V1V 1V1 | Electrical Permit | Commercial | NULL | Expired | Annual / Operating - TRANSPORTATION MAINTENANCE.. -renewal of EP-2021-06228 ANNUAL OPERATING PERMIT VALID FROM: JULY 19, 2022 TO JULY 18, 2022. EXPIRED PERMIT: EP-2021-06228 Site contact: Greg Tucker@ 604-290-1102 (Inspector: Please confirm if the SITE address is correct for the skytrain) Amend: Nov 1, 2022 correct valid date: VALID FROM: JULY 19, 2022 TO JULY 18, 2023 | CoV Annual Electrical Permits
EP-2023-04582 | 2023-06-15 | SKYTRAIN STATION 297 DAVIE STREET, Vancouver, BC V1V 1V1 | Electrical Permit | Commercial | Tenant Improvement | Completed | Installation / Repair - Commercial - This is a TI work for an existing Fresh Slice Pizza store in the Sky train station including replacing 2 emergency lights, and Reconnect all existing plugs such as a warmer, cash register and reconnecting the oven plug. >BP: #10 Interior alterations to renovate this existing Retail limited food service unit #10 in this existing Yaletown Skytrain Station Scoop of work including new partition walls, mechanical, plumbing. New Tenant: Freshslice Pizza, Harminder Singh Seehra | Parsian Electric Ltd
PP-2023-01725 | 2023-05-17 | SKYTRAIN STATION - 510 W 41ST AVENUE, Vancouver, BC V1V 1V1 | Plumbing Permit | Commercial | Renovation | Completed | Commercial - above ground rough in and finishing >BP: interior alterations to provide TI to this existing retail space for a new retail food tenant (Fresh Slice) in this existing Canada Line station. Note: The scope included to propose a ventless oven - for class 4 cooking operation. NOTE: IF THIS SPACE IS SPRINKLERED, A SPRINKLER PERMIT WILL BE REQUIRED. DBI TO CONFIRM. | JCHY Construction Ltd
SP-2023-00681 | 2023-04-18 | SKYTRAIN STATION - 510 W 41ST AVENUE, Vancouver, BC V1V 1V1 | Sprinkler Permit | Commercial | Tenant Improvement | Completed | Commercial - Current tenant space adding 1 walk in cooler and 1 walk in freezer, adding 1 dry pendant in each. >BP: interior alterations to provide TI to this existing retail space for a new retail food tenant (Fresh Slice) in this existing Canada Line station. Note: The scope included to propose a ventless oven - for class 4 cooking operation. *****This application does not include any of the following: 1. Not more than 20 sprinklers (add, relocate, or remove), 2. hydraulic calculations, 3. change in occupancy and /or hazard classification, 4. warehouse storage arrangements, 5. mobile compact storage arrangements, 6. alternative solutions, 7. changes to the sprinkler system supply piping (e.g. valves, mains, cross-mains, branch-lines, etc.), or 8. flexible sprinkler pipe. | Levitt Safety Limited
EP-2023-03641 | 2023-04-27 | SKYTRAIN STATION - 510 W 41ST AVENUE, Vancouver, BC V1V 1V1 | Electrical Permit | Commercial | Tenant Improvement | Completed | Installation / Repair - Commercial - To provide TI to an existing retail space for a new retail food tenant (Fresh slice) >BP: interior alterations to provide TI to this existing retail space for a new retail food tenant (Fresh Slice) in this existing Canada Line station. Note: The scope included to propose a ventless oven - for class 4 cooking operation. NOTE: IF THIS SPACE IS SPRINKLERED, A SPRINKLER PERMIT WILL BE REQUIRED. DBI TO CONFIRM. Building Review Branch Note: 1) Take out only, no seating proposed. Note: "This permit has been reviewed under the provision of Vancouver Building By-law 2019 (#12511)." | Parsian Electric Ltd
NULL | NULL | SKYTRAIN STATION - 510 W 41ST AVENUE, Vancouver, BC V1V 1V1 | Electrical Permit | Commercial | Tenant Improvement | Withdrawn | Installation / Repair - Commercial - To provide TI to an existing retail space for a new retail food tenant (Fresh slice) | NULL
EP-2022-01861 | 2022-06-23 | 1608 KINGSWAY, Vancouver, BC V1V 1V1 | Electrical Permit | Commercial | Addition | Completed | Installation / Repair - Commercial - two coolers wiring and hookup, 1 unit is 30amp and 1 unit is 40amp. - no air condition - only refrigeration installation and hookup (CF-2022-001439) >BP: Interior alterations to provide first tenant improvements to this existing Retail store on the ground floor of this exiting commercial building. NOTE: Please note we require seismic anchor design from PEng for anything over 6 feet in height. Note to applicant: The services of a structural engineer may be required, based upon site inspection by the District Building Inspector. A Sprinkler permit may be required, as determined by the District Building Inspector. Energy checklist is currently no longer required with your Building Permit (BP) application. Some supporting documents are still required at BP stage, specifically Envelope and HVAC, if applicable. Service Water Heating and Lighting supporting documents, if applicable, must be submitted with your related Trades permits (e.g. electrical and plumbing). All energy upgrades will be checked during inspections stage. It is the applicant’s responsibility to identify and note all required upgrades including energy upgrades on their BP drawings at BP stage. | LINK ELECTRICAL LTD
EP-2023-01894 | 2023-03-07 | 1608 KINGSWAY, Vancouver, BC V1V 1V1 | Electrical Permit | Commercial | Tenant Improvement | Completed | Installation / Repair - Commercial - Run cables, and install power from 100 amp Panel for Rooftop Condenser power 240v 3ph 30amp Max • Walk in Freezer Power 240v 1ph 30amp • Freezer light power 120v 15amp Teck 3c#10 to rooftop. AC90 BX to walkin freezer >BP: Exterior and interior alterations to renovate the existing Retail store on the ground floor of this exiting commercial building. The scope of work includes to install a roof top unit for the condensing unit. OK for field review per Jamie Zhang - Jan 30, 2023 Planning Clearance per Michele Alborg - Jan 30, 2023 letters of assurance submitted by: Leon Bell, P.Eng, Structural Schedule B | Don Rankin Electrical Company
SP-2023-00324 | 2023-02-24 | 1608 KINGSWAY, Vancouver, BC V1V 1V1 | Sprinkler Permit | Commercial | Tenant Improvement | Completed | Commercial - Replacement of 2 1/2 5.6 QR VP With 2 1/2 5.6 200 QR Dry Pendants >DB: Exterior and interior alterations to renovate the existing Retail store on the ground floor of this exiting commercial building. The scope of work includes to install a roof top unit for the condensing unit. *****This application does not include any of the following: 1. Not more than 20 sprinklers (add, relocate, or remove), 2. hydraulic calculations, 3. change in occupancy and /or hazard classification, 4. warehouse storage arrangements, 5. mobile compact storage arrangements, 6. alternative solutions, 7. changes to the sprinkler system supply piping (e.g. valves, mains, cross-mains, branch-lines, etc.), or 8. flexible sprinkler pipe. | Gisborne Industrial Construction Ltd
NULL | NULL | 1608 KINGSWAY, Vancouver, BC V1V 1V1 | Mechanical Permit | NULL | NULL | Draft | NULL | NULL
EP-2022-07674 | 2022-09-22 | 1608 KINGSWAY, Vancouver, BC V1V 1V1 | Electrical Permit | Commercial | Tenant Improvement | Completed | Installation / Repair - Commercial - Adding lighting and receptacle circuits, installing several lighting tracks with LED light heads, moving and re-installing light fixtures, installing new led light fixtures, installing 20a receptacles for coolers/freezers, installing additional 15a receptacles at cashier counter. Site has 4 panels, 1x 200a & 3x 100a. One wall at site has to be moved 1-2 inches to comply with accessibility requirements. This wall has an electrical panel which will be moved with the wall >CF-2022-001439 >BP: Interior alterations to provide first tenant improvements to this existing Retail store on the ground floor of this exiting commercial building. NOTE: Please note we require seismic anchor design from PEng for anything over 6 feet in height. Note to applicant: The services of a structural engineer may be required, based upon site inspection by the District Building Inspector. A Sprinkler permit may be required, as determined by the District Building Inspector. Energy checklist is currently no longer required with your Building Permit (BP) application. Some supporting documents are still required at BP stage, specifically Envelope and HVAC, if applicable. Service Water Heating and Lighting supporting documents, if applicable, must be submitted with your related Trades permits (e.g. electrical and plumbing). All energy upgrades will be checked during inspections stage. It is the applicant’s responsibility to identify and note all required upgrades including energy upgrades on their BP drawings at BP stage. | Don Rankin Electrical Company
PP-2022-03121 | 2022-10-26 | 411 RAILWAY STREET, Vancouver, BC V6A 1A7 | Plumbing Permit | Commercial | Tenant Improvement | Completed | Commercial - Level 6 TI: - Rough in for (2) Kitchen sink - Add (2) electric domestic hot water heaters - Add (2) DCVA >BP: To construct a new 7 storey (6 storey per Zoning and Development Bylaw) mixed use building consisting of Restaurant Use at ground floor level, Creative Products Manufacturing Use at ground floor to 4th floor level; Office Use at 5th to 6th floor level, all over 3 levels of underground parking with vehicular access from Dunlevy Street. | Division 15 Mechanical Ltd
EP-2022-09570 | 2022-11-17 | 411 RAILWAY STREET, Vancouver, BC V6A 1A7 | Electrical Permit | Commercial | New | Completed | Installation / Repair - Commercial - Low voltage installation of CCTV and security alarm system | Telus Custom Security Systems Inc
NULL | NULL | 411 RAILWAY STREET, Vancouver, BC V6A 1A7 | Electrical Permit | Commercial | New | Draft | Installation / Repair - Commercial - Fan Coil TI Controls Class 2, low energy (between 20-30 volts, 100 VA circuits protected with a 4A breaker) | ESC Automation Inc
EP-2022-09766 | 2022-11-18 | 411 RAILWAY STREET, Vancouver, BC V6A 1A7 | Electrical Permit | Commercial | New | Completed | Installation / Repair - Commercial - Class 2, low energy (between 20-30 volts, 100 VA circuits protected with a 4A breaker) Fan Coil TI Controls | ESC Automation Inc
EP-2023-00502 | 2023-01-27 | 411 RAILWAY STREET, Vancouver, BC V6A 1A7 | Electrical Permit | Commercial | Tenant Improvement | Completed | Installation / Repair - Commercial - Data runs and lighting install. -change out fixtures with LED and install data throughout office >BP: Interior alterations to provide improvements for a new Creative Products Manufacturing tenant at #125 of this industrial building on this site. OK for Field Review per W.Wong Letters of assurance submitted: - Sch A/B (Struct): Jason Bal, P.Eng., 604.657.8809 - Sch B (Elec, Mech): Frank Lufkin, P.Eng., 604.538.0764 Notes: - This building is sprinklered. DBI to determine if a sprinkler permit required. *Mar 10, 2023 Amendment: -installation of new 15amp stair elevator -rewiring of additional lights | Wicks Electric Inc
EP-2022-10120 | 2022-12-16 | 411 RAILWAY STREET, Vancouver, BC V6A 1A7 | Electrical Permit | Commercial | New | Completed | Installation / Repair - Commercial - UNIT# 6th Floor Low Voltage Data Cabling | Spectrum Networks Inc
EP-2022-09952 | 2022-11-24 | 411 RAILWAY STREET, Vancouver, BC V6A 1A7 | Electrical Permit | Commercial | NULL | Expired | Annual / Operating - Electrical operating permit Valid Nov 24, 2022 until Nov 23, 2023 | Western Pacific Enterprises Ltd
EP-2023-01695 | 2023-03-06 | 411 RAILWAY STREET, Vancouver, BC V6A 1A7 | Electrical Permit | Commercial | Tenant Improvement | Completed | Installation / Repair - Commercial - Supply and installation low voltage controls; Mechanical HVAC equipment controls work which is limited to 24vac; Minimal 208v single phase work for transformer installations; fan coil and VAV install and commissioning >BP: Tenant improvement for a new office ( Group D) for Arizia on the entire 2nd, 3rd, 4th and 5th floors in this building currently under construction. Single tenant space. Note: The proposed use for L2 to L4 under the base building permit ( BP-2018-05972) is F2 (Creative Products Manufacturing). The operational letter dated 8-Feb-2022 seems to align with both uses: F2 (CPM) & D (Office) per Mandy So, 23-Feb-2022. No DPMA for change of use is required per Mandy So and Joseph Smallwood. Rev#1 - 26-Jan-23 Change of sprinkler engineer. New Schedule B and updated project directory on file. | ESC Automation Inc
SP-2023-00292 | 2023-02-22 | 411 RAILWAY STREET, Vancouver, BC V6A 1A7 | Sprinkler Permit | Commercial | Tenant Improvement | Cancelled | Commercial - addition of sprinklers for dropped ceilings >BP: #120 - Interior alterations to provide first tenant improvements on the ground floor at #120 - 411 Railway for a new Creative Products Manufacturing Tenant at this existing mixed use building on this site. Scope of work: Install interior walls, millwork, appliances, new bulkhead & suspended ceiling, plumbing fixtures & electrical work. *****This application does not include any of the following: 1. Not more than 20 sprinklers (add, relocate, or remove), 2. hydraulic calculations, 3. change in occupancy and /or hazard classification, 4. warehouse storage arrangements, 5. mobile compact storage arrangements, 6. alternative solutions, 7. changes to the sprinkler system supply piping (e.g. valves, mains, cross-mains, branch-lines, etc.), or 8. flexible sprinkler pipe March 14/2023- AMEND We do not require this sprinkler permit | CENTRE LINE FIRE SPRINKLERS LTD
SP-2023-00293 | 2023-02-22 | 411 RAILWAY STREET, Vancouver, BC V6A 1A7 | Sprinkler Permit | Commercial | Tenant Improvement | Cancelled | Commercial - addition of sprinklers for dropped ceilings >BP: Unit 115 Interior alterations to provide first tenant improvements for a new Creative Products Manufacturing tenant at unit #115 on the ground floor of this industrial building on this site. *****This application does not include any of the following: 1. Not more than 20 sprinklers (add, relocate, or remove), 2. hydraulic calculations, 3. change in occupancy and /or hazard classification, 4. warehouse storage arrangements, 5. mobile compact storage arrangements, 6. alternative solutions, 7. changes to the sprinkler system supply piping (e.g. valves, mains, cross-mains, branch-lines, etc.), or 8. flexible sprinkler pipe March 14/2023- AMEND We do not require this sprinkler permit. | CENTRE LINE FIRE SPRINKLERS LTD
EP-2023-01381 | 2023-02-21 | 411 RAILWAY STREET, Vancouver, BC V6A 1A7 | Electrical Permit | Commercial | Tenant Improvement | Completed | Installation / Repair - Commercial - Entire Wiring for presentation center , including installation of Light fixtures, light switch, receptacles, Extra Low Voltage, DATA and phone wiring >Permit Amendment Oct 13, 2023 -"Fire Verification" *Document(s) uploaded to "Application Documents" tab for Electrical Inspector review. Documents are at pending status at time of permit amendment approval >BP: Interior alterations to provide first tenant improvements for a new Creative Products Manufacturing tenant at unit #115 on the ground floor of this industrial building on this site. Architectural Schedule B provided by Emanuele Trinca Colonel Mechanical/ Plumbing Schedule B provided by Eric Cresswell Electrical Schedule B provided by David Carter OK for Field Review per W.Wong Scope of work: Install interior walls, millwork, appliances, new bulkhead & suspended ceiling, plumbing fixtures & electrical work. | Shanai Enterprise Inc
PP-2023-00787 | 2023-03-08 | 411 RAILWAY STREET, Vancouver, BC V6A 1A7 | Plumbing Permit | Commercial | Tenant Improvement | Completed | Commercial - Rough in and finishing one kitchen sink , rough in one hub drain >BP: Unit 115 Interior alterations to provide first tenant improvements for a new Creative Products Manufacturing tenant at unit #115 on the ground floor of this industrial building on this site. | Seven Mechanical Ltd
SP-2023-00398 | 2023-03-09 | 411 RAILWAY STREET, Vancouver, BC V6A 1A7 | Sprinkler Permit | Commercial | Tenant Improvement | Completed | Commercial - Modifying 4 sprinkler heads >BP: #125 411 Railway St Interior alterations to provide improvements for a new Creative Products Manufacturing tenant at #125 of this industrial building on this site. OK for Field Review per W.Wong Letters of assurance submitted: - Sch A/B (Struct): Jason Bal, P.Eng., 604.657.8809 - Sch B (Elec, Mech): Frank Lufkin, P.Eng., 604.538.0764 Notes: - This building is sprinklered. DBI to determine if a sprinkler permit required. >>*****This application does not include any of the following: 1. Not more than 20 sprinklers (add, relocate, or remove), 2. hydraulic calculations, 3. change in occupancy and /or hazard classification, 4. warehouse storage arrangements, 5. mobile compact storage arrangements, 6. alternative solutions, 7. changes to the sprinkler system supply piping (e.g. valves, mains, cross-mains, branch-lines, etc.), or 8. flexible sprinkler pipe. | Tyco Integrated Fire & Security Canada Inc/Tyco Feu Et Securite Integres Canada Inc
EP-2023-01167 | 2023-02-14 | 411 RAILWAY STREET, Vancouver, BC V6A 1A7 | Electrical Permit | Commercial | Tenant Improvement | Completed | Installation / Repair - Commercial - Office tenant improvement consisting of: -Renovate electrical rooms -Transformer Less than 225 KVA -Supply & install distribution equipment -Fixtures/Fittings -Emergency Lighting/Exit Signs/Unit Equipment -Power to fan coils and HVAC equipment -Seismic support of lighting -Feeder conductors (less than 800A 3-phase) -Grounding/bonding -Branch/appliance circuits -Heating circuits -Lighting -Lighting control -Emergency power renovation -AC units -Motors/Generator/machinery/capacitor/welder -Floorboxes -Pathways for tel/data/access control -Copper communication wiring for tel/data/access control -will not affect the service. It is for additional bonding for data trays and conduits. >BP: Tenant improvement for a new office ( Group D) for Arizia on the entire 2nd, 3rd, 4th and 5th floors in this building currently under construction. Single tenant space. Note: The proposed use for L2 to L4 under the base building permit ( BP-2018-05972) is F2 (Creative Products Manufacturing). The operational letter dated 8-Feb-2022 seems to align with both uses: F2 (CPM) & D (Office) per Mandy So, 23-Feb-2022. No DPMA for change of use is required per Mandy So and Joseph Smallwood. Rev#1 - 26-Jan-23 Change of sprinkler engineer. New Schedule B and updated project directory on file. >BP: Tenant improvement for a new office ( Group D) for Arizia on the entire 2nd, 3rd, 4th and 5th floors in this building currently under construction. Single tenant space. Rev#1 - 26-Jan-23 Change of sprinkler engineer. New Schedule B and updated project directory on file. | Bridge Electric Corp
PP-2023-00501 | 2023-02-23 | 411 RAILWAY STREET, Vancouver, BC V6A 1A7 | Plumbing Permit | Commercial | Tenant Improvement | Completed | Commercial - Add one sink , one hub drain, one electric water heater , one RPBA and one DCVA >BP: #120 - Interior alterations to provide first tenant improvements on the ground floor at #120 - 411 Railway for a new Creative Products Manufacturing Tenant at this existing mixed use building on this site. Scope of work: Install interior walls, millwork, appliances, new bulkhead & suspended ceiling, plumbing fixtures & electrical work. | Seven Mechanical Ltd
EP-2023-01227 | 2023-02-14 | 411 RAILWAY STREET, Vancouver, BC V6A 1A7 | Electrical Permit | Commercial | Tenant Improvement | Completed | Installation / Repair - Commercial - Entire Wiring for presentation center , including installation of Light fixtures, light switch, receptacles, Extra Low Voltage, DATA and phone wiring. >BP: #120 - Interior alterations to provide first tenant improvements on the ground floor at #120 - 411 Railway for a new Creative Products Manufacturing Tenant at this existing mixed use building on this site. Scope of work: Install interior walls, millwork, appliances, new bulkhead & suspended ceiling, plumbing fixtures & electrical work. Letters of Assurance rec'd: - Schedule A & Schedule B Architectural - Emanuele Trinca Colonel - 604-728-7024, mtrinca@trincaarchitecture.ca - Schedule B Mechanical & Plumbing - Eric Cresswell - 604-684-5995, ericcresswell@amegroup.ca - Schedule B Electrical - David Carter, P.Eng - 604-862-5925, david.carter@bpxeng.com Note: 1) Any cooking appliances located within #120 - 411 Railway are for display purposes only. No cooking is permitted on site. BP-2018-05972: 10-July-2020 - Stage 2 ( full construction) issued. OC-2022-00382: Issued | Shanai Enterprise Inc
PP-2023-00499 | 2023-02-14 | 411 RAILWAY STREET, Vancouver, BC V6A 1A7 | Plumbing Permit | Commercial | Addition | Completed | Commercial - adding a sink to a commercial space >BP: #125 411 Railway St Interior alterations to provide improvements for a new Creative Products Manufacturing tenant at #125 of this industrial building on this site. | Reactive Plumbing & Heating Ltd
PP-2023-00387 | 2023-04-11 | 411 RAILWAY STREET, Vancouver, BC V6A 1A7 | Plumbing Permit | Commercial | Tenant Improvement | Completed | Commercial - 4 level TI to include, staff room kitchenette on L2-5, cafe on L3 & CEO washroom & kitchen on L5 >BP: Tenant improvement for a new office ( Group D) for Arizia on the entire 2nd, 3rd, 4th and 5th floors in this building currently under construction. Single tenant space. | Tino Mechanical Ltd
EP-2023-00960 | 2023-02-03 | 411 RAILWAY STREET, Vancouver, BC V6A 1A7 | Electrical Permit | Commercial | Tenant Improvement | Expired | Temporary Power - Commercial - To provide temporary power. | Bridge Electric Corp
NULL | NULL | 411 RAILWAY STREET, Vancouver, BC V6A 1A7 | Mechanical Permit | NULL | NULL | Withdrawn | NULL | DIXON HEATING & SHEET METAL LTD.
MP-2023-00627 | 2023-04-13 | 411 RAILWAY STREET, Vancouver, BC V6A 1A7 | Mechanical Permit | NULL | NULL | Completed | NULL | DIXON HEATING & SHEET METAL LTD.
EP-2023-03674 | 2023-04-27 | 411 RAILWAY STREET, Vancouver, BC V6A 1A7 | Electrical Permit | Commercial | Renovation | Completed | Installation / Repair - Commercial - Supply and installation low voltage controls; Mechanical HVAC equipment controls work which is limited to 24vac; Minimal 120v single phase work for transformer installations; fan coil install and commissioning. >BP: #120 - Interior alterations to provide first tenant improvements on the ground floor at #120 - 411 Railway for a new Creative Products Manufacturing Tenant at this existing mixed use building on this site. Scope of work: Install interior walls, millwork, appliances, new bulkhead & suspended ceiling, plumbing fixtures & electrical work. Letters of Assurance rec'd: - Schedule A & Schedule B Architectural - Emanuele Trinca Colonel - 604-728-7024, mtrinca@trincaarchitecture.ca - Schedule B Mechanical & Plumbing - Eric Cresswell - 604-684-5995, ericcresswell@amegroup.ca - Schedule B Electrical - David Carter, P.Eng - 604-862-5925, david.carter@bpxeng.com Note: 1) Any cooking appliances located within #120 - 411 Railway are for display purposes only. No cooking is permitted on site. BP-2018-05972: 10-July-2020 - Stage 2 ( full construction) issued. OC-2022-00382: Issued | ESC Automation Inc
EP-2023-02834 | 2023-03-31 | 411 RAILWAY STREET, Vancouver, BC V6A 1A7 | Electrical Permit | Commercial | Tenant Improvement | Completed | Installation / Repair - Commercial - Install additional fire alarm devices for tenant improvement... >BP: Tenant improvement for a new office ( Group D) for Arizia on the entire 2nd, 3rd, 4th and 5th floors in this building currently under construction. Single tenant space. Note: The proposed use for L2 to L4 under the base building permit ( BP-2018-05972) is F2 (Creative Products Manufacturing). The operational letter dated 8-Feb-2022 seems to align with both uses: F2 (CPM) & D (Office) per Mandy So, 23-Feb-2022. No DPMA for change of use is required per Mandy So and Joseph Smallwood. Rev#1 - 26-Jan-23 Change of sprinkler engineer. New Schedule B and updated project directory on file. Rev#2 - 14-Mar-23 Change of electrical engineer effective 23-Sep-2022. New Schedule B, updated project directory, and letters from incoming and outgoing engineers on file. | Western Pacific Enterprises Ltd
SP-2023-00480 | 2023-03-20 | 411 RAILWAY STREET, Vancouver, BC V6A 1A7 | Sprinkler Permit | Commercial | Tenant Improvement | Completed | Commercial - UNIT #120 - Modifying 15 sprinkler heads >BP: #120 - Interior alterations to provide first tenant improvements on the ground floor at #120 - 411 Railway for a new Creative Products Manufacturing Tenant at this existing mixed use building on this site. *****This application does not include any of the following: 1. Not more than 20 sprinklers (add, relocate, or remove), 2. hydraulic calculations, 3. change in occupancy and /or hazard classification, 4. warehouse storage arrangements, 5. mobile compact storage arrangements, 6. alternative solutions, 7. changes to the sprinkler system supply piping (e.g. valves, mains, cross-mains, branch-lines, etc.), or 8. flexible sprinkler pipe. Scope of work: Install interior walls, millwork, appliances, new bulkhead & suspended ceiling, plumbing fixtures & electrical work. | Tyco Integrated Fire & Security Canada Inc/Tyco Feu Et Securite Integres Canada Inc
SP-2023-00479 | 2023-03-20 | 411 RAILWAY STREET, Vancouver, BC V6A 1A7 | Sprinkler Permit | Commercial | Tenant Improvement | Completed | Commercial - UNIT #115 - Modifying 19 sprinkler heads. >BP: Unit 115 Interior alterations to provide first tenant improvements for a new Creative Products Manufacturing tenant at unit #115 on the ground floor of this industrial building on this site. Scope of work: Install interior walls, millwork, appliances, new bulkhead & suspended ceiling, plumbing fixtures & electrical work. *****This application does not include any of the following: 1. Not more than 20 sprinklers (add, relocate, or remove), 2. hydraulic calculations, 3. change in occupancy and /or hazard classification, 4. warehouse storage arrangements, 5. mobile compact storage arrangements, 6. alternative solutions, 7. changes to the sprinkler system supply piping (e.g. valves, mains, cross-mains, branch-lines, etc.), or 8. flexible sprinkler pipe. | Tyco Integrated Fire & Security Canada Inc/Tyco Feu Et Securite Integres Canada Inc
EP-2023-03777 | 2023-05-02 | 411 RAILWAY STREET, Vancouver, BC V6A 1A7 | Electrical Permit | Commercial | New | Completed | Installation / Repair - Commercial - Tenant Improvement - Low Voltage Security System | Citiloc Systems Ltd
EP-2023-04717 | NULL | 411 RAILWAY STREET, Vancouver, BC V6A 1A7 | Electrical Permit | Commercial | Addition | Application Incomplete | Installation / Repair - Commercial - Delayed Egress installation on 2nd floor Crossover | Citiloc Systems Ltd
EP-2023-07206 | 2023-08-14 | 411 RAILWAY STREET, Vancouver, BC V6A 1A7 | Electrical Permit | Commercial | Tenant Improvement | Completed | Installation / Repair - Commercial - Low voltage Data and Voice Cabling installation. | Spectrum Networks Inc
EP-2023-05695 | 2023-06-27 | 411 RAILWAY STREET, Vancouver, BC V6A 1A7 | Electrical Permit | Commercial | Tenant Improvement | Completed | Installation / Repair - Commercial - Wiring for new general office, including receptacles, light fixtures and light switch. Extra low Voltage, DATA, phone. >BP: Interior alterations to provide first tenant improvements for a new tenant in this existing General Office SHELL Space on the ground floor of this existing commercial building on this site. Scope of work: Removing storage door and add new walls for First time TI New Tenant: Above 90 Lighting Inc. OK for field Review as per Jamie Z on June 08, 2023 Notes: - Schedule A, Emanuele Trinca Colonel, Architect, 604-728-7024 (Trinca Architecture Inc.) - Schedule B Architectural, Emanuele Trinca Colonel, Architect, 604-728-7024 (Trinca Architecture Inc.) - Schedule B Mechanical, Eric Cresswell, P.Eng., 604-684-5995 (The AME Consulting Group Ltd.) - Schedule B Electrical, Abdul El-Haddad, P.Eng., 778-360-2153 (Aquavolt Engineering Ltd) - Building is sprinklered. A separate sprinkler permit is required for all related work. Storefront glazing is to remain clear and unobstructed. No translucent or opaque film, artwork, shelving, display case, curtains or similar elements are to be installed on or directly outside or inside of the approved glazing. Separate permit is required for all signage. Shelving units shall not be more than 6'H. A structural engineer is required if the shelving units are more than 6'H. Energy checklist is currently no longer required with your Building Permit application. Some supporting documents are still required at BP stage, specifically Envelope and HVAC, if applicable. Service Water Heating and Lighting supporting documents, if applicable, must be submitted with your related trade’s permits (e.g. electrical and plumbing). | Shanai Enterprise Inc
EP-2023-07920 | 2023-08-31 | 411 RAILWAY STREET, Vancouver, BC V6A 1A7 | Electrical Permit | Commercial | New | Completed | Installation / Repair - Commercial - Low Voltage cable Installation. We are doing the entire building since it is all one tenant. We are installing IT and AV cabling. >BP: To construct a new 7 storey (6 storey per Zoning and Development Bylaw) mixed use building consisting of Restaurant Use at ground floor level, Creative Products Manufacturing Use at ground floor to 4th floor level; Office Use at 5th to 6th floor level, all over 3 levels of underground parking with vehicular access from Dunlevy Street. NOTE: This is a shell building. Public corridors proving access to two separate exits shall be constructed if more than one tenant space is proposed at any floor area in West and/or East wings. Any future TI application to be reviewed in conjunction with the "multi-tenant" layout included in Section A.800. NOTE: This building is designed and constructed with post-tensioned concrete structure. 25- Sep-2019 - Stage 1 (excavation and shoring) issued. 10-July-2020 - Stage 2 ( full construction) issued. ***Work description continued in the SPECIFICS LOCATION filed | Xprt Technology Solutions Inc
EP-2023-07205 | 2023-08-14 | 411 RAILWAY STREET, Vancouver, BC V6A 1A7 | Electrical Permit | Commercial | Tenant Improvement | Completed | Installation / Repair - Commercial - Installation of Low Voltage; Data, Voice Cabling. >BP: >BP: Interior alterations to provide first tenant improvements for a new Creative Products Manufacturing tenant at unit #115 on the ground floor of this industrial building on this site. Architectural Schedule B provided by Emanuele Trinca Colonel Mechanical/ Plumbing Schedule B provided by Eric Cresswell Electrical Schedule B provided by David Carter OK for Field Review per W.Wong Scope of work: Install interior walls, millwork, appliances, new bulkhead & suspended ceiling, plumbing fixtures & electrical work. | Spectrum Networks Inc
SP-2023-01523 | 2023-08-21 | 411 RAILWAY STREET, Vancouver, BC V6A 1A7 | Sprinkler Permit | Commercial | Tenant Improvement | Completed | Commercial - Modifying 6 sprinkler heads. >BP: #180 Interior alterations to provide first tenant improvements for a new tenant in this existing General Office SHELL Space on the ground floor of this existing commercial building on this site. Scope of work: Removing storage door and add new walls for First time TI *****This application does not include any of the following: 1. Not more than 20 sprinklers (add, relocate, or remove), 2. hydraulic calculations, 3. change in occupancy and /or hazard classification, 4. warehouse storage arrangements, 5. mobile compact storage arrangements, 6. alternative solutions, 7. changes to the sprinkler system supply piping (e.g. valves, mains, cross-mains, branch-lines, etc.), or 8. flexible sprinkler pipe. | Tyco Integrated Fire & Security Canada Inc/Tyco Feu Et Securite Integres Canada Inc
EP-2023-08435 | 2023-09-19 | 411 RAILWAY STREET, Vancouver, BC V6A 1A7 | Electrical Permit | Commercial | New | Completed | Installation / Repair - Commercial - Rough in of owner Supplied Cat6 cable. >BP: Tenant improvement for a new office ( Group D) for Arizia on the entire 2nd, 3rd, 4th and 5th floors in this building currently under construction. Single tenant space. Note: The proposed use for L2 to L4 under the base building permit ( BP-2018-05972) is F2 (Creative Products Manufacturing). The operational letter dated 8-Feb-2022 seems to align with both uses: F2 (CPM) & D (Office) per Mandy So, 23-Feb-2022. No DPMA for change of use is required per Mandy So and Joseph Smallwood. Rev#1 - 26-Jan-23 Change of sprinkler engineer. New Schedule B and updated project directory on file. Rev#2 - 14-Mar-23 Change of electrical engineer effective 23-Sep-2022. New Schedule B, updated project directory, and letters from incoming and outgoing engineers on file. | Combined Systems Inc
PP-2023-03800 | 2023-11-02 | 411 RAILWAY STREET, Vancouver, BC V6A 1A7 | Plumbing Permit | Commercial | New | Issued | Commercial - tenant improvement >DB: Interior alterations and a change of use of unit #150 in the ground floor from Creative Products Manufacturing (shell space) to amenity space (exercise room) for staff only in this existing mixed-use building on this site. Scope of work - Install interior walls & doors, millwork, accessible washrooms, plumbing fixtures, electrical, and sprinkler work. | Tundra Plumbing Ltd
EP-2023-09839 | 2023-10-31 | 411 RAILWAY STREET, Vancouver, BC V6A 1A7 | Electrical Permit | Commercial | NULL | Issued | Annual / Operating - Electrical maintenance of 411 Railway Renewal of EP-2022-09952 Valid Nov 24, 2023 until Nov 23, 2024 | Bridge Electric Corp
EP-2023-08915 | 2023-10-04 | 411 RAILWAY STREET, Vancouver, BC V6A 1A7 | Electrical Permit | Commercial | Renovation | Completed | Installation / Repair - Commercial - Installation of low voltage hvac controls. >BP: Interior alterations to provide first tenant improvements for a new tenant in this existing General Office SHELL Space on the ground floor of this existing commercial building on this site. Scope of work: Removing storage door and add new walls for First time TI New Tenant: Above 90 Lighting Inc. OK for field Review as per Jamie Z on June 08, 2023 Notes: - Schedule A, Emanuele Trinca Colonel, Architect, 604-728-7024 (Trinca Architecture Inc.) - Schedule B Architectural, Emanuele Trinca Colonel, Architect, 604-728-7024 (Trinca Architecture Inc.) - Schedule B Mechanical, Eric Cresswell, P.Eng., 604-684-5995 (The AME Consulting Group Ltd.) - Schedule B Electrical, Abdul El-Haddad, P.Eng., 778-360-2153 (Aquavolt Engineering Ltd) - Building is sprinklered. A separate sprinkler permit is required for all related work. Storefront glazing is to remain clear and unobstructed. No translucent or opaque film, artwork, shelving, display case, curtains or similar elements are to be installed on or directly outside or inside of the approved glazing. Separate permit is required for all signage. Shelving units shall not be more than 6'H. A structural engineer is required if the shelving units are more than 6'H. Energy checklist is currently no longer required with your Building Permit application. Some supporting documents are still required at BP stage, specifically Envelope and HVAC, if applicable. Service Water Heating and Lighting supporting documents, if applicable, must be submitted with your related trade’s permits (e.g. electrical and plumbing). | Ainsworth Inc
SP-2023-01955 | 2023-10-24 | 411 RAILWAY STREET, Vancouver, BC V6A 1A7 | Sprinkler Permit | Commercial | Tenant Improvement | Issued | Commercial - Modifying 17 sprinkler heads >BP: Interior alterations and a change of use of unit #150 in the ground floor from Creative Products Manufacturing (shell space) to amenity space (exercise room) for staff only in this existing mixed-use building on this site. Scope of work - Install interior walls & doors, millwork, accessible washrooms, plumbing fixtures, electrical, and sprinkler work. This amenity space must not be accessible to public. | Tyco Integrated Fire & Security Canada Inc/Tyco Feu Et Securite Integres Canada Inc
EP-2024-00560 | 2024-01-29 | 411 RAILWAY STREET, Vancouver, BC V6A 1A7 | Electrical Permit | Commercial | Addition | Issued | Installation / Repair - Commercial - Installation of low voltage HVAC DDC controls. >BP: Interior alterations and a change of use of unit #150 in the ground floor from Creative Products Manufacturing (shell space) to amenity space (exercise room) for staff only in this existing mixed-use building on this site. Scope of work - Install interior walls & doors, millwork, accessible washrooms, plumbing fixtures, electrical, and sprinkler work. This amenity space must not be accessible to public. OK for DB per S.Dugaro OK for Field Review per A.Cashato Schedule A & Schedule B Architectural - Bob Turner, AIBC - 604-682-4853, rgturn@gmail.com Schedule B Structural - Jacob Hertz, P.Eng - 604-738-0048 Schedule B Mech & Plumbing - Ronald Braun, P.Eng - 604-609-0500, ron@flowengineering.ca Schedule B EL - S.S. Dhaliwal, P.Eng - 604-609-0500 x108, sukhdeep@flowengineering.ca | Ainsworth Inc
EP-2023-10773 | 2023-12-11 | 411 RAILWAY STREET, Vancouver, BC V6A 1A7 | Electrical Permit | Commercial | Renovation | Issued | Installation / Repair - Commercial - Install new transformer, panel, lights, plugs, low voltage, data, security, fire alarm devices and connect all mechanical equipment. >BP: Interior alterations and a change of use of unit #150 in the ground floor from Creative Products Manufacturing (shell space) to amenity space (exercise room) for staff only in this existing mixed-use building on this site. Scope of work - Install interior walls & doors, millwork, accessible washrooms, plumbing fixtures, electrical, and sprinkler work. This amenity space must not be accessible to public. OK for DB per S.Dugaro OK for Field Review per A.Cashato Schedule A & Schedule B Architectural - Bob Turner, AIBC - 604-682-4853, rgturn@gmail.com Schedule B Structural - Jacob Hertz, P.Eng - 604-738-0048 Schedule B Mech & Plumbing - Ronald Braun, P.Eng - 604-609-0500, ron@flowengineering.ca Schedule B EL - S.S. Dhaliwal, P.Eng - 604-609-0500 x108, sukhdeep@flowengineering.ca | CY Electric Ltd
EP-2023-11017 | NULL | 411 RAILWAY STREET, Vancouver, BC V6A 1A7 | Electrical Permit | Commercial | NULL | Withdrawn | Annual / Operating - Electrical operating permit | Western Pacific Enterprises Ltd
MP-2023-02205 | 2023-12-11 | 411 RAILWAY STREET, Vancouver, BC V6A 1A7 | Mechanical Permit | NULL | NULL | Completed | NULL | Seven Mechanical Ltd
EP-2022-02752 | 2022-04-05 | 411 RAILWAY STREET, Vancouver, BC V6A 1A7 | Electrical Permit | Commercial | New | Expired | Temporary Power - Commercial - To provide temporary power. | Western Pacific Enterprises Ltd
EP-2022-02968 | 2022-04-12 | 411 RAILWAY STREET, Vancouver, BC V6A 1A7 | Electrical Permit | Commercial | New | Completed | Installation / Repair - Commercial - Install heat trace to wsp - sprinkler lines in parkade; electrical connections by others. >BP: To construct a new 7 storey (6 storey per Zoning and Development Bylaw) mixed use building consisting of Restaurant Use at ground floor level, Creative Products Manufacturing Use at ground floor to 4th floor level; Office Use at 5th to 6th floor level, all over 3 levels of underground parking with vehicular access from Dunlevy Street. NOTE: This is a shell building. Public corridors proving access to two separate exits shall be constructed if more than one tenant space is proposed at any floor area in West and/or East wings. Any future TI application to be reviewed in conjunction with the "multi-tenant" layout included in Section A.800. NOTE: This building is designed and constructed with post-tensioned concrete structure. 20-Feb-2020 - BP Revision#1 tn - Geotechnical Engineer of Record Mr. Marian Letavay, P. Eng. retired on Oct 8th, 2019. Effective Oct 8th, 2019 Mr. Mohammad Deriszadeh, P. Eng. assumed responsibilities for RP of Record for Geotechnical discipline for this project. - Excavation and Shoring drawings revised to accommodate crane pad foundation and water tank. 25- Sep-2019 - Stage 1 (excavation and shoring) issued. 10-July-2020 - Stage 2 ( full construction) issued. | Artech Electric Ltd
SP-2022-00871 | 2022-09-20 | 411 RAILWAY STREET, Vancouver, BC V6A 1A7 | Sprinkler Permit | Commercial | Tenant Improvement | Completed | Commercial - Sprinkler alterations for a new office ( Group D) for Arizia on the entire 2nd, 3rd, 4th and 5th floors in this building currently under construction. Single tenant space. | Tyco Integrated Fire & Security Canada Inc/Tyco Feu Et Securite Integres Canada Inc
EP-2022-03772 | 2022-05-09 | 411 RAILWAY STREET, Vancouver, BC V6A 1A7 | Electrical Permit | Commercial | New | Completed | Installation / Repair - Commercial - Supply and installation low voltage controls; Mechanical HVAC equipment controls work which is limited to 24vac; Minimal 120v single phase work for transformer installations; fan coil and VAV install and commissioning >BP: To construct a new 7 storey (6 storey per Zoning and Development Bylaw) mixed use building consisting of Restaurant Use at ground floor level, Creative Products Manufacturing Use at ground floor to 4th floor level; Office Use at 5th to 6th floor level, all over 3 levels of underground parking with vehicular access from Dunlevy Street. NOTE: This is a shell building. Public corridors proving access to two separate exits shall be constructed if more than one tenant space is proposed at any floor area in West and/or East wings. Any future TI application to be reviewed in conjunction with the "multi-tenant" layout included in Section A.800. NOTE: This building is designed and constructed with post-tensioned concrete structure. 20-Feb-2020 - BP Revision#1 tn - Geotechnical Engineer of Record Mr. Marian Letavay, P. Eng. retired on Oct 8th, 2019. Effective Oct 8th, 2019 Mr. Mohammad Deriszadeh, P. Eng. assumed responsibilities for RP of Record for Geotechnical discipline for this project. - Excavation and Shoring drawings revised to accommodate crane pad foundation and water tank. 25- Sep-2019 - Stage 1 (excavation and shoring) issued. 10-July-2020 - Stage 2 ( full construction) issued. | ESC Automation Inc
EP-2022-04737 | 2022-07-29 | 411 RAILWAY STREET, Vancouver, BC V6A 1A7 | Electrical Permit | Commercial | New | Completed | Installation / Repair - Commercial - Installation of access control, CCTV and visitor intercom systems. No Maglocks >BP: Tenant improvement for a new office ( Group D) for Arizia on the entire 2nd, 3rd, 4th and 5th floors in this building currently under construction. Single tenant space. | Smart-Tek Communications Inc
EP-2022-02213 | 2022-03-22 | 23 W CORDOVA STREET, Vancouver, BC V6B 1C8 | Electrical Permit | Residential | New | Completed | Installation / Repair - Residential - Domestic water heat trace >BP: To construct a 10-storey mixed-use building consisting of 1st storey - retail / restaurant (class 1) (shell only) 2nd to 5th storeys - 80 social housing units 4th to 10th storeys - 62 market rental units all over two levels of restaurant and storage. Addressing Note: 23 W Cordova St - Market Rental Lobby Stage #1 - excavation and shoring only - issued 2020-01-14 Stage #2 - full construction - issued 2020-08-05 Revision #1 - amendment to allow the remediation of the existing brick wall under a separate spin-off BP - approved 2020-06-03 - COVID 2019 Revision #2 - amendment for minor design changes - 2020-08-12 - COVID 2019 Revision # 3- amendment of geotechnical drawings - issued 2021-06-03 - COVID 2019 | Price Beat Electric Ltd.
NULL | NULL | 23 W CORDOVA STREET, Vancouver, BC V6B 1C8 | Electrical Permit | Commercial | New | Withdrawn | Installation / Repair - Commercial - grounding, in-slab conduit, rough-wire, distribution equipment, fire alarm, generator. | Ozz Electric BC Inc
EP-2023-10053 | 2023-11-07 | 23 W CORDOVA STREET, Vancouver, BC V6B 1C8 | Electrical Permit | Commercial | NULL | Issued | Annual / Operating - Maintenance of existing operating electrical equipment. A 10 storey mixed-use building. Renewal of EP-2022-09280 Valid: Nov 1, 2023 to Oct 31, 2024 | Ozz Electric BC Inc
PP-2022-04206 | 2022-11-23 | 23 W CORDOVA STREET, Vancouver, BC V6B 1C8 | Plumbing Permit | Commercial | New | Completed | Commercial - Addition of two (2) roof Drains (Connection to existing Storm Pipe); and addition of one (1) Drinking Fountain. >To construct an 11-storey mixed-use building consisting of 1st storey - Retail / Cultural and Recreational: Hall (shell only) 2nd to 5th storeys - 80 social housing units 4th to 11th storeys - 62 market rental units All over two levels of Cultural and Recreational: Hall and Storage. Addressing Note: 23 W Cordova St - Market Rental Lobby Stage #1 - excavation and shoring only - issued 2020-01-14 Stage #2 - full construction - issued 2020-08-05 Revision #1 - amendment to allow the remediation of the existing brick wall under a separate spin-off BP - approved 2020-06-03 - COVID 2019 Revision #2 - amendment for minor design changes - 2020-08-12 - COVID 2019 Revision # 3- amendment of geotechnical drawings - issued 2021-06-03 - COVID 2019 Revision #4- 2022-06-02- S.Le Refer to minor amendment DP-2021-00693 - Addition of a storey due to the construction of an enclosed gym on the rooftop therefore changing this from a 10 storey to 11 storey building. - To change the use of from Restaurant-Class 1 to Cultural and Recreational: Hall use (Group A2) at level B2 and B1 mezzanine (CRU 4); - Alternative Solution AL-2020-00132 to permit glazed wall assembly at Level 3 - Refer to Generic Alternative Solution letter accepted February 24, 2022 for combustible window frames at South Elevation- L1. - Dedicated smoke exhaust system to the below-grade levels to aid in Fire Department response. - Minor architectural changes on Level B1, B2, 1, 4, 6, and 11. Revision #5- 2022-09-29- S.Le 1. Addition of 3 commercial kitchen exhaust ducts. Separate permit approvals required for commercial kitchen design and roof venting. | Lisi Mechanical Contractors Ltd
EP-2022-09280 | 2022-11-01 | 23 W CORDOVA STREET, Vancouver, BC V6B 1C8 | Electrical Permit | Commercial | NULL | Expired | Annual / Operating - Maintenance of existing operating electrical equipment. A 10 storey mixed-use building. Amend: Apr 5th, 2023 update our FSR to Shanti Vertolli 257930 | Ozz Electric BC Inc
EP-2022-06982 | NULL | 4795 SLOCAN STREET, Vancouver, BC V5R 2A2 | Electrical Permit | Commercial | New | Withdrawn | Installation / Repair - Commercial - BLDG 2 - Alarm finish - COMPLETE SECURITY ALARM SYSTEM >BP: (Building 2 at South side of site. North Building 1 is related BP-2019-04670). To construct a new 4-storey townhouse building which contains a total of 6 dwelling units plus 2 lock-off units at the dwelling units of the lowest floor level. There is no below grade parking, only at grade open parking accessed off the lance at the rear of this site. **NOTE: all fees have been paid under related BP-2019-04670 plus all application documents are filed under that permit application. | SHS Alarm BC Ltd
PP-2023-00107 | 2023-02-15 | 3695 MOSCROP STREET, Vancouver, BC V5R 4E9 | Plumbing Permit | Commercial | Renovation | Completed | Commercial - ***TO CONTINUE WORK STARTED BY OTHERS (re: PP-2019-02355) We are contracted to install plumbing fixtures to wrap up tail end of project, no rough in work included in scope **This permit is for a TWO-HOUR plumbing inspection since most work has been completed by previous plumbers. | Sunny Beach Plumbing & Heating Ltd
PP-2023-04202 | 2023-11-30 | 1830 ALBERNI STREET, Vancouver, BC B6G 2Z2 | Plumbing Permit | Commercial | New | Completed | Commercial - Install one new DCVA for premises isolation and replace boiler room heat exchanger as per CROSS CONNECTION LTR UPLOADED | WESTBRIDGE PLUMBING & HEATING LTD
EP-2023-10085 | 2023-11-07 | 177 W PENDER STREET, Vancouver, BC V6A 1T6 | Electrical Permit | Commercial | New | Issued | Temporary Power - Commercial - To provide temporary power. | Adria Electric Ltd
EP-2023-09238 | 2024-01-22 | 177 W PENDER STREET, Vancouver, BC V6A 1T6 | Electrical Permit | Commercial | New | Issued | Installation / Repair - Commercial - Electrical installation for construction of a 11-storey high-rise building with 76 Dwelling Unit. To provide related electrical installation services which includes conduits, rough-in, security, fire alarm, lighting, power connection of heat trace. >BP: To construct an 11 storey high-rise building with 76 Dwelling Unit. STAGED CONSTRUCTION - SHORT PROGRAM Stage I: removal of soil and concrete suspended slab/ sidewalk and the construction of retaining walls. Stage II: full construction | Adria Electric Ltd
EP-2023-09239 | 2023-10-13 | 177 W PENDER STREET, Vancouver, BC V6A 1T6 | Electrical Permit | Commercial | New | Completed | Interim - Commercial - Scope of work: slab, underground, raceways, grounding, branch circuits. This is an application for a temporary electrical permit while the main electrical permit #EP-2023-09238 is being processed. >BP: To construct an 11 storey high-rise building with 76 Dwelling Unit. STAGED CONSTRUCTION - SHORT PROGRAM Stage I: removal of soil and concrete suspended slab/ sidewalk and the construction of retaining walls. Stage II: full construction | Adria Electric Ltd
SP-2023-01238 | NULL | 177 W PENDER STREET, Vancouver, BC V6A 1T6 | Sprinkler Permit | Commercial | New | Applicant Revisions | Commercial - New 11 Storey Residential Housing Project >BP: To construct an 11 storey high-rise building with 76 Dwelling Unit. STAGED CONSTRUCTION - SHORT PROGRAM | Frontier Fire Protection Ltd
PP-2023-02543 | 2023-10-17 | 177 W PENDER STREET, Vancouver, BC V6A 1T6 | Plumbing Permit | Commercial | New | Issued | Commercial - VAHA housing project. We are doing the plumbing scope. >BP: To construct an 11 storey high-rise building with 76 Dwelling Unit. STAGED CONSTRUCTION - SHORT PROGRAM Stage I: removal of soil and concrete suspended slab/ sidewalk and the construction of retaining walls. | Four Lakes Mechanical
EP-2023-08035 | 2023-09-12 | 2171 W 15TH AVENUE, Vancouver, BC V1V 1V1 | Electrical Permit | Residential | Addition | Completed | Installation / Repair - Residential - On the main floor, addition of a wall to create 2 bedroom, so installing smoke alarm, 3 receptacles, and relocate 1 lighting fixture. >BP: Interior alterations to provide improvements in this existing two family dwelling building on this site. Scope of work includes the addition of a wall to create bedrooms on the main floor. | Powerful Electric Ltd
PP-2024-00146 | 2024-01-22 | 3033 W KING EDWARD AVENUE, Vancouver, BC V1V 1V1 | Plumbing Permit | Residential | Renovation | Issued | Residential - Remove three unauthorized fixtures | WESTBRIDGE PLUMBING & HEATING LTD
EP-2022-03134 | 2022-04-21 | 3555 SAWMILL CRESCENT, Vancouver, BC V1V 1V1 | Electrical Permit | Commercial | New | Expired | Temporary Power - Commercial - To provide temporary power. VALID FEB 28/2022 TIL FEB 27/2023 RENEWAL OF EP-2021-02183 Amend: Dec 21, 2022 Please change FSR From: Lee Quesnelle, FSR B, 212702 To: Aaron Nerdahl FSR A, 229090 | Houle Electric Limited
PP-2023-03293 | 2023-09-19 | 3555 SAWMILL CRESCENT, Vancouver, BC V1V 1V1 | Plumbing Permit | Commercial | New | Completed | Commercial - Adding backflow devices as part of City Survey | SABTECH PLUMBING & DRAINAGE LTD.
EP-2023-01403 | 2023-02-17 | 3555 SAWMILL CRESCENT, Vancouver, BC V1V 1V1 | Electrical Permit | Commercial | New | Issued | Temporary Power - Commercial - To provide temporary power. VALID FEB 28/2022 TIL FEB 27/2023 RENEWAL OF EP-2021-02183 Amend: Dec 21, 2022 Please change FSR From: Lee Quesnelle, FSR B, 212702 To: Aaron Nerdahl FSR A, 229090 | Houle Electric Limited
EP-2022-03573 | 2022-05-03 | 95 SW MARINE DRIVE, Vancouver, BC V5X 2P9 | Electrical Permit | Commercial | NULL | Expired | Annual / Operating - Operating Permit | Colwin Electrical Group
PP-2021-02696 | 2022-06-06 | 95 SW MARINE DRIVE, Vancouver, BC V5X 2P9 | Plumbing Permit | Commercial | New | Completed | Commercial - UNDERGROUND New onsite servicing from bldg to the property line. Utilities include water, storm and sani sewers. >>To construct a 6 storey multiple dwelling building containing 48 combustible social housing rental dwelling units above one level of non-combustible underground parking. SHORT PROGRAM - VBBL 2014 “Reviewed during the 2020 pandemic crisis.” STAGE 1 - FULL CONSTRUCTION issued on August 20, 2020. | RDM Enterprises Ltd
EP-2023-06034 | 2023-07-06 | 95 SW MARINE DRIVE, Vancouver, BC V5X 2P9 | Electrical Permit | Commercial | NULL | Issued | Annual / Operating - Maintenance of existing operating electrical equipment. -reference: CF-2023-005050 | Fina Electrical Systems Ltd
EP-2023-06035 | 2023-07-06 | 75 SW MARINE DRIVE, Vancouver, BC V5X 2P9 | Electrical Permit | Commercial | NULL | Issued | Annual / Operating - Maintenance of existing operating electrical equipment. -reference: CF-2023-006546 | Fina Electrical Systems Ltd
PP-2021-02017 | 2022-06-06 | 75 SW MARINE DRIVE, Vancouver, BC V5X 2P9 | Plumbing Permit | Commercial | New | Completed | Commercial - UNDERGROUND New onsite servicing from the combined bldgs to the property line. Utilities include water, storm and sani sewers >> To construct a 6 storey multiple dwelling building containing 54 social housing rental dwelling units above one level of underground parking. SHORT PROGRAM - VBBL 2014. “Reviewed during the 2020 pandemic crisis.” STAGE 1 - FULL CONSTRUCTION issued on August 12, 2020. Revision 1 - Edited the Terms in the permit. - Aug. 12, 2020. | RDM Enterprises Ltd
EP-2022-04922 | 2022-06-13 | 75 SW MARINE DRIVE, Vancouver, BC V5X 2P9 | Electrical Permit | Commercial | NULL | Expired | Annual / Operating - Operating Permit | Colwin Electrical Group
EP-2022-00898 | 2022-02-10 | 1305 POWELL STREET, Vancouver, BC V5L 1G8 | Electrical Permit | Commercial | Addition | Completed | Installation / Repair - Commercial - Security System Installation | Price's Alarm Systems Ltd.
SP-2020-00419 | 2022-07-15 | 1315 POWELL STREET, Vancouver, BC V5L 1G8 | Sprinkler Permit | Commercial | Addition | Issued | Commercial - Sprinkler alterations, a change of major occupancy at the 2nd and 3rd floor levels (from manufacturing to shell general office space), and a minor horizontal/vertical addition (approx. 1286 sf) for access to the new roof decks and installation of a new elevator for this existing building. (upgrade level: F2,S3,N3,A3,E4) | Pacific Fire Prevention Ltd
EP-2022-06021 | 2022-07-20 | 1315 POWELL STREET, Vancouver, BC V5L 1G8 | Electrical Permit | Commercial | Renovation | Issued | Installation / Repair - Commercial - Restore fire alarm after tenant work. Reinstall and relocate devices in Tenant space. | BD Electrical Ltd
EP-2023-01826 | 2023-03-23 | 7482 GRANVILLE STREET, Vancouver, BC V6P 4Y5 | Electrical Permit | Commercial | Tenant Improvement | Completed | Installation / Repair - Commercial - Install an EV car charger, in parking stall #24 with the existing Electric Vehicle Charging Infrastructure. | Shoreline Electric Ltd
EP-2022-07992 | 2022-09-23 | 2060 ALMA STREET, Vancouver, BC V6R 1S3 | Electrical Permit | Residential | Addition | Completed | Installation / Repair - Residential - repair exist service(200amp 240v 1 phase two meters--100amp /each unit), change meter base to duplex meter base, and change mast pipe. | HY Electric Company Ltd
EP-2023-10071 | 2023-11-24 | 2050 ALMA STREET, Vancouver, BC V6R 1S3 | Electrical Permit | Residential | Addition | Issued | Installation / Repair - Residential - repair service: meter base exist, install new panel in units and their feeder, add electric baseboard heaters, check fix wiring, add needed wiring (lower unit range, dryer for both units etc. service is reconnection | HY Electric Company Ltd
EP-2022-04287 | 2022-05-24 | 209 E 7TH AVENUE, Vancouver, BC V1V 1V1 | Electrical Permit | Commercial | NULL | Expired | Annual / Operating - Minor electrical installation, repair and maintenance. -Renewal of EP-2021-03605 -Valid: May 17, 2022 - May 16, 2023 | Berts Electric (2001) Ltd
EP-2023-04773 | 2023-05-30 | 209 E 7TH AVENUE, Vancouver, BC V1V 1V1 | Electrical Permit | Commercial | NULL | Issued | Annual / Operating - Minor electrical installation, repair and maintenance. Renewal of EP-2022-04287 Valid: May 17, 2023 - May 16, 2024 | Berts Electric (2001) Ltd
EP-2022-07677 | 2022-10-13 | 2239 W 7TH AVENUE #302, Vancouver, BC | Electrical Permit | Commercial | Renovation | Completed | Installation / Repair - Commercial - Upgrade lights to LED recessed light in living room and above kitchen Island , upgrade some other lights to LED recessed light , add receptacle off of existing in living room . | BC Highlight Electric Corp
EP-2022-07092 | 2022-08-23 | 1322 E 23RD AVENUE #3, Vancouver, BC | Electrical Permit | Residential | Renovation | Completed | Installation / Repair - Residential - Electrical work of a guest room in the main floor. -Add plugs and lights >BP: Interior alterations to renovate the main floor of this existing townhouse #3 of this multiple dwelling building. - add a guest room and a closet L2 - HVAC - Install timers (up to 60 minute), or humidistat for washroom fan(s) | Gewang Electric Ltd
SP-2022-01351 | 2022-08-22 | 1322 E 23RD AVENUE #3, Vancouver, BC | Sprinkler Permit | Residential | Tenant Improvement | Completed | Residential - add heads to accommodate renovation. >BP: Interior alterations to renovate the main floor of this existing townhouse #3 of this multiple dwelling building. - add a guest room and a closet L2 - HVAC - Install timers (up to 60 minute), or humidistat for washroom fan(s) | Five Star Fire Protection Ltd
EP-2024-00447 | 2024-01-30 | 1492 W 58TH AVENUE, Vancouver, BC | Electrical Permit | Commercial | Addition | Issued | Installation / Repair - Commercial - -Connect the pre-set wire and install a Tesla Wall Charger for stall 5 fed from dwelling unit. -The stall is already pre-wired from suite | Amor Energy Corporation
NULL | NULL | 1492 W 58TH AVENUE, Vancouver, BC | Electrical Permit | Commercial | Addition | Withdrawn | Installation / Repair - Commercial - lajfd;;af | Amor Energy Corporation
GP-2022-00420 | 2022-02-08 | 2428 W 8TH AVENUE, Vancouver, BC | Gas Permit | Residential | New | Completed | Residential - Gas range re and re | Super Tech Appliances Installation Ltd
EP-2023-05785 | 2023-06-28 | 5470 ORMIDALE STREET, Vancouver, BC V5R 4P9 | Electrical Permit | Commercial | Renovation | Cancelled | Installation / Repair - Commercial - Install 1 EVSE for stall P4-169 to existing EV-EMS and EV power infrastructure. Refer also to original building electrical permit EP-2016-01809 for drawings and design of original 400A panel EVC dedicated for EV loads. | Stream Energy Systems Inc
EP-2022-01244 | 2022-02-16 | 5118 CAMBIE STREET, Vancouver, BC V5Z 2Z7 | Electrical Permit | Commercial | NULL | Expired | Annual / Operating - Operating permit for maintenance and repairs. Valid February 16, 2022 until February 15, 2023. | Graness Electrical Contracting Ltd
GP-2022-02305 | 2022-08-05 | 433 VERNON DRIVE, Vancouver, BC | Gas Permit | Residential | Renovation | Completed | Residential - Samsung 30" Slide-in Gas Range | Han Appliances & Refrigeration Ltd
EP-2022-00987 | 2022-02-14 | 717 E 26TH AVENUE, Vancouver, BC V5V 2H9 | Electrical Permit | Commercial | Addition | Completed | Installation / Repair - Commercial - New electrical room for this permit only Install meter stack, disconnect switch 3 phase 400 amps 208 volts NOTE: Electrical work only for BUILDING 1, not the infill >BP: Building Permit for DP-2018-00371 To alter and convert this existing one-family dwelling to a 3-storey multiple conversion dwelling (Building 1) containing two dwelling units with a built-in one-car garage to Unit #2 with vehicular access from the flanking lane. | Edik Zohrabian
PP-2022-00062 | 2022-01-11 | 717 E 26TH AVENUE, Vancouver, BC V5V 2H9 | Plumbing Permit | Residential | New | Completed | Residential - two out side sumps with out pump | JVT EXCAVATING & DEMOLITION LTD
NULL | NULL | 717 E 26TH AVENUE, Vancouver, BC V5V 2H9 | Electrical Permit | Residential | NULL | Withdrawn | Installation / Repair - Residential | Edik Zohrabian
PP-2022-00091 | 2022-01-13 | 717 E 26TH AVENUE, Vancouver, BC V5V 2H9 | Plumbing Permit | Residential | New | Completed | Residential - Plumbing fixtures rough in and finish To alter and convert this existing one-family dwelling to a 3-storey multiple conversion dwelling (Building 1) containing two dwelling units with a built-in one-car garage to Unit #2 with vehicular access from the flanking lane. | Tri-City Plumbing & Heating Ltd
PP-2021-04019 | 2022-07-19 | 4589 GLADSTONE STREET, Vancouver, BC V1V 1V1 | Plumbing Permit | Commercial | New | Issued | Commercial - Above Grade Plumbing To construct a seven-storey mixed-use building containing commercial units on first level and residential dwelling units on levels 1 to 6 , all over two levels of underground parkade, of which Level P01 is considered to be the first storey. This is a CP Process Permit and the applicant is Susana Chui, CP (Camphora Engineering). Stage 1: Excavation & Shoring. Sept. 26/19 (B. Smith) REVISION #1 (June 28/21. B, Smith): Excavation & Shoring plans have been amended to match changes on proposed DPMA (DP-2020-00674), at the West side of this site). | Broadway Refrigeration & Air Conditioning Co
EP-2021-07407 | 2022-02-07 | 4589 GLADSTONE STREET, Vancouver, BC V1V 1V1 | Electrical Permit | Commercial | New | Issued | Installation / Repair - Commercial - Electrical Installation for new residential project consisting of market rental units over one level of CRU space. Description per associated building permit: To construct a seven-storey mixed-use building containing commercial units on first level and residential dwelling units on levels 1 to 6 , all over two levels of underground parkade, of which Level P01 is considered to be the first storey. Stage 1: Excavation & Shoring. Sept. 26/19 (B. Smith) REVISION #1 (June 28/21. B, Smith): Excavation & Shoring plans have been amended to match changes on proposed DPMA (DP-2020-00674), at the West side of this site). Stage 2: Full Structural to Roof (Sept. 29, 2021. B. Smith). AMEND: MAR 2/2023 Add in-suite low voltage rough wire & finishing (Tel/Data) and also the low voltage suite feeds from our electrical closets per floor to each units. AMEND: APR 5/2023 Please update our FSR to Shanti Vertolli 257930 AMEND: MAY 04/2023 In-suite low voltage rough wire & finishing (Tel/Data) and also the low voltage suite feeds from our electrical closets per floor to each units. | Ozz Electric BC Inc
SP-2021-01368 | 2023-01-11 | 4589 GLADSTONE STREET, Vancouver, BC V1V 1V1 | Sprinkler Permit | Commercial | New | Issued | Commercial - To install sprinklers to NFPA 13 2013 throughout this seven-storey mixed-use building containing commercial units on first level and residential dwelling units on levels 1 to 6 , all over two levels of underground parkade, of which Level P01 is considered to be the first storey. This is a CP Process Permit and the applicant is Susana Chui, CP (Camphora Engineering). Level 1 requires an amendment prior to installation on this level. EOR - Willie Perez MCW | Escape Fire Protection Ltd
EP-2022-05875 | 2022-07-12 | 4589 GLADSTONE STREET, Vancouver, BC V1V 1V1 | Electrical Permit | Commercial | New | Expired | Temporary Power - Commercial - To provide temporary power. FOR THE CONTAINER ONLY Valid 06/22/2021 until 06/21/2022 | K S Maude Electric Ltd
SP-2022-01104 | 2022-11-21 | 4589 GLADSTONE STREET, Vancouver, BC V1V 1V1 | Sprinkler Permit | Commercial | New | Issued | Commercial - UNDERGROUND PARKADE To install sprinkler o NFPA 13 2013 throughout this parkade and standpipes throughout in this seven-storey mixed-use building containing commercial units on first level and residential dwelling units on levels 1 to 6 , all over two levels of underground parkade, of which Level P01 is considered to be the first storey. This is a CP Process Permit and the applicant is Susana Chui, CP (Camphora Engineering). | Escape Fire Protection Ltd
SP-2022-01483 | NULL | 4589 GLADSTONE STREET, Vancouver, BC V1V 1V1 | Sprinkler Permit | Commercial | New | Cancelled | Commercial - installation of standpipe >BP: To construct a seven-storey mixed-use building containing commercial units on first level and residential dwelling units on levels 1 to 6 , all over two levels of underground parkade, of which Level P01 is considered to be the first storey. | Escape Fire Protection Ltd
NULL | NULL | 4589 GLADSTONE STREET, Vancouver, BC V1V 1V1 | Electrical Permit | Commercial | New | Draft | Installation / Repair - Commercial - Security Alarm, Tv, Tel, Net intercom | Covert Security Solutions Inc
NULL | NULL | 4589 GLADSTONE STREET, Vancouver, BC V1V 1V1 | Electrical Permit | Commercial | New | Draft | Installation / Repair - Commercial - Security Alarm , Tv, Tel, Internet, Intercom | Covert Security Solutions Inc
EP-2023-06321 | 2023-07-24 | 4589 GLADSTONE STREET, Vancouver, BC V1V 1V1 | Electrical Permit | Commercial | New | Issued | Temporary Power - Commercial - To provide temporary power. -renewal of EP-2022-05875 FOR THE CONTAINER ONLY -valid: July 13, 2023 - July 12, 2024 | K S Maude Electric Ltd
EP-2023-02187 | 2023-03-15 | 4589 GLADSTONE STREET, Vancouver, BC V1V 1V1 | Electrical Permit | Commercial | New | Issued | Installation / Repair - Commercial - Low voltage HVAC Controls >BP: To construct a seven-storey mixed-use building containing commercial units on first level and residential dwelling units on levels 1 to 6 , all over two levels of underground parkade, of which Level P01 is considered to be the first storey. This is a CP Process Permit and the applicant is Susana Chui, CP (Camphora Engineering). Stage 1: Excavation & Shoring. Sept. 26/19 (B. Smith) REVISION #1 (June 28/21. B, Smith): Excavation & Shoring plans have been amended to match changes on proposed DPMA (DP-2020-00674), at the West side of this site). Stage 2: Full Structural to Roof (issued Sept. 29, 2021. by B. Smith) Stage 3: Full Construction [issued July 6/22 -MV]. Revision #2: To change number of CRU units from 5 to 6. | Olympic Controls Inc
EP-2023-03662 | 2023-05-01 | 4589 GLADSTONE STREET, Vancouver, BC V1V 1V1 | Electrical Permit | Commercial | New | Issued | Installation / Repair - Commercial - Low Voltage Pre wire and finishing for CCTV, Access Control, Intercom and Fire alarm Monitoring. >BP: To construct a seven-storey mixed-use building containing commercial units on first level and residential dwelling units on levels 1 to 6 , all over two levels of underground parkade, of which Level P01 is considered to be the first storey. This is a CP Process Permit and the applicant is Susana Chui, CP (Camphora Engineering). Stage 1: Excavation & Shoring. Sept. 26/19 (B. Smith) REVISION #1 (June 28/21. B, Smith): Excavation & Shoring plans have been amended to match changes on proposed DPMA (DP-2020-00674), at the West side of this site). Stage 2: Full Structural to Roof (issued Sept. 29, 2021. by B. Smith) Stage 3: Full Construction [issued July 6/22 -MV]. Revision #2: To change number of CRU units from 5 to 6. | Complete Security Installs Inc
EP-2023-09244 | 2023-10-13 | 4589 GLADSTONE STREET, Vancouver, BC V1V 1V1 | Electrical Permit | Commercial | New | Issued | Installation / Repair - Commercial - Installation of Heat trace to domestic cold water piping in parkade and hose bibb piping on roof. >BP: To construct a seven-storey mixed-use building containing commercial units on first level and residential dwelling units on levels 1 to 6 , all over two levels of underground parkade, of which Level P01 is considered to be the first storey. This is a CP Process Permit and the applicant is Susana Chui, CP (Camphora Engineering). Stage 1: Excavation & Shoring. Sept. 26/19 (B. Smith) REVISION #1 (June 28/21. B, Smith): Excavation & Shoring plans have been amended to match changes on proposed DPMA (DP-2020-00674), at the West side of this site). Stage 2: Full Structural to Roof (issued Sept. 29, 2021. by B. Smith) Stage 3: Full Construction [issued July 6/22 -MV]. Revision #2: To change number of CRU units from 5 to 6. | BRENMACK ELECTRIC LTD
EP-2022-00445 | 2022-01-26 | 1349 E 19TH AVENUE, Vancouver, BC V1V 1V1 | Electrical Permit | Residential | New | Completed | Installation / Repair - Residential - To continue work started by others (EP-2019-07284) for the Infill Load calculations and checklist accepted on the previous EP Finishing work (fixtures, etc.) >BP: To construct an one-family Infill dwelling with attached two-car garage at the rear of the site having vehicular access from the lane. * See BP-2018-01995 for the main house. * Project value for the scope of work of this permit is $200,000.00 | Village Electrical Inc
EP-2022-03205 | 2022-04-22 | 3755 BEATRICE STREET, Vancouver, BC V1V 1V1 | Electrical Permit | Residential | Addition | Completed | Installation / Repair - Residential - Mount an EVSE, existing circuit 240v 30a to be used to power EVSE. Max output of EVSE is 24 amps. | Cielo Electric Ltd
EP-2022-02971 | 2022-04-12 | 700 W 57TH AVENUE, Vancouver, BC V1V 1V1 | Electrical Permit | Commercial | NULL | Expired | Annual / Operating - >>>ANNUAL OPERATING PERMIT<<< General electrical repairs, like ballasts, receptacles, light fixtures, bulbs -Renewal of: # EP-2021-02602 -Valid: April 8, 2022 to April 7, 2023 | MDE Enterprises Ltd
EP-2023-03124 | 2023-04-12 | 700 W 57TH AVENUE, Vancouver, BC V1V 1V1 | Electrical Permit | Commercial | NULL | Issued | Annual / Operating - Annual Operating Permit -renewal of: EP-2022-02971 General electrical repairs bulbs ballasts light fixtures, -Valid: April 8, 2023 - April 7, 2024 | MDE Enterprises Ltd
EP-2023-03352 | 2023-04-19 | 700 W 57TH AVENUE, Vancouver, BC V1V 1V1 | Electrical Permit | Commercial | Tenant Improvement | Completed | Installation / Repair - Commercial - Cooling Electrical Infrastructure Upgrade in different locations. | Status Electrical Corporation
EP-2023-04682 | 2023-05-29 | 700 W 57TH AVENUE, Vancouver, BC V1V 1V1 | Electrical Permit | Commercial | Addition | Issued | Installation / Repair - Commercial - Install (1) cable in office room 122. | Houle Electric Limited
EP-2023-04667 | 2023-05-29 | 700 W 57TH AVENUE, Vancouver, BC V1V 1V1 | Electrical Permit | Commercial | New | Issued | Installation / Repair - Commercial - Install 2x CT6 data drops in office Room 818. | Houle Electric Limited
EP-2023-04405 | 2023-05-29 | 700 W 57TH AVENUE, Vancouver, BC V1V 1V1 | Electrical Permit | Commercial | Addition | Issued | Installation / Repair - Commercial - Supply & install 2x CAT6 data drops in Room 547 at George Person Center. | Houle Electric Limited
EP-2023-00130 | 2023-01-06 | 700 W 57TH AVENUE, Vancouver, BC V1V 1V1 | Electrical Permit | Commercial | New | Completed | Installation / Repair - Commercial - Power supply and controls conduits for new exterior sump station. | Colwin Electrical Group
EP-2023-11217 | 2023-12-18 | 719 W 59TH AVENUE, Vancouver, BC V1V 1V1 | Electrical Permit | Commercial | Renovation | Issued | Installation / Repair - Commercial - Supply and Install a Commscope CAT 6 FT6 cabling Infrastructure. Supply and Install CCTV and Intrusion system. No Maglocks | Paladin Technologies Inc
EP-2022-02257 | 2022-03-22 | 780 W 57TH AVENUE, Vancouver, BC V1V 1V1 | Electrical Permit | Commercial | Renovation | Completed | Installation / Repair - Commercial - Install nurse call system for WARD1 | Logical Solutions Ltd
EP-2022-02583 | 2022-04-25 | 3219 POINT GREY ROAD, Vancouver, BC V6K 1B3 | Electrical Permit | Residential | New | Expired | Temporary Power - Residential - To provide temporary power. -CF-2020-017814 -NOTE: Work authorized by this permit is for placement of a temporary power pole only and does not authorize any site construction and/or excavation. A separate Building Permit will be required prior to commencement of any other work on this site. | Brett Cryderman Electric Ltd
EP-2022-04083 | 2022-05-20 | 3219 POINT GREY ROAD, Vancouver, BC V6K 1B3 | Electrical Permit | Residential | New | Expired | Temporary Power - Residential - To provide temporary power. NOTE: Work authorized by this permit is for placement of a temporary power pole only and does not authorize any site construction and/or excavation. A separate Building Permit will be required prior to commencement of any other work on this site. | Platinum Security Inc
EP-2023-08312 | NULL | 3190 W 10TH AVENUE, Vancouver, BC V6K 2K9 | Electrical Permit | Residential | Tenant Improvement | Applicant Revisions | Installation / Repair - Residential - ¦ LWH: EV ¦ installing a 14-50R for Porsche EV charger in garage | Trudel, Daniel, DBA: Electrum Charging Solutions Inc.
MP-2023-01468 | 2023-08-10 | 5470 ORMIDALE STREET #3107, Vancouver, BC | Mechanical Permit | NULL | NULL | Issued | NULL | Ashton Service Group/Ashton Mechanical Ltd.
EP-2023-00086 | 2023-10-20 | 5470 ORMIDALE STREET #3504, Vancouver, BC | Electrical Permit | Commercial | Addition | Completed | Installation / Repair - Commercial - We added a circuit for a small heat pump -We added a 15amp circuit for a heat pump and installed a disconnect out to the patio for a heat pump *An approved mechanical permit is required for the installation of air conditioning or heat pump unit at the time of installation before an electrical inspection will be performed | Douglas Millington o/a Moose Electric
GP-2022-00472 | 2022-02-16 | 2050 SW MARINE DRIVE, Vancouver, BC V6P 6B5 | Gas Permit | Residential | New | Issued | Residential - New gas work for new house : 1 meter only, 2psi 2050 SW Marine Drive, SOUTH DWELLING UNIT Renovation of existing one family dwelling with basement and 3 story; and 2 story coach house into a 3 car garage and an amenity space for all six dwelling units. | BC 2000 Plumbing & Heating Ltd
EP-2022-06056 | 2022-07-22 | 2181 BONACCORD DRIVE, Vancouver, BC V5P 2N8 | Electrical Permit | Residential | New | Completed | Installation / Repair - Residential - Rough wiring of the ELV ,Data cabling. -Extra low voltage wiring ,Cat 5e,Camera wiring ,Vacuum system pipping, Security Alarm wiring. >BP: To construct a 2 storey one-family dwelling with a secondary suite located in the Basement ($932,125) with an open parking pad, providing 1 parking space, having vehicular access from the 20' Lane. 1. Covenant registered at the Land Title Office under CA7085985 2. No Strata Titling permitted 3. A/C proposed – Exterior component located in rear yard, Interior component located in main floor storage room 4. Schedule B: (JASON HUI) P.Eng (778.319.3403) Structural 5. Schedule B: (JASON HUI) P.Eng (778.319.3403) Geotechnical 6. HPO: Residential Builder- Brillion Homes Ltd | Majoris Electrical Controls and Systems Ltd
EP-2023-04575 | 2023-05-26 | 3579 WALKER STREET, Vancouver, BC V5N 5A9 | Electrical Permit | Residential | Renovation - Dwelling Unit(s) only | Completed | Installation / Repair - Residential - Adding Emergency lighting - Em pack will be installed on main floor, EM heads will be install in stairwell and hallway. | Arcwest Electric Ltd
NULL | NULL | 3579 WALKER STREET, Vancouver, BC V5N 5A9 | Electrical Permit | Residential | Tenant Improvement | Draft | Installation / Repair - Residential - - install emergency lighting in hallways - terminate wire properly in basement cabinet hood fan | NULL
NULL | NULL | 739 E 38TH AVENUE, Vancouver, BC V5W 1H9 | Electrical Permit | Residential | New | Draft | Installation / Repair - Residential - Provide associated wiring for a new solar array on the roof, the system is a grid-tie-only. | NULL
EP-2023-04911 | 2023-06-02 | 739 E 38TH AVENUE, Vancouver, BC V5W 1H9 | Electrical Permit | Residential | Addition | Completed | Installation / Repair - Residential - Install Solar Photovoltaic System. Provide associated wiring for a new solar array on the roof, the system is a grid-tie-only. >BP: To install solar panels on the roof of this existing laneway house on this site. Structural Schedule B, Justin T. Mawoko, P. Eng., phone# 289.923.1772 OK to process as DTI as per J. Zhang January 18, 2023 | Haven Solar Inc
EP-2023-00688 | 2023-02-10 | 739 E 38TH AVENUE, Vancouver, BC V5W 1H9 | Electrical Permit | Residential | Addition | Completed | Installation / Repair - Residential - Lane way house has 100 AMP incoming service with its own meter. - the incoming service to the laneway house is still 100 AMP, just we are installing a bigger bus rating panel (125 AMP bus rating) The voltage is 120/240V, single phase. ***We are NOT installing solar panels this time. *** *Existing 100A service located on single family dwelling *Existing 100A service located on laneway house *EV: 7680W on DCC12 The work scope is 1. Replace existing panel from 100 AMP with 100 AMP bus rating to 100 AMP with 125 AMP bus rating, 2. Install a DCC-12 with 40 AMP , 3. Install an outdoor NEMA 14-50 receptacle Example of 100 AMP panel with bus rating of 125 A ( Square D QO load center: CQO132M100PC ) Change Laneway House panel (100 AMP bus rating) to a bigger125 AMP bus rating panel for future roof top solar installation. ***Roof top solar permits will be applied in the future.*** After upgrading the panel with a bigger bus rate, we plan to install a DCC 12 in the laneway house panel , pull cable to install an NEMA 14-50 Receptacle for client's portable EV charger to plug into >>Amend: April 18th -to amend our permit to include service inspection for BC hydro meter reseal. -Relocate/Reconnect -add grounding/bonding | Amor Energy Corporation
EP-2022-00585 | 2022-01-27 | 8538 RIVER DISTRICT CROSSING, Vancouver, BC V1V 1V1 | Electrical Permit | Commercial | Renovation | Completed | Installation / Repair - Commercial - Some loads are being moved from normal building power to Emergency generator power. These loads include: The commercial Fluid Cooling towers (2), the circulation pumps related (2) and a single receptacle. All work has be approved by original building electrical engineer (Nemetz) and Architect (IBI Group). Note: The capacity and wiring method for the emergency power supply must meet the requirements of CE Code Rules 46-100 and 46-108. The non-emergency loads connected to the emergency power supply system must not adversely affect operation of the generator in accordance with Clause 6.4.1 d) of the CAN/CSA-C282. | Nightingale Electric Ltd
EP-2022-02611 | 2022-05-25 | 8538 RIVER DISTRICT CROSSING, Vancouver, BC V1V 1V1 | Electrical Permit | Commercial | Renovation | Completed | Installation / Repair - Commercial - Install eight Level 2 EV Charging Stations @ 40A/208v each in parkade at stalls 144-151 inclusive. As part of the original building construction panelboards EVC1A and EVC1B were installed and sized to provide power for level 1 charging to each parking stall. Scope of work is to remove 16 existing 20a/120v level 1 charging receptacles and branch circuit breakers (per panelboard) and install 4 EV charging stations to each of the two panelboards. As all work is for commercial areas of building approval letter from Strata is not required. | Corporate Electric Limited
SP-2022-01261 | 2022-12-14 | 8538 RIVER DISTRICT CROSSING, Vancouver, BC V1V 1V1 | Sprinkler Permit | Commercial | Tenant Improvement | Completed | Commercial - For sprinkler system alterations to the 2019 VBBL and NFPA 13, 2013 for the tenant improvements to provide the addition of a mezzanine to new building. 1. This application does not include any of the following: • Warehouse storage arrangements, or mobile compact storage arrangements. • Changes to the sprinkler system supply piping (e.g. valves, mains, cross-mains, etc.). • Flexible sprinkler pipe. • Information Technology Equipment Rooms (e.g. IT Rooms, LAN Rooms, etc.). • New alternative solutions and/or modifications to existing alternative solutions. • Change in occupancy and/or hazard classification. Engineer of Record: Ryan Pavey 604-605-0606 pavey@cardinalfire.ca Certified Professional: Robert Heikkila 604-684-2384 heikkila@cftengineering.com | Active Fire & Safety Services Ltd
EP-2022-07693 | 2022-09-14 | 8538 RIVER DISTRICT CROSSING, Vancouver, BC V1V 1V1 | Electrical Permit | Commercial | NULL | Expired | Annual / Operating - ANNUAL OPERATING PERMIT VALID: SEPT 15/2022 TO SEPT 14/2023 EXPIRED PERMIT: EP-2021-06952 two annual walk through's complete with report & worklog Mario Fata CEL000219985 March 21/2023-AMEND Please update FSR Mario Fata #219985 to Jason White #252323 | Nightingale Electric Ltd
EP-2023-08430 | 2023-09-27 | 8538 RIVER DISTRICT CROSSING, Vancouver, BC V1V 1V1 | Electrical Permit | Commercial | NULL | Issued | Annual / Operating - ***ANNUAL OPERATING PERMIT*** Two annual walkthroughs complete with report & work log -Renewal of EP-2022-07693 -valid: Sept. 16, 2023 - Sept. 15, 2024 | Nightingale Electric Ltd
EP-2023-08848 | 2023-10-03 | 920 E HASTINGS STREET, Vancouver, BC V6A 3T1 | Electrical Permit | Commercial | Renovation | Completed | Installation / Repair - Commercial - CCTV camera cabling upgrade | 4th Utility Inc
GP-2022-01398 | 2022-05-05 | 400 CAMPBELL AVENUE, Vancouver, BC V6A 3K1 | Gas Permit | Commercial | Tenant Improvement | Completed | Commercial - Re and re 1 gas dryer | Spears Sales & Service Ltd
EP-2023-02031 | 2023-03-31 | 410 CAMPBELL AVENUE, Vancouver, BC V6A 3K1 | Electrical Permit | Commercial | Addition | Completed | Installation / Repair - Commercial - Install a 208V 30A 1PH circuit for Ductless split heat pump on load miser *An approved mechanical permit is required for the installation of air conditioning or heat pump unit at the time of installation before an electrical inspection will be performed. | Power Plus Electric Ltd
NULL | NULL | 410 CAMPBELL AVENUE, Vancouver, BC V6A 3K1 | Mechanical Permit | NULL | NULL | Draft | NULL | Custom Air Conditioning Ltd
MP-2023-00617 | 2023-04-11 | 410 CAMPBELL AVENUE, Vancouver, BC V6A 3K1 | Mechanical Permit | NULL | NULL | Completed | NULL | Custom Air Conditioning Ltd
NULL | NULL | 410 CAMPBELL AVENUE, Vancouver, BC V6A 3K1 | Mechanical Permit | NULL | NULL | Draft | NULL | NULL
GP-2022-03890 | 2022-12-06 | 416 CAMPBELL AVENUE, Vancouver, BC V6A 3K1 | Gas Permit | Commercial | Tenant Improvement | Issued | Commercial - Re and re of 1 Gas dryer | Spears Sales & Service Ltd
GP-2022-01782 | 2022-06-10 | 512 CAMPBELL AVENUE, Vancouver, BC V6A 3K1 | Gas Permit | Commercial | Tenant Improvement | Completed | Commercial - Re & Re of 1 Gas dryer | Spears Sales & Service Ltd
GP-2022-01141 | 2022-04-11 | 512 CAMPBELL AVENUE, Vancouver, BC V6A 3K1 | Gas Permit | Commercial | Tenant Improvement | Completed | Commercial - Re and re of 1 gas dryer | Spears Sales & Service Ltd
GP-2022-01830 | 2022-06-15 | 519 RAYMUR AVENUE, Vancouver, BC V6A 3K9 | Gas Permit | Commercial | Tenant Improvement | Completed | Commercial - Re and re of 1 gas dryer | Spears Sales & Service Ltd
GP-2022-01142 | 2022-04-11 | 601 RAYMUR AVENUE, Vancouver, BC V6A 3K9 | Gas Permit | Commercial | Tenant Improvement | Completed | Commercial - Re and re of 1 gas dryer | Spears Sales & Service Ltd
GP-2022-01783 | 2022-06-10 | 718 CAMPBELL AVENUE, Vancouver, BC V6A 3K1 | Gas Permit | Commercial | Tenant Improvement | Completed | Commercial - Re and Re of 1 Gas dryer | Spears Sales & Service Ltd
GP-2022-01394 | 2022-05-05 | 718 CAMPBELL AVENUE, Vancouver, BC V6A 3K1 | Gas Permit | Commercial | Tenant Improvement | Completed | Commercial - Re and re of one gas dryer | Spears Sales & Service Ltd
EP-2022-05037 | 2022-06-14 | 941 E HASTINGS STREET, Vancouver, BC V6A 0H1 | Electrical Permit | Commercial | NULL | Expired | Annual / Operating - ANNUAL OPERATING PERMIT Maintenance of EV-EMS system & infrastructure. Installation of tenant EV chargers | Berts Electric (2001) Ltd
EP-2022-00627 | 2022-03-28 | 941 E HASTINGS STREET, Vancouver, BC V6A 0H1 | Electrical Permit | Commercial | Addition | Completed | Installation / Repair - Commercial - Adding Unico EMS, Faro to existing EV panel. Distributing E/V power. Installation of an EVEMS consisting of Unico EMS, and Faros. Installation of 10 x 40A branch circuits and 5 splitters supplied by the EV panelboard. Wiring and load calculation as per attached Engineer drawing. Amend: June 14, 2022 Adding 10 EV chargers for stalls; PDR03, PDR13, PDR34/35, OFFICE13, OFFICE15, OFFICE09/10, PDR29/30, PDR31/32, PDR22/23, PDR24/25 Amendment Construction Value: $15,000 | Berts Electric (2001) Ltd
EP-2022-06165 | NULL | 941 E HASTINGS STREET, Vancouver, BC V6A 0H1 | Electrical Permit | Commercial | NULL | Withdrawn | Annual / Operating - Maintenance of EV-EMS system & infrastructure. Installation of tenant EV chargers | Berts Electric (2001) Ltd
EP-2022-08414 | 2022-10-06 | 941 E HASTINGS STREET, Vancouver, BC V6A 0H1 | Electrical Permit | Commercial | Addition | Completed | Installation / Repair - Commercial - - Demo the existing 75KVA Transformer and remove - Supply and install a new 112.5KVA 600-120/208V transformer (Expedited Cost Included) - Industrial movers included moving the transformer up and down the stairs. - Transformer disposal and recycling included - Provide new #250 4C ACWU from the disconnect to the transformer - Provide new parallel #250 4C ACWU to the existing 400A panel - Upgrade fuses in the disconnect to 125A 600V in the existing disconnect - Provide (16) 20A GFCI receptacles on the countertops at the kitchen stations -Grounding/ bonding is for the new transformer installation and will not effect the service. 600V - 120/208v 112kva step down transformer. 3 phase 125amps >BP: Interior alterations to erect walls to create various kitchen prep areas, add new ovens and food prep equipment at each kitchen station as shown. Scope includes installing type II hood above all 4 stoves, duct work and discharging on the lane side. class 2 cooking operation. Note: Application is reviewed under VBBL 2019. | TDR Electric Inc
EP-2023-05176 | 2023-06-09 | 941 E HASTINGS STREET, Vancouver, BC V6A 0H1 | Electrical Permit | Commercial | NULL | Issued | Annual / Operating - Maintenance of existing EV-EMS and EV infrastructure | Stream Energy Systems Inc
PP-2022-01983 | 2022-06-09 | 6718 LABURNUM STREET, Vancouver, BC V6P 5M7 | Plumbing Permit | Residential | New | Issued | Residential - new laneway house plumbing To construct a 2 storey laneway house building with 2 car attached garage having vehicular access from the lane. 1. Covenant registered at the Land Title Office under CA7047744 2. No Strata Titling permitted 3. No A/C unit proposed 4. Schedule B Henry Sy-Ning Hsu P.Eng (604-322-7158) Structural & Geotechnical 5. Schedule A Stefan Wiedemann Architect (604-313-4241) 6. BC Housing Royal Golden Construction Group Limited | Lucky Five Eight Plumbing & Heating Ltd
EP-2023-00779 | 2023-01-31 | 6718 LABURNUM STREET, Vancouver, BC V6P 5M7 | Electrical Permit | Residential | New | Issued | Installation / Repair - Residential - Laneway house tel,tv,data,alarm >BP: o construct a 2 storey laneway house building with 2 car attached garage having vehicular access from the lane. 1. Covenant registered at the Land Title Office under CA7047744 2. No Strata Titling permitted 3. No A/C unit proposed 4. Schedule B Henry Sy-Ning Hsu P.Eng (604-322-7158) Structural & Geotechnical 5. Schedule A Stefan Wiedemann Architect (604-313-4241) 6. BC Housing Royal Golden Construction Group Limited | Hysun Technology Inc
SP-2022-01934 | 2022-11-22 | 6718 LABURNUM STREET, Vancouver, BC V6P 5M7 | Sprinkler Permit | Residential | New | Issued | Residential - LWH - To Install 14 sprinkler heads >DB: To construct a 2 storey laneway house building with 2 car attached garage having vehicular access from the lane. 1. Covenant registered at the Land Title Office under CA7047744 2. No Strata Titling permitted 3. No A/C unit proposed Exterior rigid insulation is accepted in proposed locations on North and West wall. Note: Parking for the site has been provided under DB (construction of LWH) The entire building, INCLUDING THE ATTACHED GARAGE to be sprinklered to NFPA 13D Enhanced. | General Sprinkler Systems Ltd
EP-2022-00302 | 2022-01-18 | 735 PRIOR STREET, Vancouver, BC V6A 2G8 | Electrical Permit | Residential | New | Issued | Installation / Repair - Residential - Low voltage rough wire & finish for tel, data, cable, alarm, doorbell & Cams. | Paratech Integrated Systems Ltd
EP-2022-01445 | 2022-03-09 | 735 PRIOR STREET, Vancouver, BC V6A 2G8 | Electrical Permit | Residential | Renovation | Issued | Installation / Repair - Residential - new wiring and finishing for new INFILL Main service is 200 amp main house for 125 amp infill house for100 amp >> uilding Permit for DP-2018-00260 To construct a new 3 storey infill one family dwelling building with an attached garage at 735 Prior Street, having vehicular access from the lane on this site. Building Review Branch Notes: Refer to BP-2018-02255- 737 Prior St (existing Heritage one family dwelling retained on site). 1. Building to be sprinklered to NFPA 13R. Permit Amendment #1- 2020-06-25- S.Le Change of Architectural Professional and Coordinating Registered Professional. See uploaded letters from incoming and outgoing professionals including new Schedule A and Schedule B for Design Changes during Construction and Field Review during Construction. | G N ELECTRIC LTD
GP-2023-02750 | 2023-09-21 | 735 PRIOR STREET, Vancouver, BC V6A 2G8 | Gas Permit | Residential | New | Issued | Residential - One boiler and one range >BP: To construct a new 3 storey infill one family dwelling building with an attached garage at 735 Prior Street, having vehicular access from the lane on this site. | Ultra Mechanical Ltd
PP-2023-03070 | 2023-08-30 | 3251 W 36TH AVENUE, Vancouver, BC V6N 2R6 | Plumbing Permit | Residential | New | Issued | Residential - 1FD - One outside sump | East West Excavating 2022 ltd
PP-2024-00160 | 2024-01-24 | 3251 W 36TH AVENUE, Vancouver, BC V6N 2R6 | Plumbing Permit | Residential | New | Issued | Residential - 1FD - Plumbing Heating >BP: To construct a 2 storey with basement single detach house with a detached accessory building (garage), at the rear providing 3 parking spaces, having vehicular access from the lane. Note: This is a 2 storey building pursuant to the Zoning and Development By-Law 1. The entire building to be sprinklered to NFPA 13D 2. Heat Pump proposed – Exterior component located in rear yard, Interior component located in the upper floor 3. Bar sink located in basement ***This permit is issued under the VBBL 2019, with updated energy requirements as per bylaw # 12997 effective Jan 01, 2022.*** | Rav United Plumbing and Heating Ltd
MP-2024-00129 | 2024-01-29 | 3251 W 36TH AVENUE, Vancouver, BC V6N 2R6 | Mechanical Permit | NULL | NULL | Issued | NULL | Rav United Plumbing and Heating Ltd
EP-2023-05076 | 2023-06-07 | 3251 W 36TH AVENUE, Vancouver, BC V6N 2R6 | Electrical Permit | Residential | New | Issued | Temporary Power - Residential - To provide temporary power. | Morning Star Electrical Ltd
NULL | NULL | 499 PACIFIC STREET, Vancouver, BC V6Z 2P5 | Electrical Permit | Residential | Renovation | Withdrawn | Installation / Repair - Residential - LOW VOLTAGE WIRING FOR HVAC CONTROLS | Modern Systems Management Ltd
EP-2023-11300 | 2023-12-21 | 499 PACIFIC STREET, Vancouver, BC V6Z 2P5 | Electrical Permit | Commercial | Renovation | Issued | Installation / Repair - Commercial - LOW VOLTAGE WIRING FOR HVAC CONTROLS: installing Leak Detectors w/ local alarm for 3 DHWRT's on levels 2, 11 and 19. we are supplying and wiring 6 potable control valves. | Modern Systems Management Ltd
EP-2023-00735 | 2023-02-21 | 562 GRANVILLE STREET, Vancouver, BC V6C 3P1 | Electrical Permit | Commercial | Tenant Improvement | Completed | Installation / Repair - Commercial - New AC unit for commercial space as old unit failed and was replaced by HVAC co and new lineset installed. Upgrade from 10/3 wire to 8/3. Disconnect old kitchen equipment and safe off unused circuits. New space will be a tea shop with Chai vats in place of the rice cookers at the front and 1 speed oven for reheating equipment. Existing gas cooktop and burner set. Hoodfan certification is current. Deep fryer is not being retained. Change existing 16 octagon mount lighting fixtures to new units like for like. 3 new LED wall signs plugged into local power in banquettes and is wireless control of on/off and colour, signs say: ( Chill Vibes, Positive Vibes, Namaste ). No new wiring all circuits in the restaurant are existing as it was a sushi restaurant. Replace damaged/yellowed receptacles with new like for like and label which panel they are from which was not done prior. -Load calc attched for Chai Ghai loads. Picture of AC in place where old unit was. Plan drawing of the space and the AC is directly behind the NE corner of the space where the parkade entrance is and other units AC. (CF-2023-000796) | ACE Integrated Systems Ltd
PP-2023-00311 | 2023-02-02 | 562 GRANVILLE STREET, Vancouver, BC V6C 3P1 | Plumbing Permit | Commercial | Renovation | Completed | Commercial - 3 grease interceptors -this is a re/re the exact same interceptors with the same piping, Bill Seifort asked us to pull just a plumbing permit with the sizing tool, a building permit is not required for this location, therefore no mechanical drawings. (CF-2023-000796) | Drips & Drains Plumbing and Heating Ltd
GP-2023-00347 | 2023-01-31 | 562 GRANVILLE STREET, Vancouver, BC V6C 3P1 | Gas Permit | Commercial | Renovation | Completed | Commercial - New gas range | Drips & Drains Plumbing and Heating Ltd
EP-2023-11345 | 2023-12-22 | 510 W BROADWAY, Vancouver, BC V5Z 1E9 | Electrical Permit | Commercial | NULL | Issued | Annual / Operating - Annual Operating Electrical Permit | Island Technical Installations Ltd
EP-2022-01200 | 2022-02-15 | 510 W BROADWAY, Vancouver, BC V5Z 1E9 | Electrical Permit | Commercial | Renovation | Completed | Installation / Repair - Commercial - Relocating power (120VAC 15A) & data (Class II Low Voltage) connections to modular furniture. | 4th Utility Inc
PP-2022-04273 | 2022-11-29 | 512 W BROADWAY, Vancouver, BC V5Z 1E9 | Plumbing Permit | Commercial | Addition | Completed | Commercial - Addition of 1 canopy drain >BP: Exterior alterations to install a canopy over the ATM of this existing financial institution on the ground floor of this existing commercial building. | Tri-City Plumbing & Heating Ltd
EP-2022-10048 | 2022-11-29 | 512 W BROADWAY, Vancouver, BC V5Z 1E9 | Electrical Permit | Commercial | Renovation | Completed | Installation / Repair - Commercial - Remove two exterior lights located above the exterior ATM. to allow steel work to be completed. Reinstall the lights once steel work is finished - The lighting being re&re is existing and is part of the installation that was completed under EP-2021-01556. This was closed September 10 2021. Our scope for this job is to remove the two lights to allow some exterior metal modifications, then reinstall once the job is completed. >BP: Exterior alterations to install a canopy over the ATM of this existing financial institution on the ground floor of this existing commercial building. Ok for field review per J. Zhang - July 12, 2022 Notes: - Schedule A & B, Architectural, James S. Emery, Architect, 604-736-5581. - Schedule B, Structural, Shahryar Davoudi, P.Eng, 604-738-0048. - Schedule D, Jameson Vong, P.Eng, 604-454-0402. | Wynn's Electrical Contractors Ltd
EP-2022-09973 | 2022-11-28 | 514 W BROADWAY, Vancouver, BC V5Z 1E9 | Electrical Permit | Commercial | Tenant Improvement | Completed | Installation / Repair - Commercial - Addition of 1x Fire Suppression monitoring module & tie in to into existing Base Building Fire Alarm System. >BP: Interior alteration and change of use from retail to retail food (16 seats) for this new First TI tenant. VBBL 2019. NFPA 13. Mechanical Review Notes: - Class 2 Cooking operation ((Steam and Heat Removal). NFPA 96 hood (type 1) and ducting installed for the PIZZA oven per the oven manufacturer's recommendation. | Ozz Electric BC Inc
EP-2022-06349 | 2022-07-28 | 514 W BROADWAY, Vancouver, BC V5Z 1E9 | Electrical Permit | Commercial | Tenant Improvement | Completed | Installation / Repair - Commercial - Alarm Security system and CCTV Cameras >BP: Interior alteration and change of use from retail to retail food (16 seats) for this new First TI tenant. VBBL 2019. NFPA 13. Mechanical Review Notes: - Class 2 Cooking operation ((Steam and Heat Removal). NFPA 96 hood (type 1) and ducting installed for the PIZZA oven per the oven manufacturer's recommendation. | Alarm Max Security Inc
PP-2022-02131 | 2022-06-20 | 514 W BROADWAY, Vancouver, BC V5Z 1E9 | Plumbing Permit | Commercial | Tenant Improvement | Completed | Commercial - • To supply lay out of project. • To supply all above and below slab plumbing • All water lines to be insulated. • To supply plumbing fixtures as per specks ( toilets and vanity and Mop sink ) all other fixtures by others • Hot water tank complete with seismic | Ange's Plumbing Ltd
GP-2022-02750 | 2022-09-14 | 514 W BROADWAY, Vancouver, BC V5Z 1E9 | Gas Permit | Commercial | New | Completed | Commercial - Installing 2 x grills @84000 each as per applicant - the total load does not exceed 409,000BTU >BP: Interior alteration and change of use from retail to retail food (16 seats) for this new First TI tenant. VBBL 2019. NFPA 13. Mechanical Review Notes: - Class 2 Cooking operation ((Steam and Heat Removal). NFPA 96 hood (type 1) and ducting installed for the PIZZA oven per the oven manufacturer's recommendation. | 0788459 BC Ltd
SP-2022-00947 | 2022-06-13 | 514 W BROADWAY, Vancouver, BC V5Z 1E9 | Sprinkler Permit | Commercial | Tenant Improvement | Completed | Commercial - Head layout revision to suit new unit floor plan Interior alteration and change of use from retail to retail food (16 seats) for this new First TI tenant. *****This application does not include any of the following: 1. Not more than 20 sprinklers (add, relocate, or remove), 2. hydraulic calculations, 3. change in occupancy and /or hazard classification, 4. warehouse storage arrangements, 5. mobile compact storage arrangements, 6. alternative solutions, 7. changes to the sprinkler system supply piping (e.g. valves, mains, cross-mains, branch-lines, etc.), or 8. flexible sprinkler pipe. | National Hydronics Ltd
EP-2022-04331 | 2022-05-27 | 514 W BROADWAY, Vancouver, BC V5Z 1E9 | Electrical Permit | Commercial | Tenant Improvement | Completed | Installation / Repair - Commercial - Installation of new lighting, emergency lighting, lighting controls, outlets, equipment connections, low voltage wiring for telephone & data, sign power connection. >BP: Interior alteration and change of use from retail to retail food (16 seats) for this new First TI tenant. VBBL 2019. NFPA 13. Mechanical Review Notes: - Class 2 Cooking operation ((Steam and Heat Removal). NFPA 96 hood (type 1) and ducting installed for the PIZZA oven per the oven manufacturer's recommendation. | Accurate Electric Ltd.
EP-2022-04610 | 2022-06-02 | 2549 CAMBIE STREET, Vancouver, BC V5Z 3Y6 | Electrical Permit | Commercial | Tenant Improvement | Completed | Installation / Repair - Commercial - FA/TI - Modification of existing FA. Installation, relocation & verification of FA devices & related wiring, within this tenant space only. >BP: First tenant improvement to the new Jollibee on the second floor in this existing 7 storey with 2 levels of underground parking mixed use building. The scope of work includes class 1 cooking operations. Total occupant load is 76(interior 48+ staff 4 + outdoor seating 24). Scope of Work includes construction of new interior partitions, installation of new casework, new equipment, new mechanical, plumbing, electrical and light fixtures, and new floor, wall and ceiling finishes. This permit has been reviewed under the requirements of the VBBL #12511 (2019) | Ozz Electric BC Inc
EP-2022-04493 | 2022-05-31 | 2549 CAMBIE STREET, Vancouver, BC V5Z 3Y6 | Electrical Permit | Commercial | Tenant Improvement | Completed | Installation / Repair - Commercial - Interior tenant improvement for the fit out of a dine in/take out restaurant -No it does not affect the service. The service is existing we are only adding a small sub panel , the grounding and bonding refers to new equipment such as data cabinet and new equipment >BP: First tenant improvement to the new Jollibee on the second floor in this existing 7 storey with 2 levels of underground parking mixed use building. The scope of work includes class 1 cooking operations. Total occupant load is 76(interior 48+ staff 4 + outdoor seating 24). Scope of Work includes construction of new interior partitions, installation of new casework, new equipment, new mechanical, plumbing, electrical and light fixtures, and new floor, wall and ceiling finishes. This permit has been reviewed under the requirements of the VBBL #12511 (2019) | COOPER ELECTRICAL CONTRACTING LTD
PP-2022-02191 | 2022-07-19 | 2549 CAMBIE STREET, Vancouver, BC V5Z 3Y6 | Plumbing Permit | Commercial | New | Completed | Commercial - New mechanical plumbing for commercial restaurant >BP: First tenant improvement to the new Jollibee on the second floor in this existing 7 storey with 2 levels of underground parking mixed use building. The scope of work includes class 1 cooking operations. Total occupant load is 76(interior 48+ staff 4 + outdoor seating 24). Scope of Work includes construction of new interior partitions, installation of new casework, new equipment, new mechanical, plumbing, electrical and light fixtures, and new floor, wall and ceiling finishes. This permit has been reviewed under the requirements of the VBBL #12511 (2019) | Kelowna Evolution Mechanical Ltd
SP-2022-00381 | 2022-06-02 | 2549 CAMBIE STREET, Vancouver, BC V5Z 3Y6 | Sprinkler Permit | Commercial | Tenant Improvement | Completed | Commercial - Sprinkler improvements on the second floor in this existing 7 storey with 2 levels of underground parking mixed use building. The scope of work includes two class 1 cooking operations. Total occupant load is 76(interior 48+ staff 4 + outdoor seating 24). | National Hydronics Ltd
PP-2021-03701 | 2022-10-04 | 2549 CAMBIE STREET, Vancouver, BC V5Z 3Y6 | Plumbing Permit | Commercial | Tenant Improvement | Completed | Commercial - Work completed during construction below stage. See PP-2022-02191 for detail and r/i inspections. We are doing only the drainage portion for Jollibee that is directly above the starbucks restaurant. >Tenant improvements on the second floor in this existing 7 storey with 2 levels of underground parking mixed use building. Building Review Branch Notes: 1. This permit has been issued under the requirements of the VBBL #12511 (2019) 2. Reviewed during the 2020 pandemic crisis. | A & D Coastal Plumbing and Heating Inc
EP-2023-02260 | 2023-03-16 | 39 NELSON STREET, Vancouver, BC V6Z 0G1 | Electrical Permit | Commercial | Addition | Completed | Installation / Repair - Commercial - Install a new 400 amp 347/600v 3P4W service supplied from the 600V main distribution c/w 2-250 MCM ACWU to a new 42 cct panel for the CRU. >Amend: May 24th - address to be changed to: 39 Nelson St as per BC Hydro Request | Allwest Electric Ltd
EP-2023-07666 | 2023-08-23 | 39 NELSON STREET, Vancouver, BC V6Z 0G1 | Electrical Permit | Commercial | Tenant Improvement | Completed | Installation / Repair - Commercial - Low voltage HVAC controls. >BP: Alterations and change of use from Restaurant Class-1 to Health Care Office, in the existing mixed-use building on this site. Related to DP-2023-00348 >Amend: Feb. 1st: -corrected to BP-2023-01724 and work description for BP | Olympic Controls Inc
EP-2023-11269 | 2023-12-19 | 39 NELSON STREET, Vancouver, BC V6Z 0G1 | Electrical Permit | Commercial | Tenant Improvement | Completed | Installation / Repair - Commercial - Installation of lineside connection of MRI machine and grounding of MRI room. >BP: 39 Nelson Street Alterations and change of use from Restaurant Class-1 to Health Care Office, in the existing mixed-use building on this site. Related to DP-2023-00348 | Action Electric Ltd
EP-2024-00327 | 2024-01-17 | 39 NELSON STREET, Vancouver, BC V6Z 0G1 | Electrical Permit | Commercial | Renovation | Completed | Installation / Repair - Commercial - Installation of 4 cameras, 6 access controlled doors, 2 maglocks, and intrusion installation. >BP: Alterations and change of use from Restaurant Class-1 to Health Care Office, in the existing mixed-use building on this site. Related to DP-2023-00348 | Paladin Technologies Inc
PP-2023-03023 | 2023-09-14 | 39 NELSON STREET, Vancouver, BC V6Z 0G1 | Plumbing Permit | Commercial | Tenant Improvement | Completed | Commercial - TI >BP: 39 Nelson Street Alterations and change of use from Restaurant Class-1 to Health Care Office, in the existing mixed-use building on this site. Related to DP-2023-00348 | KERN BSG MANAGEMENT LTD
SP-2023-01558 | 2023-10-04 | 39 NELSON STREET, Vancouver, BC V6Z 0G1 | Sprinkler Permit | Commercial | Tenant Improvement | Completed | Commercial - For sprinkler system alterations to the 2019 VBBL and NFPA 13, 2013 for the tenant improvements to provide alterations and change of use from Restaurant Class-1 to Health Care Office, in the existing mixed-use building on this site. Engineer of Record: Liang Xin Peng 604-324-7122 lpeng@vikingfire.ca | Viking Fire Protection Inc
EP-2023-08602 | 2023-09-27 | 39 NELSON STREET, Vancouver, BC V6Z 0G1 | Electrical Permit | Commercial | Renovation | Completed | Installation / Repair - Commercial - Remove and replace the existing exit signs. Supply and install new lighting, new lighting controls, receptacles, cable tray for MRI room 1 and 2. Install power to the 2 Chillers 1 and 2 in the parking garage. Panel MDP is supplied and installed by the landlord. Supply and install the 200amp disconnect, T1 and T2 transformers, Panel HP and all wiring, power to MRI #1 and #2 disconnects 150A/3P CB enclosure and 100A/3P CB enclosure for MRI included. Rough-in for the communications to accessible ceiling space all cable and devices installed by others. Conduit rough-in for door security only Cable and devices supplied and installed by others. All work is to be performed at regular work hours. Supply and install the Fire Alarm system Verification by Chubb included in our estimate. The service has already been disconnected and reconnected by BC Hydro, so now it will not need to be disconnected! Demo the power to the existing Fan coils. >BP: Alterations and change of use from Restaurant Class-1 to Health Care Office, in the existing mixed-use building on this site. Related to DP-2023-00348 | Houle Electric Limited
EP-2023-08907 | 2023-10-12 | 39 NELSON STREET, Vancouver, BC V6Z 0G1 | Electrical Permit | Commercial | Renovation | Completed | Installation / Repair - Commercial - To wire and install a total of nine (9) smoke detectors for pre-action system in rooms. Work to be done under BP. This work is being done on the ground floor for the tenant improvements to provide alterations and change of use from Restaurant Class-1 to Health Care Office, in the existing mixed-use building on this site. >BP: 39 Nelson Street Alterations and change of use from Restaurant Class-1 to Health Care Office, in the existing mixed-use building on this site. Related to DP-2023-00348 | Fina Electrical Systems Ltd
EP-2022-03211 | 2022-04-25 | 833 W PENDER STREET, Vancouver, BC V6C 1K7 | Electrical Permit | Commercial | New | Expired | Temporary Power - Commercial - To provide temporary power. Valid March 30 2022 to March 29th 2023 EP-2021-02550 | Lilly Electric (1973) Ltd
EP-2023-10041 | 2023-11-27 | 833 W PENDER STREET, Vancouver, BC V6C 1K7 | Electrical Permit | Commercial | Addition | Completed | Installation / Repair - Commercial - Installation of 3 FLO Core+ Level 2 Electric Vehicle Chargers in P2 (1) & P3 (2) installation of EV Chargers as per pre-existing EV Infrastructure and Ev Ready Plan and include the electrical drawing attached below with notes Pg.5 Electrical 1-Line, Pg. 7 Load Calculation -associated with other EP-2023-09152 | 635913 BC Ltd. DBA: Mustang Contracting
EP-2023-08579 | 2023-09-22 | 833 W PENDER STREET, Vancouver, BC V6C 1K7 | Electrical Permit | Commercial | Tenant Improvement | Completed | Installation / Repair - Commercial - Install Maglocks on Lobby Entrances (North and South). Electrical permit for fire alarm integration: EP-2023-08351 EP: Installation of low voltage connection to 2 two mag lock door through the existing fire alarm systems. >BP: To construct a 14-storey (13 floors) hotel development containing: - a restaurant (class 1 use) shell space on ground floor, - 104 hotel suites on Levels 2-13, and - a roof deck all over 3 levels of underground valet parking accessed by a vehicle elevator from the lane. Separate tenant improvement permit is required for shell tenant space. STAGED CONSTRUCTION Stage 1 - Excavation and Full Structural (issued Dec. 4, 2018) Stage 1 - Revision #1 (issued July 4, 2019) Change of Geotechnical Engineer of Record Stage 1 - Revision #2 (issued November 6, 2019) Revise Structural drawings to match Architectural drawings per Minor Amendment DP-2019-00093 Stage 2 - Full Construction (issued February 14, 2020) Stage 2 - Revision #3 (issued November 29, 2022, S.Yoo) Revise internal layouts on P2, 2nd to 13th Flr and Roof Deck per Minor Amendment DP-2021-00614 Stage 2 - Revision #4 - issued September 6, 2023 Refer to Arch/Mech/Elec summary of changes for details. Scope includes: - Change Fire Alarm System from 2-stage to single stage, relocation of Fire Department Connection. - Minor layout changes in the parkade levels, removed accessible washroom in amenity room on Level 2. - Changes in the mechanical spaces at roof, including service platform, ship ladder and access hatch. - Addition of retractable awning per DPMA DP-2023-00286. | Citiloc Systems Ltd
EP-2023-08351 | 2023-09-15 | 833 W PENDER STREET, Vancouver, BC V6C 1K7 | Electrical Permit | Commercial | Tenant Improvement | Completed | Installation / Repair - Commercial - Installation of low voltage connection to 2 two mag lock door through the existing fire alarm systems. >BP: To construct a 14-storey (13 floors) hotel development containing: - a restaurant (class 1 use) shell space on ground floor, - 104 hotel suites on Levels 2-13, and - a roof deck all over 3 levels of underground valet parking accessed by a vehicle elevator from the lane. Separate tenant improvement permit is required for shell tenant space. STAGED CONSTRUCTION Stage 1 - Excavation and Full Structural (issued Dec. 4, 2018) Stage 1 - Revision #1 (issued July 4, 2019) Change of Geotechnical Engineer of Record Stage 1 - Revision #2 (issued November 6, 2019) Revise Structural drawings to match Architectural drawings per Minor Amendment DP-2019-00093 Stage 2 - Full Construction (issued February 14, 2020) Stage 2 - Revision #3 (issued November 29, 2022, S.Yoo) Revise internal layouts on P2, 2nd to 13th Flr and Roof Deck per Minor Amendment DP-2021-00614 Stage 2 - Revision #4 - issued September 6, 2023 Refer to Arch/Mech/Elec summary of changes for details. Scope includes: - Change Fire Alarm System from 2-stage to single stage, relocation of Fire Department Connection. - Minor layout changes in the parkade levels, removed accessible washroom in amenity room on Level 2. - Changes in the mechanical spaces at roof, including service platform, ship ladder and access hatch. - Addition of retractable awning per DPMA DP-2023-00286. | Marcel Electric Inc
EP-2023-09152 | 2023-10-13 | 833 W PENDER STREET, Vancouver, BC V6C 1K7 | Electrical Permit | Commercial | Addition | Completed | Installation / Repair - Commercial - Installation of 5 FLO Core+ Level 2 Electric Vehicle Chargers in Parkade Level P2. >BP: To construct a 14-storey (13 floors) hotel development containing: - a restaurant (class 1 use) shell space on ground floor, - 104 hotel suites on Levels 2-13, and - a roof deck all over 3 levels of underground valet parking accessed by a vehicle elevator from the lane. Separate tenant improvement permit is required for shell tenant space. STAGED CONSTRUCTION Stage 1 - Excavation and Full Structural (issued Dec. 4, 2018) Stage 1 - Revision #1 (issued July 4, 2019) Change of Geotechnical Engineer of Record Stage 1 - Revision #2 (issued November 6, 2019) Revise Structural drawings to match Architectural drawings per Minor Amendment DP-2019-00093 Stage 2 - Full Construction (issued February 14, 2020) Stage 2 - Revision #3 (issued November 29, 2022, S.Yoo) Revise internal layouts on P2, 2nd to 13th Flr and Roof Deck per Minor Amendment DP-2021-00614 Stage 2 - Revision #4 - issued September 6, 2023 Refer to Arch/Mech/Elec summary of changes for details. Scope includes: - Change Fire Alarm System from 2-stage to single stage, relocation of Fire Department Connection. - Minor layout changes in the parkade levels, removed accessible washroom in amenity room on Level 2. - Changes in the mechanical spaces at roof, including service platform, ship ladder and access hatch. - Addition of retractable awning per DPMA DP-2023-00286. | 635913 BC Ltd. DBA: Mustang Contracting
SP-2023-01600 | NULL | 833 W PENDER STREET, Vancouver, BC V6C 1K7 | Sprinkler Permit | Commercial | Tenant Improvement | Withdrawn | Commercial - Relocation of sprinkler heads | Secure Fire Mechanical Ltd
EP-2023-07587 | 2023-08-22 | 833 W PENDER STREET, Vancouver, BC V6C 1K7 | Electrical Permit | Commercial | NULL | Issued | Annual / Operating - Maintenance of existing operating electrical equipment. Operating and maintaining equipment. | Marcel Electric Inc
NULL | NULL | 833 W PENDER STREET, Vancouver, BC V6C 1K7 | Electrical Permit | Commercial | NULL | Withdrawn | Annual / Operating - Operate and maintain equipment | NULL
EP-2023-07608 | 2023-08-23 | 833 W PENDER STREET, Vancouver, BC V6C 1K7 | Electrical Permit | Commercial | New | Completed | Installation / Repair - Commercial - HVAC Low-Voltage Controls. | Modern Systems Management Ltd
EP-2023-07607 | 2023-08-22 | 833 W PENDER STREET, Vancouver, BC V6C 1K7 | Electrical Permit | Commercial | New | Issued | Installation / Repair - Commercial - HVAC Low-Voltage Controls | Modern Systems Management Ltd
EP-2023-05555 | 2023-06-22 | 833 W PENDER STREET, Vancouver, BC V6C 1K7 | Electrical Permit | Commercial | New | Issued | Installation / Repair - Commercial - Extra Low Voltage Only: Data, Phone Cabling, Tv Cabling, some Speakers Rough And Finishing. >BP: Interior alterations to provide tenant improvements for the Restaurant- Class 1 (Group A2) at the roof deck level of the existing Hotel (Group C) building on this site. Refer to DP-2022-00677 & DP-2022-00750 Separate BP required for exterior outdoor seating. 99 total seats = 26 interior seats + 73 exterior seats | Hallmark Electrical Contractors (2016) Ltd
EP-2023-05313 | 2023-06-22 | 833 W PENDER STREET, Vancouver, BC V6C 1K7 | Electrical Permit | Commercial | Tenant Improvement | Completed | Installation / Repair - Commercial - Intsall wiring for kitchen equimpent, install lighting, fire alarm devices and associated electrical. >BP: Interior alterations to provide tenant improvements for the Restaurant- Class 1 (Group A2) at the roof deck level of the existing Hotel (Group C) building on this site. Refer to DP-2022-00677 & DP-2022-00750 Separate BP required for exterior outdoor seating. 99 total seats = 26 interior seats + 73 exterior seats | Lilly Electric (1973) Ltd
PP-2023-01663 | 2023-06-21 | 833 W PENDER STREET, Vancouver, BC V6C 1K7 | Plumbing Permit | Commercial | New | Completed | Commercial - plumbing to: hand sink -2 dishwasher - 1 dump sink -1 floor drains -5 glass washer -1 sink - 1 beverage counter sink - 1 Backflow preventer - 4 >BP: Interior alterations to provide tenant improvements for the Restaurant-Class 1 (Group A2) on the ground floor at 833 W Pender in this existing Hotel (Group C) building on this site. | GML Mechanical Ltd
SP-2023-00562 | 2023-10-23 | 833 W PENDER STREET, Vancouver, BC V6C 1K7 | Sprinkler Permit | Commercial | Tenant Improvement | Issued | Commercial - For sprinkler system alterations to the 2019 VBBL and NFPA 13, 2013 for the tenant improvements to provide interior alterations for the Restaurant- Class 1 at the roof deck level of the existing Hotel (Group C) building on this site. Engineer of Record: Ryan Pavey 604-605-0606 pavey@cardinalfire.ca | Secure Fire Mechanical Ltd
SP-2023-00550 | 2023-09-27 | 833 W PENDER STREET, Vancouver, BC V6C 1K7 | Sprinkler Permit | Commercial | Tenant Improvement | Completed | Commercial - For sprinkler system alterations to the 2019 VBBL and NFPA 13, 2013 for the tenant improvements to provide interior alterations for the Restaurant-Class 1 (Group A2) on the ground floor at 833 W Pender in this existing Hotel (Group C) building on this site. Engineer of Record: Ryan Pavey 604-605-0606 pavey@cardinalfire.ca | Secure Fire Mechanical Ltd
PP-2023-01418 | 2023-04-24 | 833 W PENDER STREET, Vancouver, BC V6C 1K7 | Plumbing Permit | Commercial | New | Completed | Commercial - add a roof kitchen & restaurant to 833 Pender >BP: Interior alterations to provide tenant improvements for the Restaurant- Class 1 (Group A2) at the roof deck level of the existing Hotel (Group C) building on this site. Sept 26/2023-AMEND Item 15 and 21. As well as the added mop sink and hand sink. 4 items total to change to rough in only | GML Mechanical Ltd
EP-2023-03731 | 2023-05-01 | 833 W PENDER STREET, Vancouver, BC V6C 1K7 | Electrical Permit | Commercial | New | Completed | Installation / Repair - Commercial - Install heat trace on sprinkler pipe in parkade. Note: A listed heat tracing system must be installed, please see Bulletin 2020-003-BU/EL/SP for details. >BP: To construct a 14-storey (13 floors) hotel development containing: - a restaurant (class 1 use) shell space on ground floor, - 104 hotel suites on Levels 2-13, and - a roof deck all over 3 levels of underground valet parking accessed by a vehicle elevator from the lane. Separate tenant improvement permit is required for shell tenant space. STAGED CONSTRUCTION Stage 1 - Excavation and Full Structural (issued Dec. 4, 2018) Stage 1 - Revision #1 (issued July 4, 2019) Change of Geotechnical Engineer of Record Stage 1 - Revision #2 (issued November 6, 2019) Revise Structural drawings to match Architectural drawings per Minor Amendment DP-2019-00093 Stage 2 - Full Construction (issued February 14, 2020) Stage 2 - Revision #3 (issued November 29, 2022, S.Yoo) Revise internal layouts on P2, 2nd to 13th Flr and Roof Deck per Minor Amendment DP-2021-00614 | Tsawwassen Electric Inc
NULL | NULL | 2838 WALL STREET, Vancouver, BC V5K 1B2 | Mechanical Permit | NULL | NULL | Withdrawn | NULL | Metro Valley HVAC Ltd
NULL | NULL | 2838 WALL STREET, Vancouver, BC V5K 1B2 | Mechanical Permit | NULL | NULL | Withdrawn | NULL | Metro Valley HVAC Ltd
EP-2023-02968 | 2023-04-17 | 2828 WALL STREET, Vancouver, BC V5K 1B2 | Electrical Permit | Residential | Renovation | Completed | Installation / Repair - Residential - Electrical supply for Heat Pump MP-2023-00584 | Milani Electric Limited
MP-2023-00584 | 2023-04-05 | 2828 WALL STREET, Vancouver, BC V5K 1B2 | Mechanical Permit | NULL | NULL | Completed | NULL | Milani Electric Limited
EP-2022-09772 | 2022-11-18 | 3289 RIVERWALK AVENUE, Vancouver, BC V5S 0G2 | Electrical Permit | Commercial | NULL | Expired | Annual / Operating - Annual Electrical Operating Permit- two annual inspections by NEL annually complete with report and worklog -Renewal of EP-2021-08653 Valid: Nov. 19, 2022 - Nov. 18, 2023 Amend: Mar 14, 2023 Change FSR from Mario Fata 219985 to Jason White 252323 | Nightingale Electric Ltd
EP-2023-10291 | 2023-11-16 | 3289 RIVERWALK AVENUE, Vancouver, BC V5S 0G2 | Electrical Permit | Commercial | NULL | Issued | Annual / Operating - Annual Electrical Operating Permit- two annual inspections by NEL annually complete with report and worklog -Renewal of EP-2022-09772 Valid: Nov. 19, 2023 - Nov. 18, 2024 | Nightingale Electric Ltd
MP-2023-02015 | 2023-11-10 | 688 ABBOTT STREET #3603, Vancouver, BC V6B 0B9 | Mechanical Permit | NULL | NULL | Completed | NULL | Ashton Service Group/Ashton Mechanical Ltd.
EP-2023-03698 | 2023-05-24 | 688 ABBOTT STREET #3603, Vancouver, BC V6B 0B9 | Electrical Permit | Commercial | Renovation | Completed | Installation / Repair - Commercial - Add new circuit for heat pump | Douglas Millington o/a Moose Electric
MP-2023-00701 | 2023-04-26 | 5095 MOSS STREET, Vancouver, BC | Mechanical Permit | NULL | NULL | Issued | NULL | Moore And Russell Heating And Air Conditioning Ltd
EP-2023-03624 | NULL | 5095 MOSS STREET, Vancouver, BC | Electrical Permit | Residential | Tenant Improvement | Applicant Revisions | Installation / Repair - Residential - Electrical work for new mini split installation *MP-2023-00701: Issued (Heating and Cooling) | Moore And Russell Heating And Air Conditioning Ltd
PP-2023-02403 | 2023-07-10 | 6855 CYPRESS STREET, Vancouver, BC V6P 5L9 | Plumbing Permit | Residential | New | Issued | Residential - all rough in and finishing >BP: To construct a 2-storey one-family dwelling Infill building ($600,000) with an attached 1 car garage and two surface parking space having vehicular access from the lane. | GS Plumbing Ltd
MP-2023-01315 | 2023-07-19 | 6855 CYPRESS STREET, Vancouver, BC V6P 5L9 | Mechanical Permit | NULL | NULL | Issued | NULL | GS Plumbing Ltd
EP-2023-08051 | 2023-09-22 | 6855 CYPRESS STREET, Vancouver, BC V6P 5L9 | Electrical Permit | Residential | New | Issued | Installation / Repair - Residential - ¦ INFILL: 1FD- 400A ¦ wiring for new infill home *Building data sheet related to BP-2021-05510 includes the installation of a fire alarm system electrical contractor to discuss fire alarm requirements with District Building Inspector *Air conditioning/ heat pump manufacturer specifications with nameplate MCA: Minimum Circuit Ampacity ratings for make and model “identified” ¦ MCA X Voltage= W >BP: To construct a 2-storey one-family dwelling Infill building ($600,000) with an attached 1 car garage and two surface parking space having vehicular access from the lane. Schedule A, Ke Jian, Ma, P.Eng. (604.599.8890) Schedule B, Structural, Ke Jian, Ma, P.Eng. (604.599.8890) Schedule B, Electrical, Kevin Rai, P.Eng. (604.761.5526) and Schedule B, Geotechnical, Jian Zhong Jin, P.Eng. (604.362.7021) submitted for this project. Building Review Branch Notes: 1. This permit has been reviewed under the requirements of VBBL 2019 2. Entire building to be sprinklered to NFPA 13D 3. See BP-2021-05509 for Building 1 on site (MCD) | Sunnen Electrical Contractor Ltd
EP-2023-08174 | 2023-09-11 | 6855 CYPRESS STREET, Vancouver, BC V6P 5L9 | Electrical Permit | Residential | New | Issued | Installation / Repair - Residential - Installation of structured wiring, security alarm, doorbell. -NOTE: Related EP-2023-08132 has the cost of installation for both this building #2 and building #1 (6841 Cypress St) >BP: To construct a 2-storey one-family dwelling Infill building ($600,000) with an attached 1 car garage and two surface parking space having vehicular access from the lane. | Vancouver Audiospace Home Control Ltd
GP-2023-04135 | 2023-12-21 | 6855 CYPRESS STREET, Vancouver, BC V6P 5L9 | Gas Permit | Residential | New | Issued | Residential - 1 Boiler & 1 Range pipping >BP: To construct a 2-storey one-family dwelling Infill building ($600,000) with an attached 1 car garage and two surface parking space having vehicular access from the lane. | GS Plumbing Ltd
SP-2022-00896 | 2022-06-07 | 6855 CYPRESS STREET, Vancouver, BC V6P 5L9 | Sprinkler Permit | Residential | New | Issued | Residential - install new fire sprinkler system | CENTRE LINE FIRE SPRINKLERS LTD
EP-2022-06400 | 2022-08-08 | 6851 CYPRESS STREET, Vancouver, BC V6P 5L9 | Electrical Permit | Residential | New | Issued | Installation / Repair - Residential - ¦ MCD- 3FD/ MCD - wiring for new home Interior and exterior alterations and addition to this existing 3-storey, residential building containing one dwelling unit and attached one-car garage being accessed from Cypress Street to convert to a multiple conversion dwelling building containing 3 dwelling units. | Sunnen Electrical Contractor Ltd
PP-2023-00592 | 2023-02-21 | 3505 W 48TH AVENUE, Vancouver, BC V6N 3P9 | Plumbing Permit | Residential | New | Completed | Residential - 1FD - backflow preventor for lawn irrigation | Oriental Landscaping & Home Improvement ltd
EP-2022-04193 | 2022-05-19 | 1007 W 58TH AVENUE, Vancouver, BC V6P 1V9 | Electrical Permit | Residential | New | Expired | Temporary Power - Residential - To provide temporary power. | SS Electrical Limited
EP-2022-04590 | 2022-06-06 | 1500 W GEORGIA STREET, Vancouver, BC V6G 2Z6 | Electrical Permit | Commercial | Tenant Improvement | Completed | Installation / Repair - Commercial - tenant improvement add receptacles and data in new walls -no change to lighting >BP: Interior alterations to provide tenant improvements for a new office tenant on the 12th floor (#1200) in this existing Vancouver Heritage "A" designated commercial building on site. Scope of work: construct new partition walls using demountable wall/glass system, new flooring and electrical work. TENANT: GEOSYS Technology Solution OK for Field Review per S. Dugaro; May 11, 2022 E2 - Retrofit Path: BOMA BESt (Path 1) - No Additional Upgrades Req. Energy checklist is currently no longer required with your Building Permit (BP) application. Some supporting documents are still required at BP stage, specifically Envelope and HVAC, if applicable. Service Water Heating and Lighting supporting documents, if applicable, must be submitted with your related trades permits (e.g. electrical and plumbing). All energy upgrades will be checked during inspections stage. It is the applicant's responsibility to identify and note all required upgrades including energy upgrades on their BP drawings at BP stage. | Mott Electric General Partnership
EP-2022-02747 | 2022-04-07 | 1500 W GEORGIA STREET, Vancouver, BC V6G 2Z6 | Electrical Permit | Commercial | Renovation | Completed | Installation / Repair - Commercial - Safe out & remove old electrical equipment to allow for demolition work. The work we performed was to safe out and remove old electrical equipment in preparation for demolition of parkade, we are not installing new equipment. >BP: To relocate the service room, reroute some building services, and install a new fuel tank for the existing emergency generator to accommodate future partial demolition of the parkade to accommodate a new tower going up on site. Scope of work includes removal of two bathrooms on the P2 level. Revision #1 accepted Dec.7/18 - To add a new grade beam and micro piles to the scope of work under this permit. Revision #2 - accepted Feb.25/21 - To change micro pile details. - Changes to routing of services - New oil interceptor in loading bays - New HVAC details - To move FDC back to original location - New garbage/recycling room on P1 - New office bike parking on P1 - New measure N vestibule for future connection to 1515 Alberni - New structural walls on P2 - NEw emergency generator and generator room - New office storage rooms on P1 and P2 - New retail parking being provided. | Ozz Electric BC Inc
PP-2022-00983 | 2022-04-14 | 1500 W GEORGIA STREET, Vancouver, BC V6G 2Z6 | Plumbing Permit | Commercial | Renovation | Issued | Commercial - Piping Replacement To relocate the service room, reroute some building services, and install a new fuel tank for the existing emergency generator to accommodate future partial demolition of the parkade to accommodate a new tower going up on site. Scope of work includes removal of two bathrooms on the P2 level. Revision #1 accepted Dec.7/18 - To add a new grade beam and micro piles to the scope of work under this permit. Revision #2 - accepted Feb.25/21 - To change micro pile details. - Changes to routing of services - New oil interceptor in loading bays - New HVAC details - To move FDC back to original location - New garbage/recycling room on P1 - New office bike parking on P1 - New measure N vestibule for future connection to 1515 Alberni - New structural walls on P2 - NEw emergency generator and generator room - New office storage rooms on P1 and P2 - New retail parking being provided. - HOW MANY LEVELS – 20 Story building - HOW MANY SUITES – 38 suites - ARE YOU PUTTING IN IBP’S – Only as required by design | DAVIDSON BROS MECHANICAL CONTRACTORS
EP-2022-00790 | 2022-02-04 | 1500 W GEORGIA STREET, Vancouver, BC V6G 2Z6 | Electrical Permit | Commercial | NULL | Expired | Annual / Operating - Annual Operating Permit -renewal: EP-2021-00415 -Valid: January 18, 2022 - January 17, 2023 | COASTAL ELECTRICAL SYSTEMS LTD
EP-2023-00646 | 2023-01-26 | 1500 W GEORGIA STREET, Vancouver, BC V6G 2Z6 | Electrical Permit | Commercial | NULL | Expired | Annual / Operating - Annual Operating Permit -renewal: EP-2022-00790 -Valid: January 18, 2023 - January 17, 2024 | COASTAL ELECTRICAL SYSTEMS LTD
SP-2023-00625 | 2023-04-12 | 1500 W GEORGIA STREET, Vancouver, BC V6G 2Z6 | Sprinkler Permit | Commercial | Tenant Improvement | Issued | Commercial - UNIT #1550 - 15TH FLOOR - Add and Relocated Sprinkler Heads >BP: #1550 - 15th floor (combining #1550 & #1520) Interior alterations to the 15th floor to combine #1550 and #1520 (retaining #1550) and to provide improvements for the existing office tenant in this existing designated Heritage 'A' commercial building. Scope of work: remove a portion of demising wall, partition/pony walls, construct new partition wall, finishes, HVAC, electrical, plumbing, mechanical and sprinkler work. *****This application does not include any of the following: 1. Not more than 20 sprinklers (add, relocate, or remove), 2. hydraulic calculations, 3. change in occupancy and /or hazard classification, 4. warehouse storage arrangements, 5. mobile compact storage arrangements, 6. alternative solutions, 7. changes to the sprinkler system supply piping (e.g. valves, mains, cross-mains, branch-lines, etc.), or 8. flexible sprinkler pipe. | Viking Fire Protection Inc
EP-2023-02855 | 2023-04-06 | 1500 W GEORGIA STREET, Vancouver, BC V6G 2Z6 | Electrical Permit | Commercial | Tenant Improvement | Issued | Installation / Repair - Commercial - Demo including make safe all electrical Lighting - Supply and Install as per specs including retrofit kits. Lighting control - Installation to accommodate new lighting and existing lighting as noted. Power requirements - Including communications rough-in Life Safety Supply and Install Cat 6 commscope (1) per location Approx (20) Supply and Install small wall mount rack to accommodate and expand patch panel. Supply 2M Patch cables head end only. Demo existing cabling in 1150 and decomission cabling and rack in Suite 1520. >BP: #1550 - 15th floor (combining #1550 & #1520) Interior alterations to the 15th floor to combine #1550 and #1520 (retaining #1550) and to provide improvements for the existing office tenant in this existing designated Heritage 'A' commercial building. Scope of work: remove a portion of demising wall, partition/pony walls, construct new partition wall, finishes, HVAC, electrical, plumbing, mechanical and sprinkler work. TENANT: Bush, Bohlman & Partners Letters of Assurance submitted by: Schedule A and Architectural Schedule B, Danny Ka Wai Wong, Architect, ph: 604-773-2068 Mechanical and Plumbing Schedule B, Eric Cresswell, P. Eng., ph: 604-684-5995 Electrical Schedule B, Bruce I. Campbell, P.Eng., ph: 604-926-3251 E2 - Lighting - Upgrade to Local Control (per 9.4.1.1.(a) of ASHRAE 90.1-2016) | Sasco Contractors Ltd
SP-2023-01363 | 2023-07-26 | 1500 W GEORGIA STREET, Vancouver, BC V6G 2Z6 | Sprinkler Permit | Commercial | Tenant Improvement | Completed | Commercial - adjust fire sprinklers >BP: #656 - 6th Floor Interior alterations to provide tenant improvements to a new tenant on the 6th floor (#656) in this Vancouver Heritage A designated commercial building on site. Scope of work: Construct partition walls for new offices, storage, electrical and sprinkler work to suit. TENANT: Titan Law *****This application does not include any of the following: 1. Not more than 20 sprinklers (add, relocate, or remove), 2. hydraulic calculations, 3. change in occupancy and /or hazard classification, 4. warehouse storage arrangements, 5. mobile compact storage arrangements, 6. alternative solutions, 7. changes to the sprinkler system supply piping (e.g. valves, mains, cross-mains, branch-lines, etc.), or 8. flexible sprinkler pipe. | Titan Fire Protection Ltd
EP-2023-05852 | 2023-07-11 | 1500 W GEORGIA STREET, Vancouver, BC V6G 2Z6 | Electrical Permit | Commercial | Renovation | Completed | Installation / Repair - Commercial - Branch Wiring (Receptacles); Add Vacancy sensors; New exit sign; Electrical connection to mechanical equipment; Cat 6 Data drops >BP: Interior alterations to provide tenant improvements to a new tenant on the 6th floor (#656) in this Vancouver Heritage A designated commercial building on site. Scope of work: Construct partition walls for new offices, storage, electrical and sprinkler work to suit. TENANT: Titan Law Building Sprinklered – Separate sprinkler permit required for proposed sprinkler work. Energy checklist is currently no longer required with your Building Permit (BP) application. Some supporting documents are still required at BP stage, specifically Envelope and HVAC, if applicable. Service Water Heating and Lighting supporting documents, if applicable, must be submitted with your related trades permits (e.g. electrical and plumbing). | Leading Edge Electric Inc
SP-2022-01537 | 2022-09-23 | 1500 W GEORGIA STREET, Vancouver, BC V6G 2Z6 | Sprinkler Permit | Commercial | Tenant Improvement | Completed | Commercial - ADD AND RELOCATE 7 SPRINKLER HEADS *****This application does not include any of the following: 1. Not more than 20 sprinklers (add, relocate, or remove), 2. hydraulic calculations, 3. change in occupancy and /or hazard classification, 4. warehouse storage arrangements, 5. mobile compact storage arrangements, 6. alternative solutions, 7. changes to the sprinkler system supply piping (e.g. valves, mains, cross-mains, branch-lines, etc.), or 8. flexible sprinkler pipe. #1200 - 12th floor Interior alterations to provide tenant improvements for a new office tenant on the 12th floor (#1200) in this existing Vancouver Heritage "A" designated commercial building on site. Scope of work: construct new partition walls using demountable wall/glass system, new flooring and electrical work. TENANT: GEOSYS Technology Solution | Priority Fire Systems Ltd
EP-2022-08514 | 2023-08-29 | 1500 W GEORGIA STREET, Vancouver, BC V6G 2Z6 | Electrical Permit | Commercial | Tenant Improvement | Issued | Installation / Repair - Commercial - Supply and install new Emergency Generator c/w new Emergency Distribution, Transfer Switch, and Fire Pump Controller. >BP: To relocate the service room, reroute some building services, and install a new fuel tank for the existing emergency generator to accommodate future partial demolition of the parkade to accommodate a new tower going up on site. Scope of work includes removal of two bathrooms on the P2 level. Revision #1 accepted Dec.7/18 - To add a new grade beam and micro piles to the scope of work under this permit. Revision #2 - accepted Feb.25/21 - To change micro pile details. - Changes to routing of services - New oil interceptor in loading bays - New HVAC details - To move FDC back to original location - New garbage/recycling room on P1 - New office bike parking on P1 - New measure N vestibule for future connection to 1515 Alberni - New structural walls on P2 - NEw emergency generator and generator room - New office storage rooms on P1 and P2 - New retail parking being provided. | Sasco Contractors Ltd
EP-2024-00639 | 2024-01-31 | 1500 W GEORGIA STREET, Vancouver, BC V6G 2Z6 | Electrical Permit | Commercial | NULL | Issued | Annual / Operating - Annual Operating Permit -renewal of EP-2023-00646 -Valid: January 18, 2024 - January 17, 2025 | COASTAL ELECTRICAL SYSTEMS LTD
EP-2023-08106 | 2023-09-07 | 1500 W GEORGIA STREET, Vancouver, BC V6G 2Z6 | Electrical Permit | Commercial | Renovation | Completed | Installation / Repair - Commercial - Low voltage HVAC wiring. >BP: Interior alterations to provide tenant improvements to a new tenant on the 6th floor (#656) in this Vancouver Heritage A designated commercial building on site. Scope of work: Construct partition walls for new offices, storage, electrical and sprinkler work to suit. TENANT: Titan Law Building Sprinklered – Separate sprinkler permit required for proposed sprinkler work. Energy checklist is currently no longer required with your Building Permit (BP) application. Some supporting documents are still required at BP stage, specifically Envelope and HVAC, if applicable. Service Water Heating and Lighting supporting documents, if applicable, must be submitted with your related trades permits (e.g. electrical and plumbing). | Control Solutions Ltd
NULL | NULL | 1500 W GEORGIA STREET, Vancouver, BC V6G 2Z6 | Electrical Permit | Commercial | New | Draft | Temporary Power - Commercial - To provide temporary power. | Ozz Electric BC Inc
NULL | NULL | 1500 W GEORGIA STREET, Vancouver, BC V6G 2Z6 | Electrical Permit | Commercial | Renovation | Withdrawn | Installation / Repair - Commercial - Re installing Access to the main door of the suite. | Fusion Security Inc
EP-2023-08485 | 2023-09-20 | 1515 ALBERNI STREET, Vancouver, BC V6G 2Z6 | Electrical Permit | Commercial | New | Issued | Temporary Power - Commercial - To provide temporary power. -They are for TWO separate yet identical temp power sawshacks | Ozz Electric BC Inc
EP-2023-08483 | 2023-09-19 | 1515 ALBERNI STREET, Vancouver, BC V6G 2Z6 | Electrical Permit | Residential | Addition | Issued | Temporary Power - Residential - To provide temporary power. | Ozz Electric BC Inc
EP-2023-08484 | 2023-09-20 | 1515 ALBERNI STREET, Vancouver, BC V6G 2Z6 | Electrical Permit | Commercial | New | Issued | Temporary Power - Commercial - To provide temporary power >BP: To construct a new 42 storey mixed-use building consisting of: Level 1 and Level 2 - double height café (restaurant) shell Level 3 to Level 42 - 190 per DP-2022-00542 residential strata units, all over 8 (eight) levels underground parking. The new tower is separated with a 2 Hr. firewall from the existing tower at 1500 W Georgia St. on this site. The underground parking serving both towers is accessible from Nicola St. and Cardero St. This project was reviewed under the VBBL 2019. 27-Jul-2022 - Stage 1 (excavation and shoring) issued. 12-Sep-2023 - Rev#1 issued. Revision to excavation & shoring drawings to match Engineering's records. Engineering's records show E & S set stamped May 31, 2022 by M. Dinier, P. Eng. 14-Sep-2023 - Stage 2.1 issued. Initial portion of below-grade structure, only for footings. Revised based on Peer Review. | Ozz Electric BC Inc
EP-2023-08226 | 2023-09-12 | 1515 ALBERNI STREET, Vancouver, BC V6G 2Z6 | Electrical Permit | Commercial | New | Issued | Interim - Commercial - Below grade. Underground ducts, grounding, In-Slab conduits, Rough wire. Interim permit for EP-2023-07785. >BP: To construct a new 43 storey mixed-use building consisting of: Level 1 and Level 2 - double height café (restaurant) shell Level 3 to Level 42 - 190 per dP-2022-00542 ( former202) residential strata units, all over 8 (eight) levels underground parking. Note: Due to the sloping site, Level P1 is the 1st storey. The total number of parking levels is nine (9). The new tower is separated with a 2 Hr. firewall from the existing tower at 1500 W Georgia St. on this site. The underground parking serving both towers is accessible from Nicola St. and Cardero St. This project was reviewed under the VBBL 2019. 27-Jul-2022 - Stage 1 (excavation and shoring) issued. Revised excavation and shoring drawings submitted to engineering. CP to apply for BP Revision. 24-Oct-22 tn NOTE: Open SUS Review for Stage 2 ( for Charling Li) Open NEU review for Stage 2 ( for Ivan Tang) Stage 2 - Partial Foundation to grade ( Str. only) - In Review Awaiting updated structural drawings. Full Building Permit - submitted. BRB Review will start after the Str. Peer Review Report is submitted. 12-May-23 tn | Ozz Electric BC Inc
PP-2023-03275 | 2023-10-24 | 1515 ALBERNI STREET, Vancouver, BC V6G 2Z6 | Plumbing Permit | Commercial | New | Issued | Commercial - Below grade plumbing >BP: To construct a new 42 storey mixed-use building consisting of: Level 1 and Level 2 - double height café (restaurant) shell Level 3 to Level 42 - 190 per DP-2022-00542 residential strata units, all over 8 (eight) levels underground parking. The new tower is separated with a 2 Hr. firewall from the existing tower at 1500 W Georgia St. on this site. The underground parking serving both towers is accessible from Nicola St. and Cardero St. This project was reviewed under the VBBL 2019. | True Constructible Solutions Ltd
EP-2023-07785 | NULL | 1515 ALBERNI STREET, Vancouver, BC V6G 2Z6 | Electrical Permit | Commercial | New | Application Incomplete | Installation / Repair - Commercial - Below Grade Permit. Grounding, In-Slab Conduit, Rough Wiring. >BP: To construct a new 43 storey mixed-use building consisting of: Level 1 and Level 2 - double height café (restaurant) shell Level 3 to Level 42 - 190 per dP-2022-00542 ( former202) residential strata units, all over 8 (eight) levels underground parking. Note: Due to the sloping site, Level P1 is the 1st storey. The total number of parking levels is nine (9). The new tower is separated with a 2 Hr. firewall from the existing tower at 1500 W Georgia St. on this site. The underground parking serving both towers is accessible from Nicola St. and Cardero St. This project was reviewed under the VBBL 2019. 27-Jul-2022 - Stage 1 (excavation and shoring) issued. Revised excavation and shoring drawings submitted to engineering. CP to apply for BP Revision. 24-Oct-22 tn NOTE: Open SUS Review for Stage 2 ( for Charling Li) Open NEU review for Stage 2 ( for Ivan Tang) Stage 2 - Partial Foundation to grade ( Str. only) - In Review Awaiting updated structural drawings. Full Building Permit - submitted. BRB Review will start after the Str. Peer Review Report is submitted. 12-May-23 tn | Ozz Electric BC Inc
SP-2023-01337 | NULL | 1515 ALBERNI STREET, Vancouver, BC V6G 2Z6 | Sprinkler Permit | Residential | New | Applicant Revisions | Residential - Sprinkler system for level P8 to Level 1 and all standpipes >BP: To construct a new 43 storey mixed-use building consisting of: Level 1 and Level 2 - double height café (restaurant) shell Level 3 to Level 42 - 202 residential strata units, all over 8 (eight) levels underground parking. Note: Due to the sloping site, Level P1 is the 1st storey. The total number of parking levels is nine (9). The new tower is separated with a 2 Hr. firewall from the existing tower at 1500 W Georgia St. on this site. The underground parking serving both towers is accessible from Nicola St. and Cardero St. This project was reviewed under the VBBL 2019. 27-Jul-2022 - Stage 1 (excavation and shoring) issued. Revised excavation and shoring drawings submitted to engineering. CP to apply for BP Revision. 24-Oct-22 tn NOTE: Open SUS Review for Stage 2 ( for Charling Li) Open NEU review for Stage 2 ( for Ivan Tang) Stage 2 - Foundation to grade ( Str. only) - In Review Awaiting Str. peer Review Report for foundation to grade only - 7-Jul-2023 tn Full Building Permit - submitted. BRB Review will start after the Str. Peer Review Report is submitted. 12-May-23 tn | Gisborne Industrial Construction Ltd
EP-2023-04140 | 2023-05-11 | 1515 ALBERNI STREET, Vancouver, BC V6G 2Z6 | Electrical Permit | Commercial | New | Issued | Temporary Power - Commercial - To provide temporary power. NOTE: Work authorized by this permit is for placement of a temporary power pole only and does not authorize any site construction and/or excavation. A separate Building Permit will be required prior to commencement of any other work on this site. | Ozz Electric BC Inc
EP-2022-03657 | 2022-05-06 | 1515 ALBERNI STREET, Vancouver, BC V6G 2Z6 | Electrical Permit | Commercial | New | Expired | Temporary Power - Commercial - To provide temporary power. NOTE: Work authorized by this permit is for placement of a temporary power pole only and does not authorize any site construction and/or excavation. A separate Building Permit will be required prior to commencement of any other work on this site. | Ozz Electric BC Inc
NULL | NULL | 1515 ALBERNI STREET, Vancouver, BC V6G 2Z6 | Electrical Permit | Commercial | New | Withdrawn | Temporary Power - Commercial - To provide temporary power. | Ozz Electric BC Inc
SP-2023-01142 | 2023-06-27 | 1502 ROBSON STREET, Vancouver, BC V6G 1C2 | Sprinkler Permit | Commercial | Tenant Improvement | Completed | Commercial - Add and Relocated Sprinkler Heads >BP: Interior alteration to provide first tenant improvements to this existing retail shell space (1514 Robson Street) on this existing mixed-use building. *****This application does not include any of the following: 1. Not more than 20 sprinklers (add, relocate, or remove), 2. hydraulic calculations, 3. change in occupancy and /or hazard classification, 4. warehouse storage arrangements, 5. mobile compact storage arrangements, 6. alternative solutions, 7. changes to the sprinkler system supply piping (e.g. valves, mains, cross-mains, branch-lines, etc.), or 8. flexible sprinkler pipe. | Viking Fire Protection Inc
EP-2023-05713 | 2023-06-27 | 1502 ROBSON STREET, Vancouver, BC V6G 1C2 | Electrical Permit | Commercial | Tenant Improvement | Completed | Installation / Repair - Commercial - New TI of a running shoe store. Includes new suspended linear light fixtures, new wall receptacles and data cables, new suspended heater, new fire alarm devices. >BP: Interior alteration to provide first tenant improvements to this existing retail shell space (1514 Robson Street) on this existing mixed-use building. | Trademark Electrical Contractors Inc
SP-2023-00515 | 2023-05-31 | 1502 ROBSON STREET, Vancouver, BC V6G 1C2 | Sprinkler Permit | Commercial | Tenant Improvement | Completed | Commercial - Sprinkler alterations to demise the existing Restaurant (Shell) space into 3 Restaurant Shell Spaces and 1 Retail (Shell) Space and to change hazard from OH1 to OH2 for all spaces. Sprinkler engineer Keith Trulson | MG Fire Protection Ltd
EP-2023-00913 | 2023-02-03 | 1502 ROBSON STREET, Vancouver, BC V6G 1C2 | Electrical Permit | Commercial | Renovation | Completed | Installation / Repair - Commercial - Install 11 - EV Chargers to existing building wiring in parkade area | Excel Electric (1993) Ltd
SP-2023-02042 | 2023-11-06 | 1502 ROBSON STREET, Vancouver, BC V6G 1C2 | Sprinkler Permit | Commercial | Tenant Improvement | Issued | Commercial - relocate 14 concealed sprinkler heads in unit >BP: First Tenant Improvement – Interior alterations for the new Restaurant - Class 1 (Group A2) tenant, Perfecto Café, in this existing Restaurant - Class 1 (shell) suite on the ground level of this 21-storey mixed-use (Restaurant/Retail/Residential) building on the site. *****This application does not include any of the following: 1. Not more than 20 sprinklers (add, relocate, or remove), 2. hydraulic calculations, 3. change in occupancy and /or hazard classification, 4. warehouse storage arrangements, 5. mobile compact storage arrangements, 6. alternative solutions, 7. changes to the sprinkler system supply piping (e.g. valves, mains, cross-mains, branch-lines, etc.), or 8. flexible sprinkler pipe. | H20 Fire Systems Ltd
PP-2023-03865 | 2023-11-29 | 1502 ROBSON STREET, Vancouver, BC V6G 1C2 | Plumbing Permit | Commercial | New | Issued | Commercial - rough in and installation of 15 fixtures GI1: 50 GPM - 2-comp - d/w - mop GI 2: 35 GPM - 2-comp - coffee >BP: First Tenant Improvement – Interior alterations for the new Restaurant - Class 1 (Group A2) tenant, Perfecto Café, in this existing Restaurant - Class 1 (shell) suite on the ground level of this 21-storey mixed-use (Restaurant/Retail/Residential) building on the site. | Advantage Home Service Ltd
EP-2022-10766 | 2023-01-09 | 499 PACIFIC STREET #3002, Vancouver, BC | Electrical Permit | Residential | Tenant Improvement | Completed | Installation / Repair - Residential - Entrance wall Sconce: Wire and install customer provided wall sconce near entrance. Hallway Closet: -Add 15A receptacle in top corner of closet. Run wire from security panel outlet. Bedroom Closet: -Add 15A receptacle in bedroom closet. Fish wire off existing outlet backing onto closet. Bathroom Bidet Outlet. -Add 15A receptacle in bathroom below cabinet for bidet. Amend: Jan 10, 2023 Scope of work has changed to: -Wiring 3000K LED Strip along Upper Window sill with dimmer -Wire and install customer provided wall sconce near entrance Additional installation value = $700 | AJ's Electrical Contractors LTD
GP-2022-01695 | 2022-06-05 | 2066 SW MARINE DRIVE, Vancouver, BC | Gas Permit | Residential | New | Completed | Residential - new gas permit | BC 2000 Plumbing & Heating Ltd
GP-2022-00713 | 2022-03-18 | 2050 SW MARINE DRIVE, Vancouver, BC | Gas Permit | Residential | New | Issued | Residential - 2x Wolf 30 Inch Transitional Gas Cooktop | Han Appliances & Refrigeration Ltd
EP-2022-04300 | 2022-05-25 | 3488 SAWMILL CRESCENT, Vancouver, BC V5S 0C7 | Electrical Permit | Commercial | Addition | Issued | Installation / Repair - Commercial - Utilizing the spare 200A breaker accounted for the original building load, we will be adding a panel for the purpose of electric vehicle charging. Please note, this load already been accounted for the original calculated load, please see updated single line attached. New panel is called "EVC 2". -We are the preferred contractor for Wesgroup when it comes to matters of the vault or building infrastructure, but we are not doing the installation for the EVC systems out beyond the panel. Because there was a spare 200A breaker already in the MDC board and on the Single Line Diagram, this means that this load has already been accounted for in the initial building design load calculation. The panel will be mounted in the electrical room and subsequent EVC loads will be brought out of it under a different permit, by a different contractor Amend: June 14, 2022 Installation of BC Hydro Meter requires SERVICE inspection as per electrical district inspector and "Service" inspection is not an option for inspection. Please check the box on the list for "Meter Work" and also "grounding and Bonding" so that the "Service" inspection request becomes available. NEW - 2nd EV Panel sub service | Nightingale Electric Ltd
EP-2022-01361 | 2022-05-25 | 3488 SAWMILL CRESCENT, Vancouver, BC V5S 0C7 | Electrical Permit | Residential | Renovation | Completed | Installation / Repair - Residential - Installation of 4 level two EV charging stations; supplied by the existing 200amp 208v dedicated panelboard EVC-2 installed by base building electrical contractor. Updated load calculations included. As all work is within commercial areas Strata letter of approval is not required. | Corporate Electric Limited
EP-2022-07695 | 2022-09-14 | 3488 SAWMILL CRESCENT, Vancouver, BC V5S 0C7 | Electrical Permit | Commercial | NULL | Expired | Annual / Operating - ANNUAL OPERATING PERMIT VALID: SEPT 15/2022 TO SEPT 14/2023 EXPIRED PERMIT: EP-2021-06951 March 21/2023-AMEND Please update FSR Mario Fata #219985 to Jason White #252323 Two Annual walkthrough's with reports & worklogs FSR Class A - Mario Fata CEL000219985 | Nightingale Electric Ltd
EP-2023-08431 | 2023-09-19 | 3488 SAWMILL CRESCENT, Vancouver, BC V5S 0C7 | Electrical Permit | Commercial | NULL | Issued | Annual / Operating - ***Annual Operating Permit*** Two annual walkthroughs with reports and work log. -renewal of EP-2022-07695 -valid: Sept. 16, 2023 - Sept. 15, 2024 | Nightingale Electric Ltd
EP-2023-08954 | 2023-10-17 | 989 W 67TH AVENUE, Vancouver, BC V6P 6S4 | Electrical Permit | Commercial | New | Completed | Interim - Commercial - Scope of work: slab, underground, raceways, grounding, branch circuits. Service connection to BC Hydro is not permitted under this permit. Interim permit for EP-2023-08959. >BP: To construct a 10 storey mixed use building with 2 level of underground parking. STAGE CONSTRUCTION Building eligible for TIPS program at the time of construction. 19-Aug-2022 - Stage I (excavation/shoring) issued. Stage II (foundation to grade) issued November 10/22 | NV Electrical Inc
EP-2023-08073 | 2023-09-07 | 989 W 67TH AVENUE, Vancouver, BC V6P 6S4 | Electrical Permit | Commercial | New | Issued | Temporary Power - Commercial - To provide temporary power. | NV Electrical Inc
EP-2023-08959 | 2024-01-04 | 989 W 67TH AVENUE, Vancouver, BC V6P 6S4 | Electrical Permit | Commercial | New | Issued | Installation / Repair - Commercial - Electrical installation for a 10 storey mixed use building with 2 level of underground parking. >BP: To construct a 10 storey mixed use building with 2 level of underground parking. STAGE CONSTRUCTION Building eligible for TIPS program at the time of construction. 19-Aug-2022 - Stage I (excavation/shoring) issued. Stage II (foundation to grade) issued November 10/22 | NV Electrical Inc
NULL | NULL | 989 W 67TH AVENUE, Vancouver, BC V6P 6S4 | Sprinkler Permit | Commercial | New | Draft | Commercial - installation of automatic sprinkler system | NULL
NULL | NULL | 989 W 67TH AVENUE, Vancouver, BC V6P 6S4 | Electrical Permit | Commercial | New | Draft | Temporary Power - Commercial - To provide temporary power. | Alpine Electric Ltd
EP-2023-02917 | 2023-04-03 | 989 W 67TH AVENUE, Vancouver, BC V6P 6S4 | Electrical Permit | Commercial | Renovation | Issued | Temporary Power - Commercial - To provide temporary power. | NV Electrical Inc
EP-2023-07198 | 2023-08-09 | 989 W 67TH AVENUE, Vancouver, BC V6P 6S4 | Electrical Permit | Commercial | New | Issued | Temporary Power - Commercial - To provide temporary power. SECURITY CAMERA EQUIPMENT VALID AUG 09/2023 UNTIL AUG 08/2024 | 0777792 BC Ltd
PP-2023-02853 | 2023-08-17 | 989 W 67TH AVENUE, Vancouver, BC V6P 6S4 | Plumbing Permit | Commercial | New | Issued | Commercial - ****UNDERGOUND*** Installation of underground piping , sumps and catch basins for the building. >BP: To construct a 10 storey mixed use building with 2 level of underground parking. STAGE CONSTRUCTION Building eligible for TIPS program at the time of construction. 19-Aug-2022 - Stage I (excavation/shoring) issued. Stage II (foundation to grade) issued November 10/22 | Mosi Mechanical Ltd
EP-2023-07044 | 2023-08-03 | 989 W 67TH AVENUE, Vancouver, BC V6P 6S4 | Electrical Permit | Commercial | New | Issued | Temporary Power - Commercial - To provide temporary power. Valid Aug 03/2023 until Aug 02/2024 | NV Electrical Inc
EP-2022-01587 | 2022-02-28 | 989 W 67TH AVENUE, Vancouver, BC V6P 6S4 | Electrical Permit | Commercial | New | Expired | Temporary Power - Commercial - To provide temporary power. | Alpine Electric Ltd
EP-2022-06038 | 2022-07-18 | 4238 CAMBIE STREET, Vancouver, BC V5Z 2Y4 | Electrical Permit | Residential | New | Expired | Temporary Power - Residential - To provide temporary power. | Chambers Electrical Corp
EP-2022-02458 | 2022-03-26 | 1668 W 58TH AVENUE, Vancouver, BC V6P 1W9 | Electrical Permit | Residential | New | Expired | Temporary Power - Residential - To provide temporary power. | MW. Can. Enterprise Ltd
PP-2022-03419 | 2022-09-28 | 1668 W 58TH AVENUE, Vancouver, BC V6P 1W9 | Plumbing Permit | Residential | New | Issued | Residential - 1FD+SS - New drainage and water lines >DB: To construct a 2 storey one-family dwelling with a secondary suite located in the Basement with a detached accessory building (garage), at the rear providing 3 parking spaces, having vehicular access from the lane. The entire building, INCLUDING THE ATTACHED GARAGE (if applicable), to be sprinklered to NFPA 13D. Note: This is a 2 storey building pursuant to the Zoning and Development By-Law 1- Covenant registered at the Land Title Office under CA9538041 2- No strata titling permitted 3- A/C unit proposed in rear sunken patio, int. 2nd floor 4- No 8’ bar sink proposed | Sun Light Plumbing And Heating Ltd
PP-2022-02876 | 2022-08-17 | 1668 W 58TH AVENUE, Vancouver, BC V6P 1W9 | Plumbing Permit | Residential | New | Issued | Residential - SUMPS | Van-City Excavating Ltd
EP-2022-10548 | 2022-12-14 | 1668 W 58TH AVENUE, Vancouver, BC V6P 1W9 | Electrical Permit | Residential | New | Issued | Installation / Repair - Residential - new single family dwelling with secound suite. work include wiring, install light, install appliance. >BP: To construct a 2 storey one-family dwelling with a secondary suite located in the Basement with a detached accessory building (garage), at the rear providing 3 parking spaces, having vehicular access from the lane. The entire building, INCLUDING THE ATTACHED GARAGE (if applicable), to be sprinklered to NFPA 13D. Note: This is a 2 storey building pursuant to the Zoning and Development By-Law 1- Covenant registered at the Land Title Office under CA9538041 2- No strata titling permitted 3- A/C unit proposed in rear sunken patio, int. 2nd floor 4- No 8’ bar sink proposed 5- Schedule B: Antony Wang, P.Eng (604.618.6236) Structural & Geotechnical 6- HPO: Residential Builder, MDL Construction Ltd. "Combustible projections or roof soffits on an exposing building face shall not project to less than .45m from the property line and shall be in compliance with VBBL 2014 9.10.15.5.(9) Any alterations or conversions to the attached garage (if applicable) to habitable living space shall not be permitted without first obtaining the approval of the Director of Planning and the Chief Building Official. Thermal protection measures and Laneway house design guidelines shall be required to be met prior to the approval of the conversion. ******THIS PERMIT IS ISSUED UNDER THE REQUIREMENTS OF VBBL 2019 AMEND May 12, 2023 -"At the request of the owner and upon application to BC Hydro. change service size from 200A to 200A*2" -200A: Single family -200A: Secondary suite *Subject to BC Hydro approval | Vadas Electric Service Inc.
MP-2022-00388 | NULL | 1668 W 58TH AVENUE, Vancouver, BC V6P 1W9 | Mechanical Permit | NULL | NULL | Application Incomplete | NULL | MDL Construction Ltd
MP-2022-00421 | 2022-10-16 | 1668 W 58TH AVENUE, Vancouver, BC V6P 1W9 | Mechanical Permit | NULL | NULL | Issued | NULL | Sun Light Plumbing And Heating Ltd
PP-2023-01356 | 2023-04-19 | 1668 W 58TH AVENUE, Vancouver, BC V6P 1W9 | Plumbing Permit | Residential | New | Issued | Residential - installing a backflow preventer for lawn irrigation | Chongren Yao
SP-2023-00693 | 2023-04-20 | 1668 W 58TH AVENUE, Vancouver, BC V6P 1W9 | Sprinkler Permit | Residential | New | Issued | Residential - Install sprinkkers in sfd. >BP: To construct a 2 storey one-family dwelling with a secondary suite located in the Basement with a detached accessory building (garage), at the rear providing 3 parking spaces, having vehicular access from the lane. The entire building, INCLUDING THE ATTACHED GARAGE (if applicable), to be sprinklered to NFPA 13D. Note: This is a 2 storey building pursuant to the Zoning and Development By-Law 1- Covenant registered at the Land Title Office under CA9538041 2- No strata titling permitted 3- A/C unit proposed in rear sunken patio, int. 2nd floor 4- No 8’ bar sink proposed 5- Schedule B: Antony Wang, P.Eng (604.618.6236) Structural & Geotechnical 6- HPO: Residential Builder, MDL Construction Ltd. | Gold Key Fire Protection Ltd
GP-2023-00733 | 2023-03-03 | 1668 W 58TH AVENUE, Vancouver, BC V6P 1W9 | Gas Permit | Residential | New | Issued | Residential - 1FD+SS - #1 & #2 - To install boiler range BBQ There is pipping for BBQ >DB: To construct a 2 storey one-family dwelling with a secondary suite located in the Basement with a detached accessory building (garage), at the rear providing 3 parking spaces, having vehicular access from the lane. The entire building, INCLUDING THE ATTACHED GARAGE (if applicable), to be sprinklered to NFPA 13D. Note: This is a 2 storey building pursuant to the Zoning and Development By-Law 1- Covenant registered at the Land Title Office under CA9538041 2- No strata titling permitted 3- A/C unit proposed in rear sunken patio, int. 2nd floor 4- No 8’ bar sink proposed | JOT MECHANICAL LTD
EP-2023-01304 | 2023-02-21 | 1668 W 58TH AVENUE, Vancouver, BC V6P 1W9 | Electrical Permit | Residential | New | Issued | Installation / Repair - Residential - Low voltage system wiring: tele, alarm, internet, cctv >BP: To construct a 2 storey one-family dwelling with a secondary suite located in the Basement with a detached accessory building (garage), at the rear providing 3 parking spaces, having vehicular access from the lane. The entire building, INCLUDING THE ATTACHED GARAGE (if applicable), to be sprinklered to NFPA 13D. Note: This is a 2 storey building pursuant to the Zoning and Development By-Law 1- Covenant registered at the Land Title Office under CA9538041 2- No strata titling permitted 3- A/C unit proposed in rear sunken patio, int. 2nd floor 4- No 8’ bar sink proposed 5- Schedule B: Antony Wang, P.Eng (604.618.6236) Structural & Geotechnical 6- HPO: Residential Builder, MDL Construction Ltd. "Combustible projections or roof soffits on an exposing building face shall not project to less than .45m from the property line and shall be in compliance with VBBL 2014 9.10.15.5.(9) Any alterations or conversions to the attached garage (if applicable) to habitable living space shall not be permitted without first obtaining the approval of the Director of Planning and the Chief Building Official. Thermal protection measures and Laneway house design guidelines shall be required to be met prior to the approval of the conversion. ******THIS PERMIT IS ISSUED UNDER THE REQUIREMENTS OF VBBL 2019 | Homelive Technology Ltd
EP-2022-08193 | 2022-09-29 | TYMAC - MAIN ST DOCK 200 BLOCK NORTH FOOT OF MAIN STREET, Vancouver, BC V1V 1V1 | Electrical Permit | Commercial | Renovation | Completed | Installation / Repair - Commercial - Relocating existing EV charger circuit to new location and install 4 new charging station from this circuit. -Load calculation is not required for this project. Utilizing existing circuit. No change to loads ampacity. | 635913 BC Ltd. DBA: Mustang Contracting
EP-2023-11114 | 2023-12-14 | TYMAC - MAIN ST DOCK 200 BLOCK NORTH FOOT OF MAIN STREET, Vancouver, BC V1V 1V1 | Electrical Permit | Commercial | Renovation | Completed | Installation / Repair - Commercial - Remove existing outdated panel & replace in kind with new panel. | 635913 BC Ltd. DBA: Mustang Contracting
NULL | NULL | MAIN STREET DOCK - 209 E WATERFRONT ROAD, Vancouver, BC V1V 1V1 | Electrical Permit | Commercial | Renovation | Draft | Installation / Repair - Commercial - blah write description of work | 635913 BC Ltd. DBA: Mustang Contracting
EP-2022-03882 | 2022-05-11 | 455 GREAT NORTHERN WAY, Vancouver, BC V1V 1V1 | Electrical Permit | Commercial | NULL | Expired | Annual / Operating - Electrical maintenance of 10MVA substation. "EP-2021-08574. Installation of a temporary power to include a HV kiosk, MV substation, 2.5MVA transformer (12.5 kV:347/600V), HV power supply to 2 TBMs, 2 SEACANS containing splitters and distributions, and 700 kW generator set." EP-2021-08570. | Western Pacific Enterprises Ltd
EP-2022-00876 | 2022-04-13 | 455 GREAT NORTHERN WAY, Vancouver, BC V1V 1V1 | Electrical Permit | Commercial | New | Cancelled | Installation / Repair - Commercial - Grounding and underground ducts for the Great Northern Way station on the new Broadway Subway line | Western Pacific Enterprises Ltd
EP-2023-10806 | 2023-12-14 | 455 GREAT NORTHERN WAY, Vancouver, BC V1V 1V1 | Electrical Permit | Commercial | New | Issued | Installation / Repair - Commercial - Great Northern Way - Emily Carr Subway Station: Installation of conduits, Tray, Low voltage distribution incl. panels, starters, disconnects, metering equipment, Fire alarm system/devices, Lighting and lighting controls, Misc. field devices, eg: receptacles, switches, Cable pulls & termination, Grounding. | Houle Electric Limited
EP-2023-10729 | 2023-12-13 | 455 GREAT NORTHERN WAY, Vancouver, BC V1V 1V1 | Electrical Permit | Commercial | New | Issued | Interim - Commercial - INTERIM PERMIT TO COMMENCE UNDERGROUND WORK UNTIL MAIN ELECTRICAL PERMIT IS ISSUED. Interim permit for Interim permit to EP-2023-10806. SCOPE: slab, underground, raceways, grounding and branch circuits. | Houle Electric Limited
EP-2022-10316 | 2022-12-08 | 455 GREAT NORTHERN WAY, Vancouver, BC V1V 1V1 | Electrical Permit | Commercial | New | Expired | Temporary Power - Commercial - To provide temporary power. -renewal of EP-2021-08574 -valid: Dec. 14, 2022 - Dec. 13, 2023 Installation of a temporary power to include a HV kiosk, MV substation, 2.5MVA transformer (12.5 kV:347/600V), HV power supply to 2 TBMs, 2 SEACANS containing splitters and distributions, and 700 kW generator set. | Western Pacific Enterprises Ltd
EP-2022-10317 | 2022-12-08 | 455 GREAT NORTHERN WAY, Vancouver, BC V1V 1V1 | Electrical Permit | Commercial | New | Expired | Temporary Power - Commercial - To provide temporary power---HIGH VOLTAGE -renewal for: EP-2021-08570 -valid Dec. 13, 2022 - Dec. 12, 2023 Note: followed same amps/volts/phase/size of service conductor/material of service conductor/ size of grounding conductor/transformer KVA as EP-2021-08574: AMEND: MAY 2/2022 CHANGE AMPS FROM 400 AMPS TO 20 AMPS | Western Pacific Enterprises Ltd
NULL | NULL | 455 GREAT NORTHERN WAY, Vancouver, BC V1V 1V1 | Electrical Permit | Commercial | NULL | Draft | Annual / Operating - Installation of a temporary power to include a HV kiosk, MVsubstation, 2.5MVA transformer (12.5 kV:347/600V), HV powersupply to 2 TBMs, 2 SEACANS containing splitters and distributions, and 700 kW generator set. | Western Pacific Enterprises Ltd
EP-2023-04323 | 2023-05-23 | 455 GREAT NORTHERN WAY, Vancouver, BC V1V 1V1 | Electrical Permit | Commercial | NULL | Issued | Annual / Operating - Electrical maintenance of 10MVA substation. "EP-2021-08574. Installation of a temporary power to include a HV kiosk, MV substation, 2.5MVA transformer (12.5 kV:347/600V), HV power supply to 2 TBMs, 2 SEACANS containing splitters and distributions, and 700 kW generator set." EP-2021-08570. Renewal of EP-2022-03882 Valid: May 11, 2023 to May 10, 2024 | Western Pacific Enterprises Ltd
EP-2023-06683 | 2023-07-25 | 2131 MANITOBA STREET, Vancouver, BC V5Y 0N7 | Electrical Permit | Commercial | Renovation | Cancelled | Installation / Repair - Commercial - Installation of Low Voltage wiring for control transformer and extra low voltage control wiring for 2 Humidifiers. | Ainsworth Inc
EP-2023-06381 | 2023-07-14 | 2131 MANITOBA STREET, Vancouver, BC V5Y 0N7 | Electrical Permit | Commercial | Renovation | Completed | Installation / Repair - Commercial - Installation of Low Voltage wiring for control transformer. Extra low voltage control wiring for 2 Humidifiers. | Ainsworth Inc
EP-2023-03490 | 2023-04-24 | 2131 MANITOBA STREET, Vancouver, BC V5Y 0N7 | Electrical Permit | Commercial | NULL | Issued | Annual / Operating - Annual electrical operating permit- two annual inspections with electronic reports & worlogs -renewal of: EP-2022-03191 -Vaid: April 22, 2023 - April 21, 2024 Name: AbCellera Biologics Inc Mailing Address: 2215 Yukon St, Vancouver BC V5Y 0A1 Phone: 778-384-4011 email: elizabeth.cacatian@abcellera.com Amend: Mar 14, 2023 Change FSR from Mario Fata 219985 to Jason White 252323 | Nightingale Electric Ltd
EP-2022-00947 | 2022-02-09 | 2131 MANITOBA STREET, Vancouver, BC V5Y 0N7 | Electrical Permit | Commercial | Addition | Completed | Installation / Repair - Commercial - Class 2: To Add Security Cameras and and additional Access Control Equipment to Tenant's Existing security system. | Secan Technologies Inc
EP-2022-00340 | 2022-01-20 | 2131 MANITOBA STREET, Vancouver, BC V5Y 0N7 | Electrical Permit | Commercial | Tenant Improvement | Completed | Installation / Repair - Commercial - Low Voltage Audio Visual Cabling To construct a 5 storey mixed use building with Wholesale use (light industrial) on 1st and 2nd (interconnected) floors; office use on 3rd and 4th floors; and, a rooftop amenity that includes outdoor courtyard and a storage room on the 5th floor; all over three levels of underground parking having vehicular access from the lane. The three below grade levels will include parking, service/storage rooms, and end-of-trip facilities. | AVI-SPL Canada Ltd
EP-2022-02519 | 2022-04-05 | 2131 MANITOBA STREET, Vancouver, BC V5Y 0N7 | Electrical Permit | Commercial | Addition | Completed | Installation / Repair - Commercial - Install 4 wall-mounted EV chargers at the pre-wired undergrpund parking lot. -shared by two 40A circuits(breaker 37, 39 and breaker 38, 40 on "PANEl EV"). The two circuits are prewired to the stalls. We just need to install the EV chargers and a communication gateway. I am attaching some photos for your reference. Stall 3 and 4 share a circuit; stall 5 and 6 share another circuit. Installation guide of the gateway is also attached for your reference. Amend: Apr 14, 2022 correct the address of the permit from 2121 Manitoba Street to 2131 Manitoba Street. | APC ALARM CORP
EP-2022-03191 | 2022-04-21 | 2131 MANITOBA STREET, Vancouver, BC V5Y 0N7 | Electrical Permit | Commercial | NULL | Expired | Annual / Operating - Annual electrical operating permit- two annual walk throughs a year complete with electronic reports. Renewal of EP-2021-03002 Valid: Apr 22, 2022 to Apr 21, 2023 With the Class B field safety representative named on this annual permit; the Class B FSR can only be responsible for the equipment that is connected to the secondary side (750 V or less) of the transformer. To perform regular maintenance on the high voltage equipment, the owner must obtain services of a licensed electrical contractor registered with a Class ‘A’ FSR on the license and a designated A FSR must be named on the application for a separate annual permit. **Amendment Aug 16, 2021** Please change the APPLICANT info to the following: 110 West 5th Investments Ltd c/o Wesgroup Properties c/o Suite 2000- 595 Burrard Street, Vancouver, BC, V7X 1L7 Please change the FSR to the following: Mario Fata CEL000219985 **Amendment Dec 16, 2021** Dec 16, 2021 - Please amend the owner/tenant info to the following: Name: AbCellera Biologics Inc Mailing Address: 2215 Yukon St, Vancouver BC V5Y 0A1 Phone: 778-384-4011 email: elizabeth.cacatian@abcellera.com Please Amend name of supervisor to: Heather Ness Amend: Mar 14, 2023 Change FSR from Mario Fata 219985 to Jason White 252323 | Nightingale Electric Ltd
EP-2022-08251 | 2022-09-28 | 8 E 33RD AVENUE, Vancouver, BC | Electrical Permit | Commercial | New | Expired | Temporary Power - Commercial - To provide temporary power. | ICS Electric Ltd
EP-2022-03224 | 2022-04-28 | 8 E 33RD AVENUE, Vancouver, BC | Electrical Permit | Commercial | New | Issued | Installation / Repair - Commercial - new construction - presentation centre >BP: To construct a new single storey presentation sales centre. VBBL 2019 Reviewed during 2020/21 Pandemic. Stage 1 - Full Construction issued on Oct. 19th, 2021. | ICS Electric Ltd
PP-2022-00582 | 2022-04-08 | 8 E 33RD AVENUE, Vancouver, BC | Plumbing Permit | Commercial | New | Completed | Commercial - Complete plumbing for a new single storey presentation sales centre building **Separate permit for civil work required To construct a new single storey presentation sales centre. | SYNERGY PLUMBING & HEATING LTD
PP-2023-02382 | 2023-08-23 | 8 E 33RD AVENUE, Vancouver, BC | Plumbing Permit | Commercial | New | Issued | Commercial - Water service main connection from property line to outside of building. 150mm pipe with gate valve. Sanitary connection & storm connections at PL (as per civil drawings) >BP: To construct a new single storey presentation sales centre. VBBL 2019 - NFPA 13 Reviewed during 2020/21 Pandemic. Stage 1 - Full Construction issued on Oct. 19th, 2021. Rev #1 - To address the civil scope of work on site issued on Sept 21/2023-AMEND Please see attached revised civil plumbing set with design change for sanitary/storm system as discussed between owner and COV. Please confirm if you require anything else to proceed with inspection of this work. Oct 19/2023-AMEND water connection testing report uploaded for reference for water works | Patrick Henehan
EP-2023-06268 | 2023-07-26 | 8 E 33RD AVENUE, Vancouver, BC | Electrical Permit | Commercial | Tenant Improvement | Completed | Installation / Repair - Commercial - Install track lights, pot light, switches, receptacles, 2 new panels, branch circuits for building showroom. >BP: Interior alteration for this first TI fit out to construct two display suites within this single-storey sales office which is currently under construction, BP-2021-01176. All plumbing within display suites is for display only and is not operational. OK for BP per M. Au, March 29, 2023 VBBL 2019 - NFPA 13. Stage 1 - Full Construction for Tenant Improvement (First TI) issued on June 15, 2023. | Marcel Electric Inc
NULL | NULL | 8 E 33RD AVENUE, Vancouver, BC | Plumbing Permit | Commercial | New | Withdrawn | Commercial - water connection pipe from building to property line | NULL
SP-2023-00762 | 2023-06-28 | 8 E 33RD AVENUE, Vancouver, BC | Sprinkler Permit | Commercial | Tenant Improvement | Issued | Commercial - relocate sprinkler heads >BP: Interior alteration for this first TI fit out to construct two display suites within this single-storey sales office which is currently under construction, BP-2021-01176. All plumbing within display suites is for display only and is not operational. *****This application does not include any of the following: 1. Not more than 20 sprinklers (add, relocate, or remove), 2. hydraulic calculations, 3. change in occupancy and /or hazard classification, 4. warehouse storage arrangements, 5. mobile compact storage arrangements, 6. alternative solutions, 7. changes to the sprinkler system supply piping (e.g. valves, mains, cross-mains, branch-lines, etc.), or 8. flexible sprinkler pipe. | Secure Fire Mechanical Ltd
EP-2023-04832 | 2023-06-02 | 8 E 33RD AVENUE, Vancouver, BC | Electrical Permit | Commercial | New | Completed | Installation / Repair - Commercial - Rough in and completion of 8 speakers in showroom. Wires to be terminated in AV closet. >BP: To construct a new single storey presentation sales centre. VBBL 2019 - NFPA 13 Reviewed during 2020/21 Pandemic. Stage 1 - Full Construction issued on Oct. 19th, 2021. Rev #1 - To address the civil scope of work on site issued on ___________. | London Drugs Limited
SP-2022-01937 | 2023-04-25 | 8 E 33RD AVENUE, Vancouver, BC | Sprinkler Permit | Commercial | New | Issued | Commercial - Install new sprinkler system to NPFA 13 2013 for new single storey presentation sales centre. | Secure Fire Mechanical Ltd
EP-2020-07448 | 2023-06-05 | 688 W 41ST AVENUE, Vancouver, BC V5Z 2M9 | Electrical Permit | Commercial | New | Issued | Installation / Repair - Commercial - Phase 1 North: VISTA #1, HV Switch Room P101-018: Service: DIST D-Vista 1 (25kV) SF6#V1-CIV feeds into 'T-CIV' 25kV - 600/347V 2000kVA, SF6#V1-CE1. VISTA #2, HV Switch Room P101-018: Service: DIST D-Vista 2 (25kV) SF6#V2-B2R feeds into 'T-B2R' 25kV - 600/347V 1250kVA, SF6#V2-CE2. VISTA #3A: Service: DIST D-Vista 3A (25kV) SF6#V3A-P/EVN-A feeds into 'T-PEVN' 25kV - 600/347V 5000kVA, SF6#V3A-B12R, SF6#V3A-P/EV-PH1B, SF6#V3A-NEW MALL 3/4. VISTA #6, B3-4C Transformer RM (P103-016) Service Room REF PP1N-EN30-023: Service: DIST D-Vista 6 (25kV) feeds into: SF6#V6-PH1N, (DIST D-3/4-NEO, SF6#V6—B3-4R 'T-B3-4R' 25kV - 600/347 4000kVA). SF6#V6-P/EVN-B,'T-PEVN-B' 25kV - 600/347 2500kVA. SF6#V6-B3-4C-1, 'T-B3-4C-1' 25kV - 600/347 5000kVA. SF6#V6-B3-4C-2, 'T-B3-4C-2' 25kV - 600/347 5000kVA. Scope of work: Parkade – P3 to P1A levels, Podium – Level 1, Mall – Level 01 and Level 02, Buildings #3 and #4 Level 01 level and up to Residential Transfer slab at ceiling of Level 06. Phase 1 - North Podium - Offices L4 to L6. Medium Voltage from BC Hydro VISTA to Unit Substations, 600 Volt Distribution, 120/208 Volt Distribution, Electrical Metering, Electronic Metering, Fire Alarm Systems, Generators and ATS systems, Low Voltage system infrastructure only – pipe and boxes, Lighting Fixtures, Illuminated EXIT signs, Emergency Lighting, EV Charging infrastructure – no Charging Units. Electrical system grounding means. Sump pump underground conduits to controller. Outlet boxes and conduits in concrete walls required for elevator pits and bike silo. Underground distribution conduits for Electrical and Generator Rooms. BP: (Building 3) and (Building 4); atop one podium containing Retail/Office Uses all over three levels of underground parking. (Phase I North). | Ozz Electric BC Inc
PP-2022-01294 | 2023-01-19 | 688 W 41ST AVENUE, Vancouver, BC V5Z 2M9 | Plumbing Permit | Commercial | New | Issued | Commercial - Plumbing of four stories of offices To construct mixed-use building comprised of one 32-storey tower (Building 3) and one 42-storey tower (Building 4) containing a total of 474 dwelling units; atop one podium containing Retail/Office Uses all over three levels of underground parking. (Phase I North) Shell permit. | Pitt Meadows Plumbing & Mechanical Systems (2001) Ltd
EP-2022-04418 | 2023-01-30 | 688 W 41ST AVENUE, Vancouver, BC V5Z 2M9 | Electrical Permit | Commercial | New | Issued | Installation / Repair - Commercial - Building 3 - Electrical Installation for Building 3 Residential Tower. Area being worked on in building is from Level 7 to the roof. >BP: Building Permit for BP-2019-01696 To construct mixed-use building comprised of one 32-storey tower (Building 3) and one 42-storey tower (Building 4) containing a total of 474 dwelling units; atop one podium containing Retail/Office Uses all over three levels of underground parking. (Phase I North) Shell permit. Full construction for building 3. Building is TIPs eligible as at the time of construction (Group D and E occupancies) | Red Seal Electric Ltd
PP-2021-01689 | 2022-02-09 | 688 W 41ST AVENUE, Vancouver, BC V5Z 2M9 | Plumbing Permit | Commercial | New | Issued | Commercial - Plumbing Permit - Fixtures P3 zones 1-4, 6-9, 11, 12, 16, 20, 21, 24 P2 zones 1-4, 6-9, 11, 12, 16, 20, 21, 24 P1 zones 1-4, 6-9, 11, 12, 16, 20, 21, 24 P1A zones 1-3, 6, 7 AG1 zones 1-4, 6-9, 11, 12, 16, 20, 21 AG2 zones 1-4, 8, 9 To construct mixed-use building comprised of one 32-storey tower (Building 3) and one 42-storey tower (Building 4) containing a total of 474 dwelling units; atop one podium containing Retail/Office Uses all over three levels of underground parking. (Phase I North) Shell permit. Stage I (excavation/shoring) permit issued without the related DP (August 19, 2019). Stage II (foundation and structure to grade) issued October 23, 2020. Revision I: Structural revisions to suite revised layouts and accommodate architectural, mechanical and electrical coordination. (issued 2/11/21) Revision II: Foundation structure to grade - construction of the area east of gridline C10 (previously excluded from Stage 2) (issued march 22, 21). Revision 3: full construction of parkade levels (issued April 23, 21) Stage III: podium levels full construction. Stage IV: Full construction for building 3 and building 4. Stage V: Interior finishes for lobbies, elevator lobbies and common areas on levels 2 to 6. Stage VI: Interior finishes for Retail areas on Levels P1 and P3. | PML Professional Mechanical Ltd
SP-2021-01339 | 2022-07-06 | 688 W 41ST AVENUE, Vancouver, BC V5Z 2M9 | Sprinkler Permit | Commercial | New | Issued | Commercial - OAKRIDGE PHASE 1 NORTH PODIUM SPRINKLER DESIGN LEVELS 3-6 ONLY OF THE OFFICE SECTION OF TOWER B3 AND B4 To install sprinklers to NFPA 13 and standpipes to NFPA 14 through out levels 3-6 ONLY of these mixed-use buildings comprised of one 32-storey tower (Building 3) and one 42-storey tower (Building 4) containing a total of 474 dwelling units; atop one podium containing Retail/Office Uses all over three levels of underground parking. (Phase I North) Shell permit. FPER - MD Kamrujjaman - Integral Group - 604-687-1800 | Gisborne Industrial Construction Ltd
SP-2022-01557 | 2023-02-06 | 688 W 41ST AVENUE, Vancouver, BC V5Z 2M9 | Sprinkler Permit | Commercial | New | Issued | Commercial - To install sprinkler to NFPA 13 2013 and standpipes throughout the Oakridge B3 tower is a 32 level tower with 3 levels of parkade. The scope of this SP application is only the residential levels (7 to roof). The Tower 3 podium and the parkade have all been permitted separately. Building Permit for BP-2019-01696 To construct mixed-use building comprised of one 32-storey tower (Building 3) and one 42-storey tower (Building 4) containing a total of 474 dwelling units; atop one podium containing Retail/Office Uses all over three levels of underground parking. (Phase I North) Shell permit. | Gisborne Industrial Construction Ltd
SP-2022-01562 | 2023-03-08 | 688 W 41ST AVENUE, Vancouver, BC V5Z 2M9 | Sprinkler Permit | Commercial | New | Issued | Commercial - To install sprinkler to NFPA 13 2013 and standpipes to NFPA 14 2013 throughout Oakridge B4 tower is a 42 level tower with 3 levels of parkade. The scope of this SP application is only the residential levels (7 to roof). The Tower 4 podium and the parkade have all been permitted separately. | Gisborne Industrial Construction Ltd
PP-2022-04000 | 2023-01-19 | 688 W 41ST AVENUE, Vancouver, BC V5Z 2M9 | Plumbing Permit | Commercial | New | Issued | Commercial - Plumbing: 2 residential towers starting on level 7; T3 up to level 34, T4 up to level 44. >BP: To construct mixed-use building comprised of one 32-storey tower (Building 3) and one 42-storey tower (Building 4) containing a total of 474 dwelling units; atop one podium containing Retail/Office Uses all over three levels of underground parking. (Phase I North) Shell permit. Stage I (excavation/shoring) permit issued without the related DP (August 19, 2019). Stage II (foundation and structure to grade) issued October 23, 2020. Revision I: Structural revisions to suite revised layouts and accommodate architectural, mechanical and electrical coordination. (issued 2/11/21) Revision II: Foundation structure to grade - construction of the area east of gridline C10 (previously excluded from Stage 2) (issued march 22, 21). Revision 3: full construction of parkade levels (issued April 23, 21) Stage III: podium levels full construction. Stage IV: Full construction for building 3 and building 4. Stage V: Interior finishes for lobbies, elevator lobbies and common areas on levels 2 to 6. Stage VI: Interior finishes for Retail areas on Levels P1 and P3. | Pitt Meadows Plumbing & Mechanical Systems (2001) Ltd
EP-2022-07489 | 2022-09-08 | 688 W 41ST AVENUE, Vancouver, BC V5Z 2M9 | Electrical Permit | Commercial | New | Issued | Installation / Repair - Commercial - Applies to pipe size 3" and down only - Install heat trace to domestic cold/hot/hot record lines; non potable lines; pumped storm & sanitary lines; chilled water; heating water (hydronic side); P1 traps (no other levels). All electrical connections by others. >BP: To construct mixed-use building comprised of one 32-storey tower (Building 3) and one 42-storey tower (Building 4) containing a total of 474 dwelling units; atop one podium containing Retail/Office Uses all over three levels of underground parking. (Phase I North) Shell permit. Stage I (excavation/shoring) permit issued without the related DP (August 19, 2019). Stage II (foundation and structure to grade) issued October 23, 2020. Revision I: Structural revisions to suite revised layouts and accommodate architectural, mechanical and electrical coordination. (issued 2/11/21) Revision II: Foundation structure to grade - construction of the area east of gridline C10 (previously excluded from Stage 2) (issued march 22, 21). Revision 3: full construction of parkade levels (issued April 23, 21) Stage III: podium levels full construction. Stage IV: Full construction for building 3 and building 4. Stage V: Interior finishes for lobbies, elevator lobbies and common areas on levels 2 to 6. | Artech Electric Ltd
SP-2023-00794 | 2023-07-03 | 688 W 41ST AVENUE, Vancouver, BC V5Z 2M9 | Sprinkler Permit | Commercial | New | Issued | Commercial - OAKRIDGE PHASE 1 NORTH PODIUM SPRINKLER DESIGN LEVELS 1-2 ONLY OF THE OFFICE SECTION OF TOWER B3 AND B4 To install sprinklers to NFPA 13 and standpipes to NFPA 14 through out levels 1-2 ONLY of these mixed-use buildings comprised of one 32-storey tower (Building 3) and one 42-storey tower (Building 4) containing a total of 474 dwelling units; atop one podium containing Retail/Office Uses all over three levels of underground parking. (Phase I North) Shell permit. FPER - MD Kamrujjaman - Integral Group - 604-687-1800 | Johnson Controls Canada LP
EP-2023-05926 | 2023-06-30 | 688 W 41ST AVENUE, Vancouver, BC V5Z 2M9 | Electrical Permit | Commercial | New | Issued | Installation / Repair - Commercial - Extra Low Voltage HVAC >BP: To construct mixed-use building comprised of one 32-storey tower (Building 3) and one 42-storey tower (Building 4) containing a total of 474 dwelling units; atop one podium containing Retail/Office Uses all over three levels of underground parking. (Phase I North) Shell permit. Stage I (excavation/shoring) permit issued without the related DP (August 19, 2019). Stage II (foundation and structure to grade) issued October 23, 2020. Revision I: Structural revisions to suite revised layouts and accommodate architectural, mechanical and electrical coordination. (issued 2/11/21) Revision II: Foundation structure to grade - construction of the area east of gridline C10 (previously excluded from Stage 2) (issued march 22, 21). Revision 3: full construction of parkade levels (issued April 23, 21) Stage III: podium levels full construction. Stage IV: Full construction for building 3 and building 4. Stage V: Interior finishes for lobbies, elevator lobbies and common areas on levels 2 to 6. Stage VI: Interior finishes for Retail areas on Levels P1 and P3. Change of Architect of record: As of March 31, 2023 Christopher Wegner is replacing William R. Bradley Amend: Oct 4, 2023 amend this permit onto BP-2019-01696 | Control Solutions Ltd
EP-2023-06533 | 2023-07-19 | 688 W 41ST AVENUE, Vancouver, BC V5Z 2M9 | Electrical Permit | Commercial | New | Issued | Installation / Repair - Commercial - Installation of Extra Low Voltage HVAC. >BP: To construct mixed-use building comprised of one 32-storey tower (Building 3) and one 42-storey tower (Building 4) containing a total of 474 dwelling units; atop one podium containing Retail/Office Uses all over three levels of underground parking. (Phase I North) Shell permit. Stage I (excavation/shoring) permit issued without the related DP (August 19, 2019). Stage II (foundation and structure to grade) issued October 23, 2020. Revision I: Structural revisions to suite revised layouts and accommodate architectural, mechanical and electrical coordination. (issued 2/11/21) Revision II: Foundation structure to grade - construction of the area east of gridline C10 (previously excluded from Stage 2) (issued march 22, 21). Revision 3: full construction of parkade levels (issued April 23, 21) Stage III: podium levels full construction. Stage IV: Full construction for building 3 and building 4. Stage V: Interior finishes for lobbies, elevator lobbies and common areas on levels 2 to 6. Stage VI: Interior finishes for Retail areas on Levels P1 and P3. Change of Architect of record: As of March 31, 2023 Christopher Wegner is replacing William R. Bradley | Control Solutions Ltd
EP-2023-07018 | 2023-08-03 | 688 W 41ST AVENUE, Vancouver, BC V5Z 2M9 | Electrical Permit | Commercial | New | Issued | Installation / Repair - Commercial - Install heat trace to wet stand pipe in parkade & back of house area for commercial/residential above. All electrical connections by others. Amendment October 6, 2023: "The original permit was for N Parkade - Wet stand pipe for parkade & back of house area for commercial/residential above - Value $295,680. The general contractor changed our work to only the wet stand pipe for the water curtain at the entrance to the Bay from P2 parkade - Value $8,800. We have already called for a R/W inspection for this work completed." >BP: To construct mixed-use building comprised of one 32-storey tower (Building 3) and one 42-storey tower (Building 4) containing a total of 474 dwelling units; atop one podium containing Retail/Office Uses all over three levels of underground parking. (Phase I North) Shell permit. Stage I (excavation/shoring) permit issued without the related DP (August 19, 2019). Stage II (foundation and structure to grade) issued October 23, 2020. Revision I: Structural revisions to suite revised layouts and accommodate architectural, mechanical and electrical coordination. (issued 2/11/21) Revision II: Foundation structure to grade - construction of the area east of gridline C10 (previously excluded from Stage 2) (issued march 22, 21). Revision 3: full construction of parkade levels (issued April 23, 21) Stage III: podium levels full construction. Stage IV: Full construction for building 3 and building 4. Stage V: Interior finishes for lobbies, elevator lobbies and common areas on levels 2 to 6. Stage VI: Interior finishes for Retail areas on Levels P1 and P3. | Artech Electric Ltd
EP-2024-00267 | 2024-01-22 | 688 W 41ST AVENUE, Vancouver, BC V5Z 2M9 | Electrical Permit | Commercial | New | Issued | Installation / Repair - Commercial - Installation of Heat trace cables for sprinkler lines for North phase of project. There will be multiple lines and controllers. Multiple rough wire and final inspections as lines are completed. Supply power and line voltage connections done by others. North phase of project. Parkade - P1, 1a, 2, 3. Stairwells. Corridors. Storage rooms. Bike Silos. BP: To construct mixed-use building comprised of one 32-storey tower (Building 3) and one 42-storey tower (Building 4) containing a total of 474 dwelling units; atop one podium containing Retail/Office Uses all over three levels of underground parking. (Phase I North) Shell permit. Stage I (excavation/shoring) permit issued without the related DP (August 19, 2019). Stage II (foundation and structure to grade) issued October 23, 2020. Revision I: Structural revisions to suite revised layouts and accommodate architectural, mechanical and electrical coordination. (issued 2/11/21) Revision II: Foundation structure to grade - construction of the area east of gridline C10 (previously excluded from Stage 2) (issued march 22, 21). Revision 3: full construction of parkade levels (issued April 23, 21) Stage III: podium levels full construction. Stage IV: Full construction for building 3 and building 4. Stage V: Interior finishes for lobbies, elevator lobbies and common areas on levels 2 to 6. Stage VI: Interior finishes for Retail areas on Levels P1 and P3. Change of Architect of record: As of March 31, 2023 Christopher Wegner is replacing William R. Bradley | Eastern Valley Electrical Ltd
NULL | NULL | 688 W 41ST AVENUE, Vancouver, BC V5Z 2M9 | Mechanical Permit | NULL | NULL | Draft | NULL | PML Professional Mechanical Ltd
EP-2023-10511 | 2023-11-22 | 825 NICOLA STREET, Vancouver, BC V6G 2C4 | Electrical Permit | Commercial | NULL | Issued | Annual / Operating - Misc work throughout | Mott Electric General Partnership
NULL | NULL | 825 NICOLA STREET, Vancouver, BC V6G 2C4 | Electrical Permit | Commercial | NULL | Draft | Annual / Operating - Annual Operating Electrical Work | NULL
NULL | NULL | 825 NICOLA STREET, Vancouver, BC V6G 2C4 | Electrical Permit | Commercial | NULL | Draft | Annual / Operating - Minor Electrical | NULL
EP-2022-05420 | 2022-06-27 | 825 NICOLA STREET, Vancouver, BC V6G 2C4 | Electrical Permit | Residential | Addition | Completed | Installation / Repair - Residential - Install network pieces for Existing EV chargers. Cable management for existing EV chargers | Trudel, Daniel, DBA: Electrum Charging Solutions Inc.
EP-2022-09650 | 2022-11-16 | 825 NICOLA STREET, Vancouver, BC V6G 2C4 | Electrical Permit | Commercial | NULL | Expired | Annual / Operating - Annual Operating Permit -renewal of EP-2021-08543 -valid: Nov. 18, 2022 - Nov 17, 2023 | Excel Electric (1993) Ltd
NULL | NULL | 825 NICOLA STREET, Vancouver, BC V6G 2C4 | Electrical Permit | Commercial | NULL | Draft | Annual / Operating - Operating Permit | Excel Electric (1993) Ltd
EP-2022-04236 | 2022-05-24 | 1688 PULLMAN PORTER STREET #1206, Vancouver, BC | Electrical Permit | Commercial | Tenant Improvement | Completed | Installation / Repair - Commercial - Relocate 1x power/data combo outlet for new built-in furniture. Install wire for new bathroom electrical towel drying rack. | Houle Electric Limited
PP-2023-03690 | 2023-10-24 | 987 E HASTINGS STREET, Vancouver, BC | Plumbing Permit | Commercial | Addition | Completed | Commercial - Install Grease Interceptors x 2 >BP: Interior and exterior alterations and Change of Major occupancy from repair shop class B (F2) to restaurant class 1 (A2) in this existing mixed use building. This will be a first TI. Occupant load 78 seats + 6 staff Note: "This permit has been reviewed under the 2014 Vancouver Building By-law (#10908)." Revision #1 - To relocate the stairs to the mezzanine - Accepted July 3/20 Revision #2 - Changes to cooking equipment under hood and removal of walk in cooler - Accepted Dec.7/21 Revision #3 - to construct a 2hr FRR ceiling/floor assembly to separate the tenant's grease interceptor and plumbing from the exit below. - accepted Sept.23/22 Revision #4 - to remove the grease interceptor from the parkade level and to install two grease interceptors under the sinks in the restaurant. - In process | Kyoungmo Yang
PP-2023-02536 | 2023-07-28 | 1514 ROBSON STREET, Vancouver, BC V6G 1C2 | Plumbing Permit | Commercial | Renovation | Completed | Commercial - install new domestic hot and cold water with DWV for uinversal washroom. Install hot water tank in celing above washoom sink with drain pan connecting under lavatory. Supply water connection for water cooler. Conect all piping to exixsting base building piping. >BP: Interior alteration to provide first tenant improvements to this existing retail shell space (1514 Robson Street) on this existing mixed-use building. | Mainland Plumbing & Heating
EP-2023-07062 | 2023-08-08 | 383 RAYMUR AVENUE, Vancouver, BC V6A 4B5 | Electrical Permit | Commercial | Renovation | Completed | Installation / Repair - Commercial - Replace existing #4 Al ACWU Cable for 125A breaker sub panel breaker with #2/0 Al ACWU cable to bring existing loads up to CEC 2021 standard. Remove existing 20A 2p 208V Breaker and circuitry. Add (2) 40A 3p 208V Square D Push on breakers in existing 125A Panel. Install up to 90' of #8/3 Cu Tech Cable to be installed from and terminated from 40A 3phase Breakers to New Aburi Equipment. Teck cable to be tucked into corners around perimeter of restaurant per owner request. | MJR Electric Ltd
MP-2022-00097 | NULL | 3605 PRICE STREET, Vancouver, BC V5R 5R4 | Mechanical Permit | NULL | NULL | Withdrawn | NULL | Ajit's Plumbing Heating & Electrical Contracting Ltd
MP-2022-00135 | 2022-08-22 | 3605 PRICE STREET, Vancouver, BC V5R 5R4 | Mechanical Permit | NULL | NULL | Completed | NULL | Ajit's Plumbing Heating & Electrical Contracting Ltd
EP-2022-03495 | 2022-04-29 | 777 PACIFIC STREET, Vancouver, BC V6Z 2R7 | Electrical Permit | Commercial | Addition | Completed | Installation / Repair - Commercial - Add two LED wall packs on wall under Granville St. bridge. | Quantum Lighting Inc
EP-2022-00183 | 2022-01-18 | 777 PACIFIC STREET, Vancouver, BC V6Z 2R7 | Electrical Permit | Commercial | Renovation | Completed | Installation / Repair - Commercial - To provide temporary power. Provide temporary power to light poles around parkin lot. Until construction in Sept. 2022. Existing pole lighting to be retrofit to 54W HID ballast bi-pass LED bulbs and 120W/ 10 and 4 respectively. . Power source has been provided by CoV electricians. | Quantum Lighting Inc
EP-2023-05414 | 2023-06-20 | 777 PACIFIC STREET, Vancouver, BC V6Z 2R7 | Electrical Permit | Commercial | New | Issued | Temporary Power - Commercial - To provide temporary power. NOTE: Work authorized by this permit is for placement of a temporary power pole only and does not authorize any site construction and/or excavation. A separate Building Permit will be required prior to commencement of any other work on this site. | Continental Power Services (1987) Ltd
NULL | NULL | 1311 HOWE STREET, Vancouver, BC V6Z 2P3 | Plumbing Permit | Residential | Renovation | Draft | Residential - Existing tubs/showers to be removed and install new ones. Mixing valves to be altered and changed to new mixing valves Updating existing plastic pipe to Fire rated material pipe. | Modern Blue Mechanical Ltd
PP-2022-03339 | 2022-09-23 | 2483 E 6TH AVENUE, Vancouver, BC V5M 1P9 | Plumbing Permit | Residential | New | Completed | Residential - ***To Continue work started by others re: PP-2019-03945 >BP: To construct a 2 storey one-family dwelling with a secondary suite located in the Basement ($704,550.00) with 1 open parking over gravel, providing 1 parking space, having vehicular access from the 20' Lane. 1. Covenant registered at the Land Title Office under CA7427442 2. No Strata Titling permitted 3. No A/C Unit proposed 4. Schedule B: (NAME) P.Eng (604.831.1431) Structural & Geotechnical | Atlantis Plumbing & Heating Ltd
GP-2022-02896 | 2022-10-13 | 2483 E 6TH AVENUE, Vancouver, BC V5M 1P9 | Gas Permit | Residential | New | Completed | Residential - To continue work started by others (GP-2020-00967) 1FD+SS - NEW GAS LINES >DB: To construct a 2 storey one-family dwelling with a secondary suite located in the Basement with 1 open parking over gravel, providing 1 parking space, having vehicular access from the 20' Lane. 1. Covenant registered at the Land Title Office under CA7427442 2. No Strata Titling permitted 3. No A/C Unit proposed | K & E Gas Services Ltd
EP-2022-09552 | 2022-11-10 | 2483 E 6TH AVENUE, Vancouver, BC V5M 1P9 | Electrical Permit | Residential | New | Completed | Installation / Repair - Residential - Electrical low voltage-cable, telephone, internet, bell, alarm finishing only TO COMPLETE WORK STARTED PER EP-2020-04018 >DB: To construct a 2 storey one-family dwelling with a secondary suite located in the Basement with 1 open parking over gravel, providing 1 parking space, having vehicular access from the 20' Lane. 1. Covenant registered at the Land Title Office under CA7427442 2. No Strata Titling permitted 3. No A/C Unit proposed The entire building, INCLUDING THE ATTACHED GARAGE (if applicable), to be sprinklered to NFPA 13D. | Gigabyte Security Solutions Inc.
PP-2023-01310 | 2023-04-17 | 2905 TRINITY STREET, Vancouver, BC V5K 1G1 | Plumbing Permit | Residential | New | Issued | Residential - Install 3/4": backflow prevention device for irrigation | M&M Industries Ltd
EP-2023-01821 | NULL | 8599 RIVER DISTRICT CROSSING #1, Vancouver, BC | Electrical Permit | Commercial | Addition | Withdrawn | Installation / Repair - Commercial - Installation of DCC-12 and heat pump -Please note we will be installing a load share on their 30 amp (5760 watt) EV charger | Moore And Russell Heating And Air Conditioning Ltd
MP-2023-00411 | 2023-03-17 | 8599 RIVER DISTRICT CROSSING #5, Vancouver, BC | Mechanical Permit | NULL | NULL | Cancelled | NULL | Moore And Russell Heating And Air Conditioning Ltd
GP-2022-03433 | 2022-11-03 | 776 E 33RD AVENUE, Vancouver, BC V5V 3A2 | Gas Permit | Residential | Renovation | Completed | Residential - Re&re Tankless | Milani Plumbing Heating & Air Conditioning Ltd
EP-2022-00434 | 2022-01-20 | 2171 GUELPH STREET, Vancouver, BC V5T 3N7 | Electrical Permit | Commercial | New | Expired | Temporary Power - Commercial - To provide temporary power. VALID JAN 15, 2021 TO JAN 14, 2022 | Credible Electric Ltd
EP-2022-00602 | 2022-01-27 | 2171 GUELPH STREET, Vancouver, BC V5T 3N7 | Electrical Permit | Residential | Addition | Completed | Installation / Repair - Residential - Low voltage: Alarm system complete, tel/CATV/Network and CCTV system >BP: Building Permit for DP-2018-00213 & M/A DP-2020-00069 Addition to north side and interior and exterior alterations to this existing 3-storey multiple dwelling containing 3 dwelling units to provide improvements in the dwelling units and a new built-in one-car garage, having access from Guelph Street and to stratify the lot. Sch A, Arch B (Part 5 & Part 10 only), Stru B, Geotech B, & Sch D-1 are submitted. ******THIS PERMIT HAS BEEN ISSUED UNDER THE REQUIREMENTS OF VBBL 2014******** Reviewed re-submissions during the 2020 pandemic crisis. Building Review Branch Notes: - Entire building to be sprinklered to NFPA 13R. - All new windows, doors and skylights shall conform to AAMA/WDMA/CSA101/I.S.2/A440, NAFS - Equipment in the electrical closet under the front porch stairs must conform to VBBL 9.9.5.8. - The intermittent handrail separating the egress from each unit at the front porch must not be removed at any time. - Existing east windows shall have a restrictor to limit the window opening to max 4" as per VBBL 9.8.8.1.(5). - Pocket door and sliding door hardware shall comply with VBBL 3.8.5.3.(1)&(2). REVISION #1 (IN PROCESS): Related to M/A DP-2021-01023. Processed during the Covid-19 Pandemic. - Relocated Fire Department Connection, sprinkler valve, & hot water tank in lower unit. - Changed interior layout of all 3 units. - Changed window sizes on all elevations and removed the west bay window. - Replaced HardiePlank HZ5 Lapsiding with HardieShingle HZ5 Individual Shingle (??) - Revised size of water connection | Riser Industries Inc
GP-2021-04182 | 2022-01-11 | 2171 GUELPH STREET, Vancouver, BC V5T 3N7 | Gas Permit | Residential | Addition | Completed | Residential - gas line and boiler vent >Addition to north side and interior and exterior alterations to this existing 3-storey multiple dwelling containing 3 dwelling units to provide improvements in the dwelling units and a new built-in one-car garage, having access from Guelph Street and to stratify the lot. Sch A, Arch B (Part 5 & Part 10 only), Stru B, Geotech B, & Sch D-1 are submitted. ******THIS PERMIT HAS BEEN ISSUED UNDER THE REQUIREMENTS OF VBBL 2014******** Reviewed re-submissions during the 2020 pandemic crisis. Building Review Branch Notes: - Entire building to be sprinklered to NFPA 13R. - All new windows, doors and skylights shall conform to AAMA/WDMA/CSA101/I.S.2/A440, NAFS - Equipment in the electrical closet under the front porch stairs must conform to VBBL 9.9.5.8. - The intermittent handrail separating the egress from each unit at the front porch must not be removed at any time. - Existing east windows shall have a restrictor to limit the window opening to max 4" as per VBBL 9.8.8.1.(5). - Pocket door hardware shall comply with VBBL 3.8.5.3.(1)&(2). | PRIDE GAS & HEATING LTD.
EP-2023-00985 | 2023-02-06 | 2538 BIRCH STREET, Vancouver, BC V6H 1G6 | Electrical Permit | Commercial | New | Expired | Temporary Power - Commercial - To provide temporary power. | Berts Electric (2001) Ltd
PP-2023-02113 | 2023-08-31 | 2538 BIRCH STREET, Vancouver, BC V6H 1G6 | Plumbing Permit | Commercial | New | Issued | Commercial - Under slab barrels and piping for a concrete high rise >BP: To construct a 28-storey mixed-use building containing Retail (main floor - 2nd floor), General office (3rd floor), and Secured Market Rental Housing (fourth – twenty eight floor), containing a total of two hundred & fifty eight (258) dwelling units (200 market rental units & 58 MIRHPP), all over five (5) levels of underground parking. Note: the proposed "service mezzanine" located at the back of the double height retail space conforms to 3.2.1.1.(8) of the VBBL and need not be considered as a storey. This Permit was reviewed under the VBBL 2014 except for: 1. The structural design of the building, will comply with Part 4 of the 2019 Vancouver Building Bylaw 2. The non-structural components will be designed to comply with Part 4 of the 2019 Vancouver Building By-law. 3. The building will comply with Section 10.2 (energy requirements, effective November 1, 2019), of the 2019 Vancouver Building Bylaw 4. The building will be designed with a radio antenna system that complies with Article 3.2.5.20 of the 2019 Vancouver Building Bylaw 7-Feb-2023 - Stage 1 (excavation and shoring) issued. | Tandem Mechanical Systems Ltd
SP-2023-01323 | NULL | 2538 BIRCH STREET, Vancouver, BC V6H 1G6 | Sprinkler Permit | Commercial | New | In Review | Commercial - New Fire Suppression System >BP: To construct a 28-storey mixed-use building containing Retail (main floor - 2nd floor), General office (3rd floor), and Secured Market Rental Housing (fourth – twenty eight floor), containing a total of two hundred & fifty eight (258) dwelling units (200 market rental units & 58 MIRHPP), all over five (5) levels of underground parking. This Permit was reviewed under the VBBL 2014 except for: 1. The structural design of the building, will comply with Part 4 of the 2019 Vancouver Building Bylaw 2. The non-structural components will be designed to comply with Part 4 of the 2019 Vancouver Building By-law. 3. The building will comply with Section 10.2 (energy requirements, effective November 1, 2019), of the 2019 Vancouver Building Bylaw 4. The building will be designed with a radio antenna system that complies with Article 3.2.5.20 of the 2019 Vancouver Building Bylaw | Frontier Fire Protection Ltd
EP-2023-09212 | 2023-11-28 | 2538 BIRCH STREET, Vancouver, BC V6H 1G6 | Electrical Permit | Commercial | New | Issued | Interim - Commercial - Below Grade Electrical slab rough-in and underground for mixed use 28-storey tower. >BP: To construct a 28-storey mixed-use building containing Retail (main floor - 2nd floor), General office (3rd floor), and Secured Market Rental Housing (fourth – twenty eight floor), containing a total of two hundred & fifty eight (258) dwelling units (200 market rental units & 58 MIRHPP), all over five (5) levels of underground parking. Note: the proposed "service mezzanine" located at the back of the double height retail space conforms to 3.2.1.1.(8) of the VBBL and need not be considered as a storey. This Permit was reviewed under the VBBL 2014 except for: 1. The structural design of the building, will comply with Part 4 of the 2019 Vancouver Building Bylaw 2. The non-structural components will be designed to comply with Part 4 of the 2019 Vancouver Building By-law. 3. The building will comply with Section 10.2 (energy requirements, effective November 1, 2019), of the 2019 Vancouver Building Bylaw 4. The building will be designed with a radio antenna system that complies with Article 3.2.5.20 of the 2019 Vancouver Building Bylaw 7-Feb-2023 - Stage 1 (excavation and shoring) issued. | Ozz Electric BC Inc
EP-2023-10236 | NULL | 2538 BIRCH STREET, Vancouver, BC V6H 1G6 | Electrical Permit | Commercial | New | In Review | Installation / Repair - Commercial - Electrical scope to construct a 28-storey mixed-use building containing Retail (main floor - 2nd floor), General office (3rd floor), and Secured Market Rental Housing (fourth – twenty eight floor), containing a total of two hundred & fifty eight (258) dwelling units (200 market rental units & 58 MIRHPP), all over five (5) levels of underground parking. >BP: To construct a 28-storey mixed-use building containing Retail (main floor - 2nd floor), General office (3rd floor), and Secured Market Rental Housing (fourth – twenty eight floor), containing a total of two hundred & fifty eight (258) dwelling units (200 market rental units & 58 MIRHPP), all over five (5) levels of underground parking. Note: the proposed "service mezzanine" located at the back of the double height retail space conforms to 3.2.1.1.(8) of the VBBL and need not be considered as a storey. This Permit was reviewed under the VBBL 2014 except for: 1. The structural design of the building, will comply with Part 4 of the 2019 Vancouver Building Bylaw 2. The non-structural components will be designed to comply with Part 4 of the 2019 Vancouver Building By-law. 3. The building will comply with Section 10.2 (energy requirements, effective November 1, 2019), of the 2019 Vancouver Building Bylaw 4. The building will be designed with a radio antenna system that complies with Article 3.2.5.20 of the 2019 Vancouver Building Bylaw 7-Feb-2023 - Stage I (excavation and shoring) issued. 25-Oct-2023 - Stage II (foundation to grade) issued. | Ozz Electric BC Inc
EP-2023-07685 | 2023-08-28 | 2538 BIRCH STREET, Vancouver, BC V6H 1G6 | Electrical Permit | Commercial | New | Issued | Temporary Power - Commercial - Installation of Security cameras at the perimeter of the site | Polo Security Services Ltd
EP-2023-07389 | 2023-08-15 | 2538 BIRCH STREET, Vancouver, BC V6H 1G6 | Electrical Permit | Commercial | New | Issued | Temporary Power - Commercial - TO CONTINUE WORK STARTED BY OTHERS (EP-2023-00985) To provide temporary power. | Ozz Electric BC Inc
PP-2023-04272 | NULL | 2538 BIRCH STREET, Vancouver, BC V6H 1G6 | Plumbing Permit | Commercial | New | Draft | Commercial - Plumbing fixtures and drains for a 28 story concrete multi story building.. | Tandem Mechanical Systems Ltd
GP-2023-03765 | 2023-12-05 | 7399 LABURNUM STREET, Vancouver, BC V6P 5N2 | Gas Permit | Residential | New | Issued | Residential - CONTINUE WORK STARTED BY PREVIOUS (GP-2021-01960) 1 Boiler >BP: To construct a 1.5 storey laneway house building with an attached garage providing 2 parking space + 1 surface parking space, having vehicular access from the lane | PROWORK PLUMBING & HEATING LTD.
PP-2023-04017 | 2023-11-29 | 7399 LABURNUM STREET, Vancouver, BC V6P 5N2 | Plumbing Permit | Residential | New | Completed | Residential - change plumbing compay for the plumbing final ***To continue work on PP-2020-04015 change of contractor letter provided please advice the permit cost for the final inspection. | PROWORK PLUMBING & HEATING LTD.
EP-2023-07317 | 2023-08-21 | 2203 GRANVILLE STREET, Vancouver, BC V6H 3G1 | Electrical Permit | Commercial | Renovation | Issued | Installation / Repair - Commercial - Supply and install a sub panel on the roof for 6 Ac units that are on the roof - service is not being affected | David Stein
NULL | NULL | 830 THURLOW STREET, Vancouver, BC V6E 1W2 | Plumbing Permit | Commercial | Tenant Improvement | Draft | Commercial - Backflow device installation as per city request | DELCO MECHANICAL SYSTEMS LTD
EP-2023-04212 | 2023-05-23 | 212 E 28TH AVENUE, Vancouver, BC V5V 2M4 | Electrical Permit | Commercial | NULL | Issued | Annual / Operating - Maintenance of existing operating electrical equipment. | 0772832 BC LTD.
EP-2022-02791 | 2022-04-07 | 212 E 28TH AVENUE, Vancouver, BC V5V 2M4 | Electrical Permit | Commercial | NULL | Expired | Annual / Operating - Maintaining Fire Alarm for building for 1 year. Valid April 7, 2022 until April 6, 2023. | West Harbour Electric ltd
PP-2022-04185 | 2022-11-21 | 218 E 28TH AVENUE, Vancouver, BC V5V 2M4 | Plumbing Permit | Commercial | Tenant Improvement | Completed | Commercial - Install new toiler and sink for retail store ** Amend 12/08/2022** Correct address to reflect 218 E 28th not 212 E 28th >BP: Interior alterations to provide first TI to this existing retail space for a new retail tenant on the ground floor of this existing mixed-use building. Scope of work includes: addting new partition walls, accessible washroom, lighting, millwork, and painting. Notes: 1. This building is sprinklered. no sprinkler permit req per DBI | Vaughan Ventures Ltd
EP-2022-07675 | 2022-09-14 | 218 E 28TH AVENUE, Vancouver, BC V5V 2M4 | Electrical Permit | Commercial | Tenant Improvement | Completed | Installation / Repair - Commercial - Commercial retail tenant improvement, addition of receptacles and lighting throughout store >BP: Interior alterations to provide first TI to this existing retail space for a new retail tenant on the ground floor of this existing mixed-use building. Scope of work includes: adding new partition walls, accessible washroom, lighting, millwork, and painting. Notes: 1. This building is sprinklered. no sprinkler permit req per DBI **Amend 12/08/2022** correct BP to reflect 218 E 28th instead of 212 E 28th | Stephane Roy
EP-2022-07049 | 2022-09-29 | 3460 CLARK DRIVE, Vancouver, BC V5V 4Y4 | Electrical Permit | Residential | New | Issued | Installation / Repair - Residential - New INFILL home with a 200 amp service >BP: Building #2, PART 5 PROJECT To construct a new two-storey One-Family Infill Dwelling with an attached two-car garage with vehicular access from the rear lane (and to add a secondary suite to the existing one-family dwelling building located on this site, alter the rear deck, under separate permit.) Building Review Branch Notes: - Building Permit for DP-2017-01153 and DPMA DP-2020-00478 - Main building permit for all reviews, docs, time entries - Project Value for alteration to main house is $14,500. - Infill building to be Sprinkler to NFPA 13R standards. - Sch A, B (Arch + Struc + Geo), D provided (1/2 lb spray foam for un-vented deck over living space), Part 5 design. - Any condition within or around the existing building which could cause undue hazard or risk to persons to be corrected as directed by the Building Inspector as per 11.4.3.1. * Reviewed as per VBBL 2019 and during 2020 Pandemic Crisis | RBM Electric Ltd
PP-2022-04557 | 2023-01-04 | 3460 CLARK DRIVE, Vancouver, BC V5V 4Y4 | Plumbing Permit | Residential | New | Issued | Residential - New construction of laneway house including kitchen and bathroom >BP: Building #2, PART 5 PROJECT To construct a new two-story One-Family Infill Dwelling with an attached two-car garage with vehicular access from the rear lane (and to add a secondary suite to the existing one-family dwelling building located on this site, alter the rear deck, under separate permit.) | Rivet Service Group Inc
SP-2023-00919 | 2023-06-01 | 3460 CLARK DRIVE, Vancouver, BC V5V 4Y4 | Sprinkler Permit | Residential | New | Issued | Residential - Installation of automatic sprinkler system - Infill building to be Sprinkler to NFPA 13R standards. >BP: Building #2, PART 5 PROJECT To construct a new two-storey One-Family Infill Dwelling with an attached two-car garage with vehicular access from the rear lane (and to add a secondary suite to the existing one-family dwelling building located on this site, alter the rear deck, under separate permit.) Building Review Branch Notes: - Building Permit for DP-2017-01153 and DPMA DP-2020-00478 - Main building permit for all reviews, docs, time entries - Project Value for alteration to main house is $14,500. - Infill building to be Sprinkler to NFPA 13R standards. - Sch A, B (Arch + Struc + Geo), D provided (1/2 lb spray foam for un-vented deck over living space), Part 5 design. - Any condition within or around the existing building which could cause undue hazard or risk to persons to be corrected as directed by the Building Inspector as per 11.4.3.1. * Reviewed as per VBBL 2019 and during 2020 Pandemic Crisis | Hydroworks Contracting Ltd
PP-2023-00447 | NULL | 3460 CLARK DRIVE, Vancouver, BC V5V 4Y4 | Plumbing Permit | Residential | New | Withdrawn | Residential - Sanitary & Storm sump installation with duplex pumps in each sump and 2" PVC forced mains. | NULL
MP-2023-02162 | 2023-12-06 | 3460 CLARK DRIVE, Vancouver, BC V5V 4Y4 | Mechanical Permit | NULL | NULL | Issued | NULL | Reid Brothers Plumbing & Heating Ltd
EP-2024-00401 | 2024-01-19 | 525 W 8TH AVENUE, Vancouver, BC V5Z 1C6 | Electrical Permit | Commercial | Renovation | Issued | Installation / Repair - Commercial - Service upgrade 150 amp New 112.5kva transformer primary 600v 3p 3w to 120/208 3p 4w 400 amp panel c/w Electrical panel has a 400A main breaker. (note we are not doing the TI, as that is being tendered separately at a future date, this is strictly for service upgrade).Base building consultant approved the additional service request and have already determined that the building has the capacity to support this additional service. | Centre Electric Ltd
EP-2024-00244 | 2024-01-10 | 525 W 8TH AVENUE, Vancouver, BC V5Z 1C6 | Electrical Permit | Commercial | Tenant Improvement | Issued | Installation / Repair - Commercial - Add 3rd floor common area corridor lighting to match 6th floor exactly, Add exits signs to match 6th floor exactly. Add some fire alarm speakers/bells to accommodate the new partition wall too. BP: #301, #302 and #303 - 3rd Floor (demised from #300) Interior alterations to provide first tenant improvement on the 3rd floor to demise this full floor tenant into 3 units (to be #301, #302 and #303) in this existing commercial building on this site. Scope of work: Construct new demising walls to demise the floor into 3 units, adding new corridors, new doors, floor finishes, electrical and sprinkler work. | Nelcan Electric Ltd
EP-2023-07457 | 2023-08-16 | 525 W 8TH AVENUE, Vancouver, BC V5Z 1C6 | Electrical Permit | Commercial | NULL | Issued | Annual / Operating - 1. Maintenance of existing operating electrical equipment. 2. Maintaining electrical in common areas of building including lighting and power. | Nelcan Electric Ltd
EP-2023-07705 | 2023-08-28 | 525 W 8TH AVENUE, Vancouver, BC V5Z 1C6 | Electrical Permit | Commercial | Renovation | Completed | Installation / Repair - Commercial - Demo receptacles on wall to be removed. Install 6 new receptacles. Relocation of occ sensor and switch. | Livewire Energy Services Ltd.
EP-2023-10153 | 2023-11-14 | 525 W 8TH AVENUE, Vancouver, BC V5Z 1C6 | Electrical Permit | Commercial | Renovation | Completed | Installation / Repair - Commercial - Installation of communication conduit >BP: To construct 9-level office building providing approximately 61,486 sf of office space and 1,768 sf of retail space. There will be 4 levels of underground parking garage with access from the lane. SHELL PERMIT. STAGED CONSTRUCTION Stage I (excavation/shoring) issued March 4, 2019. Revision 1 (revised erosion and sediment control drawings) issued April 4, 2019. Revision II (excavation/shoring) issued June 28, 2019. Stage II (full construction) issued July 12, 2019. Change of electrical engineer of record: Roger Dupuis is replacing Kevin Pearson as of Sept.16, 2020. Revision 3: To include the addition of a rooftop amenity area (issued Nov. 30). Change of electrical engineer of record: A. Tavakoli replaced R. Dupuis as of November 198, 2020. Change of mechanical engineer of record: Taio Waldhous replaces Kevin Shea as of Dec. 15, 2020. | Nelcan Electric Ltd
SP-2023-01988 | NULL | 525 W 8TH AVENUE, Vancouver, BC V5Z 1C6 | Sprinkler Permit | Commercial | Tenant Improvement | Application Incomplete | Commercial - addition of sprinkler heads in dropped ceiling locations | Sprinkl-Tech Installations Inc
EP-2022-07607 | 2022-09-12 | 525 W 8TH AVENUE, Vancouver, BC V5Z 1C6 | Electrical Permit | Commercial | NULL | Expired | Annual / Operating - * ANNUAL OPERATING PERMIT* Maintenance and operation Small jobs as: lights, ballast, switches, lamps Renewal from EP-2021-06043 Valid: Aug 17,2022 - Aug 16,2023 | MDE Enterprises Ltd
EP-2022-06554 | 2022-08-05 | 525 W 8TH AVENUE, Vancouver, BC V5Z 1C6 | Electrical Permit | Commercial | Addition | Completed | Installation / Repair - Commercial - Cabling Rough in Termination for Data,Salto IQ units & WiFi >BP: #400, #500, #600, #700, #800 (4th, 5th, 6th, 7th, 8th floor) Exterior alterations to add one intake and one exhaust louver on the 4th floor and interior alteration to provide first tenant improvement to this existing office shell tenant spaces for a new office tenant on the on the 4th, 5th, 6th, 7th and 8th floor (#400, #500, #600, #700, #800) in this existing mixed use building. Scope of work per VBBL 2019: Complete tenant fit out from shell space to new office, new partition, lighting, HVAC, ceiling, flooring, millwork, electrical, plumbing, gas and sprinkler work. Note: New louvers trim details to be discreet and all glazing and colours to match existing systems Exterior changes reviewed and cleared for a DB per David _POD REVISION #1: Exterior metal panels in window system changed to spandrel to match base building. Also increased in project value from $3,250,000 to $3,260,000 (increased of $10,000). Aug 5/22 (LLL) TENANT: RGN British Columbia XXX Limited Partnership Letters of Assurance submitted: - Schedule A and Architectural Schedule B, Arnold Chan, Architect, 604.616.8808 - Mechanical and Plumbing Schedule B, Yashar Mosaferi, P.Eng., 604.685.9381 - Electrical Schedule B, Kenneth Taylor, P.Eng., 778.836.2995 Building Sprinklered – Separate sprinkler permit required for proposed sprinkler work. OK for Field Review per Kim V - Jan 14/22 ENERGY UPGRADE EXEMPT FOR 1ST TENANT IMPROVEMENT (TI) | Pacificom Integration Ltd
PP-2022-02141 | 2022-06-28 | 525 W 8TH AVENUE, Vancouver, BC V5Z 1C6 | Plumbing Permit | Commercial | Tenant Improvement | Completed | Commercial - Tenant Improvements >#400, #500, #600, #700, #800 (4th, 5th, 6th, 7th, 8th floor) Exterior alterations to add one intake and one exhaust louver on the 4th floor and interior alteration to provide first tenant improvement to this existing office shell tenant spaces for a new office tenant on the on the 4th, 5th, 6th, 7th and 8th floor (#400, #500, #600, #700, #800) in this existing mixed use building. Scope of work per VBBL 2019: Complete tenant fit out from shell space to new office, new partition, lighting, HVAC, ceiling, flooring, millwork, electrical, plumbing, gas and sprinkler work. Note: New louvers trim details to be discreet and all glazing and colours to match existing systems Exterior changes reviewed and cleared for a DB per David _POD TENANT: RGN British Columbia XXX Limited Partnership Letters of Assurance submitted: - Schedule A and Architectural Schedule B, Arnold Chan, Architect, 604.616.8808 - Mechanical and Plumbing Schedule B, Yashar Mosaferi, P.Eng., 604.685.9381 - Electrical Schedule B, Kenneth Taylor, P.Eng., 778.836.2995 Building Sprinklered – Separate sprinkler permit required for proposed sprinkler work. OK for Field Review per Kim V - Jan 14/22 ENERGY UPGRADE EXEMPT FOR 1ST TENANT IMPROVEMENT (TI) Energy checklist is currently no longer required with your Building Permit (BP) application. Some supporting documents are still required at BP stage, specifically Envelope and HVAC, if applicable. Service Water Heating and Lighting supporting documents, if applicable, must be submitted with your related trades permits (e.g. electrical and plumbing). All energy upgrades will be checked during inspections stage. It is the applicant's responsibility to identify and note all required upgrades including energy upgrades on their BP drawings at BP stage. Amend: Oct 13, 2022 add 5 Dishwashers 1 Floor Drain 5 Ice makers 2 More Inside Backflow Preventers | PML Professional Mechanical Ltd
EP-2022-04049 | 2022-05-20 | 525 W 8TH AVENUE, Vancouver, BC V5Z 1C6 | Electrical Permit | Commercial | Tenant Improvement | Completed | Installation / Repair - Commercial - Office Space Tenant Improvement -Fire alarm work is speakers per floor tied into the base building system Lighting scope per floor is fixtures and control Our scope will not require any service inspections >BP: #400, #500, #600, #700, #800 (4th, 5th, 6th, 7th, 8th floor) Exterior alterations to add one intake and one exhaust louver on the 4th floor and interior alteration to provide first tenant improvement to this existing office shell tenant spaces for a new office tenant on the on the 4th, 5th, 6th, 7th and 8th floor (#400, #500, #600, #700, #800) in this existing mixed use building. Scope of work per VBBL 2019: Complete tenant fit out from shell space to new office, new partition, lighting, HVAC, ceiling, flooring, millwork, electrical, plumbing, gas and sprinkler work. Note: New louvers trim details to be discreet and all glazing and colours to match existing systems Exterior changes reviewed and cleared for a DB per David _POD TENANT: RGN British Columbia XXX Limited Partnership | Kato Electrical Inc
SP-2022-00901 | 2023-03-09 | 525 W 8TH AVENUE, Vancouver, BC V5Z 1C6 | Sprinkler Permit | Commercial | Tenant Improvement | Completed | Commercial - #400, #500, #600, #700, #800 (4th, 5th, 6th, 7th, 8th floor) Sprinkler alterations to add one intake and one exhaust louver on the 4th floor and interior alteration to provide first tenant improvement to this existing office shell tenant spaces for a new office tenant on the on the 4th, 5th, 6th, 7th and 8th floor (#400, #500, #600, #700, #800) in this existing mixed use building. | Sprinkl-Tech Installations Inc
EP-2022-05068 | 2022-07-07 | 525 W 8TH AVENUE, Vancouver, BC V5Z 1C6 | Electrical Permit | Commercial | New | Completed | Installation / Repair - Commercial - EV Charger installation. The building already has the circuits in place on a dedicated transformer (112.5KVA) and panel (400A 120/208 3 phase) specific for EV charging. This permit is for the purpose of setting it up and applying for the BC hydro rebates -The building is brand new and was designed with its own 400Amp panel and 112.5 KVA transformer specifically and only for EV charging. There was conduit, breakers and conductors in place already from the original approved design. All we needed to do was install the chargers and turn it on. It is capable of handling up to 40 level 2 circuits of charging. We have installed only 5 circuits for 9 chargers which will be load sharing. Attached is a one line diagram indicating the 800A panel dedicated to EV charging only. The first 3 40a 208V circuits are 1,3 - 2,4 - 6,8 and the supply to chargers in stalls 1 through 9. 3 stalls and chargers per circuit. The Chargers are networked and facilitate load sharing on the circuit. They also have the ability to limit the overall load to the building if it approaches its maximum but we are a very long way from maxing out this service. It's designed to facilitate up to 65 chargers, 1 for each and every stall. These stalls 1-9 are on P1. There are 3 levels of parking. | Nelcan Electric Ltd
NULL | NULL | 525 W 8TH AVENUE, Vancouver, BC V5Z 1C6 | Electrical Permit | Commercial | New | Withdrawn | Installation / Repair - Commercial - Install Hydro/Tel Conduits under sidewalk | Corporate Electric Limited
EP-2022-02096 | 2022-03-18 | 525 W 8TH AVENUE, Vancouver, BC V5Z 1C6 | Electrical Permit | Commercial | Tenant Improvement | Completed | Installation / Repair - Commercial - Installation of empty underground conduits for future connections as per City of Vancouver engineering department | Corporate Electric Limited
EP-2022-00780 | 2022-02-14 | 4348 LOCARNO CRESCENT, Vancouver, BC V6R 1G3 | Electrical Permit | Residential | New | Issued | Installation / Repair - Residential - •New 200A o/h electrical service to duplex meter base mounted on private pole. •Rough wiring & finishing in Laneway house •Main house service feeder cable installation only at this point. (Owner has not approved other installation costs yet) To construct a 1 storey laneway house building Note: This is a 1 1/2 storey building pursuant to the Zoning & Development By-law 1.Covenant registered at the Land Title Office under CA7237278 2.No Strata Titling permitted 3. No A/C unit proposed 4. Schedule B, Henry Sy-Ning Hsu P.Eng (604.322.7158) Structural & Geotechnical 5. HPO - Teragon Developments & Construction Inc. 6. Parking for LWH relaxed | SEAN CHYSYK O/A HYCREST ELECTRICAL
GP-2023-00801 | 2023-03-07 | 4348 LOCARNO CRESCENT, Vancouver, BC V6R 1G3 | Gas Permit | Residential | New | Issued | Residential - To install boiler >BP: To construct a 1 storey laneway house building ($220,160.00) **Amendment**May 02, 2023 - Add 1 Range- 60,000 BTU** | JOT MECHANICAL LTD
SP-2023-00783 | 2023-05-08 | 4348 LOCARNO CRESCENT, Vancouver, BC V6R 1G3 | Sprinkler Permit | Residential | New | Issued | Residential - LWH - Install sprinklers in lwh >DB: To construct a 1 storey laneway house building. Note: This is a 1 1/2 storey building pursuant to the Zoning & Development By-law 1.Covenant registered at the Land Title Office under CA7237278 2.No Strata Titling permitted 3. No A/C unit proposed The entire building to be sprinklered to NFPA 13D. | Gold Key Fire Protection Ltd
EP-2023-04811 | 2023-05-31 | 4348 LOCARNO CRESCENT, Vancouver, BC V6R 1G3 | Electrical Permit | Residential | New | Issued | Installation / Repair - Residential - Extra low voltage of audio, video, data and cameras for laneway house. >BP: To construct a 1 storey laneway house building | ALM Electric Inc
MP-2023-00964 | 2023-05-30 | 4348 LOCARNO CRESCENT, Vancouver, BC V6R 1G3 | Mechanical Permit | NULL | NULL | Issued | NULL | NEWLINE PLUMBING & HEATING LTD.
SP-2020-01194 | 2022-03-14 | 3737 RUPERT STREET, Vancouver, BC V5M 3W2 | Sprinkler Permit | Commercial | New | Completed | Commercial - For all sprinkler work to the 2014 VBBL; NFPA 13, 2013; standpipe work to NFPA 14, 2010; and generic alternative solution prepared by Radiant City Architecture Inc. for this newly constructed 6 storey building with 2 stories below ground. Site Description: A 6-storey mixed-use building consisting of: - 1st storey - Retail shell, Restaurant - Class 1 use (shell only) and 1 townhouse rental unit with mezzanine, - 2nd to 6th storeys - 51 secured market rental dwelling units, - all over two levels of underground parking having vehicular access from the lane. THIS IS A CERTIFIED PROFESSIONAL PROJECT and the CP is Ron Bijok Architect. Related Permits: 1. SP-2021-00190 - Temporary Construction Standpipe 2. Generic Alternative Solution - Protection of Exit Facilities by Water Curtain to 3.2.3.13.(5) of the 2019 VBBL. Notes: 1. Sprinkler Engineer of Record - Ryan Pavey P.Eng. of Cardinal Engineering. T: 604 605 0606. E: pavey@cardinalfire.ca 2. Shell Spaces within the building will be an empty space (e.g. no interior partitions, furnishings, etc.), will not be occupied, and will not be used for storage. 3. Separate permits and documents required for tenant improvements. 4. Provide signage for Automatic Dry Standpipes, coordinate with VFRS. 5. Construction Standpipe to Bulletin 2017-003-BU/FI, VBBL, NFPA 14, and VFBL. 7. Flexible Sprinkler Pipe - Automatic sprinkler system has been designed for the use of the Victaulic VS1 quick-response dry flexible sprinkler head for the protection of the exterior balconies on the residential levels only. 8. Canopy located outside propose restaurant area not sprinklered under base building. Separate permit and documents required for sprinkler system if area below canopy is to be occupied. | Hydroworks Contracting Ltd
EP-2022-00399 | 2022-01-26 | 3737 RUPERT STREET, Vancouver, BC V5M 3W2 | Electrical Permit | Commercial | New | Completed | Installation / Repair - Commercial - supply & install heat trace for mid rise apartment building & parkade >BP: To construct a 6-storey mixed-use building consisting: 1st storey - Retail shell, Restaurant - Class 1 use (shell only) and 1 townhouse rental unit with mezzanine, 2nd to 6th storeys - 51 secured market rental dwelling units, all over two levels of underground parking having vehicular access from the lane. Separate tenant improvement permits are required for the tenant shell spaces. This building is designed under Green Building Standard - Passive House Standard under 10.2.2.5. This is a CP process, CP is Ron Bijok, Architect. This permit has been reviewed under the 2014 Vancouver Building By-law (#10908). Reviewed during the 2020 pandemic crisis. STAGED CONSTRUCTION Stage 1 - Excavation & Shoring - issued on June 10, 2020 Stage 2 - Full Structure - issued on August 12, 2020 Stage 3 - Full Construction - issued on April 23, 2021 Revision 1 - Addition of Radio Antenna System at roof, related to DP-2021-00888 - in review | BRENMACK ELECTRIC LTD
EP-2022-04726 | 2022-06-06 | 3737 RUPERT STREET, Vancouver, BC V5M 3W2 | Electrical Permit | Commercial | Renovation | Completed | Installation / Repair - Commercial - Electrical for new Rogers cellular site, including new 100-amp, 120/208v, 3-phase service with BC Hydro meter. >BP: To construct a 6-storey mixed-use building consisting: 1st storey - Retail shell, Restaurant - Class 1 use (shell only) and 1 townhouse rental unit with mezzanine, 2nd to 6th storeys - 51 secured market rental dwelling units, all over two levels of underground parking having vehicular access from the lane. Separate tenant improvement permits are required for the tenant shell spaces. This building is designed under Green Building Standard - Passive House Standard under 10.2.2.5. This is a CP process, CP is Ron Bijok, Architect. This permit has been reviewed under the 2014 Vancouver Building By-law (#10908). Reviewed during the 2020 pandemic crisis. STAGED CONSTRUCTION Stage 1 - Excavation & Shoring - issued on June 10, 2020 Stage 2 - Full Structure - issued on August 12, 2020 Stage 3 - Full Construction - issued on April 23, 2021 Revision 1 - Addition of Radio Antenna System at roof, related to DP-2021-00888 - issued May 11, 2022 >>>Amend: June 9th -The job value should be increased from $9,000.00 to $12,000.00 >>>Amend: June 29th -Address to be amended to 3737 East 22nd Avenue >>>>Amend: June 30th above amendment for address should be: 3737 Rupert St | Wespac Electrical Contractor Ltd
EP-2022-07987 | 2022-09-26 | 3737 RUPERT STREET, Vancouver, BC V5M 3W2 | Electrical Permit | Commercial | New | Completed | Installation / Repair - Commercial - Heat trace install on sprinkler stand pipes in north and south stairwell -Please disregard drawings then, they were just attached to show the area where heat trace was being installed. >BP: To construct a 6-storey mixed-use building consisting: 1st storey - Retail shell, Restaurant - Class 1 use (shell only) and 1 townhouse rental unit with mezzanine, 2nd to 6th storeys - 51 secured market rental dwelling units, all over two levels of underground parking having vehicular access from the lane. Separate tenant improvement permits are required for the tenant shell spaces. This building is designed under Green Building Standard - Passive House Standard under 10.2.2.5. This is a CP process, CP is Ron Bijok, Architect. This permit has been reviewed under the 2014 Vancouver Building By-law (#10908). Reviewed during the 2020 pandemic crisis. STAGED CONSTRUCTION Stage 1 - Excavation & Shoring - issued on June 10, 2020 Stage 2 - Full Structure - issued on August 12, 2020 Stage 3 - Full Construction - issued on April 23, 2021 Revision 1 - Addition of Radio Antenna System at roof, related to DP-2021-00888 - issued May 11, 2022 | Eastern Valley Electrical Ltd
EP-2022-08823 | 2022-10-18 | 3737 RUPERT STREET, Vancouver, BC V5M 3W2 | Electrical Permit | Commercial | NULL | Expired | Annual / Operating - Operating permit for a 52-unit condo building with 3 CRU's and 2 levels of underground parking. | LORE ELECTRIC INC
EP-2023-10070 | NULL | 3737 RUPERT STREET, Vancouver, BC V5M 3W2 | Electrical Permit | Commercial | NULL | Withdrawn | Annual / Operating - Operating permit for a 52-unit condo building with 3 CRU's and 2 levels of underground parking. | LORE ELECTRIC INC
EP-2023-10293 | 2023-11-17 | 3737 RUPERT STREET, Vancouver, BC V5M 3W2 | Electrical Permit | Commercial | NULL | Issued | Annual / Operating - Annual operating permit administration Renewal of EP-2022-08823 expired Oct 17 2023 | TDR Electric Inc
MP-2023-01682 | 2023-09-18 | 1510 W 6TH AVENUE #401, Vancouver, BC | Mechanical Permit | NULL | NULL | Issued | NULL | Green Mountain Solutions Inc
MP-2023-01683 | 2023-09-18 | 1510 W 6TH AVENUE #301, Vancouver, BC | Mechanical Permit | NULL | NULL | Issued | NULL | Green Mountain Solutions Inc
MP-2023-01686 | 2023-09-18 | 1512 W 6TH AVENUE, Vancouver, BC | Mechanical Permit | NULL | NULL | Issued | NULL | Green Mountain Solutions Inc
MP-2023-01684 | 2023-09-18 | 1510 W 6TH AVENUE #201, Vancouver, BC | Mechanical Permit | NULL | NULL | Issued | NULL | Green Mountain Solutions Inc
MP-2023-01685 | 2023-09-18 | 1510 W 6TH AVENUE #501, Vancouver, BC | Mechanical Permit | NULL | NULL | Issued | NULL | Green Mountain Solutions Inc
EP-2023-03060 | 2023-04-06 | 425 W GEORGIA STREET, Vancouver, BC V1V 1V1 | Electrical Permit | Commercial | NULL | Expired | Movie Set / Filming - To allow for Movie Set/Filming Applicant shall provide completed Contractor Declaration form, and dates of filming and associated location(s) to csinspection.clerks@vancouver.ca prior to the commencement of filming. Visit vancouver.ca/inspections for more details. | Adhoc Content
PP-2023-03811 | 2023-10-30 | 3930 CROWN STREET, Vancouver, BC V6S 4K2 | Plumbing Permit | Residential | New | Issued | Residential - irrigation system Nov 3/2023-AMEND please change the location of the irrigation box to laneway house. | Lucky Five Eight Plumbing & Heating Ltd
SP-2024-00078 | 2024-02-05 | 171 W 2ND AVENUE, Vancouver, BC V5Y 1B8 | Sprinkler Permit | Commercial | Tenant Improvement | Issued | Commercial - Add sprinklers to new ceilings >DB: Change of Major Occupancy Interior alterations and Change of Major Occupancy to this existing Fitness Centre (Group D), for a Limited Retail Food tenant (Group E) on the ground level of this existing mixed-use building. One class 1 cooking with vent less hood per KNLZ system and one class 2 cooking. >NOTE: ****This application does not include any of the following: 1. Not more than 20 sprinklers (add, relocate, or remove), 2. hydraulic calculations, 3. change in occupancy and /or 4. warehouse storage arrangements, 5. mobile compact storage arrangements, 6. alternative solutions, 7. changes to the sprinkler system supply piping (e.g. valves, mains, cross-mains, branch-lines, etc.), or 8. flexible sprinkler pipe. | Titan Fire Protection Ltd
EP-2024-00594 | 2024-02-01 | 171 W 2ND AVENUE, Vancouver, BC V5Y 1B8 | Electrical Permit | Commercial | Tenant Improvement | Issued | Installation / Repair - Commercial - Tenant improvement work for a new Pizza Hut location. Installation of new lighting, branch circuits for equipment receptacles and connections, hood and mechanical equipment, data cable wiring, etc. Wiring shall be done using armored cabling and emt conduits if required. >BP: Interior alterations and Change of Major Occupancy to this existing Fitness Centre (Group D), for a Limited Retail Food tenant (Group E) on the ground level of this existing mixed-use building. One class 1 cooking with vent less hood per KNLZ system and one class 2 cooking. This project is considered a Restricted Change of Major Occupancy, as per T-11.2.1.2-A of VBBL 2019. As per Flow Chart No 2, No Building Upgrades are required. | Western Waves Electric Ltd
EP-2024-00567 | 2024-01-25 | 171 W 2ND AVENUE, Vancouver, BC V5Y 1B8 | Electrical Permit | Commercial | Renovation | Issued | Installation / Repair - Commercial - Low Voltage Pre wire intrusion alarm >BP: Interior alterations and Change of Major Occupancy to this existing Fitness Centre (Group D), for a Limited Retail Food tenant (Group E) on the ground level of this existing mixed-use building. One class 1 cooking with vent less hood per KNLZ system and one class 2 cooking. This project is considered a Restricted Change of Major Occupancy, as per T-11.2.1.2-A of VBBL 2019. As per Flow Chart No 2, No Building Upgrades are required. >Amend: January 29th -this permit changed to COMPLETE SECURITY ALARM INSTALLATION -credentials are valid | Kinet Access Control Ltd
PP-2022-00689 | 2022-03-01 | 5708 KNIGHT STREET, Vancouver, BC V5P 2V3 | Plumbing Permit | Commercial | New | Completed | Commercial - plumbing To perform interior alterations and a change of use from Retail Store to Cannabis Store of approximately 882.79 sq. ft. on the main floor level of this existing mixed-use building on this site. Scope of Work: Construct interior walls. Construct one bathroom. Retail area. Finishing throughout. | Avion Mechanical Ltd
EP-2022-01771 | 2022-03-15 | 5708 KNIGHT STREET, Vancouver, BC V5P 2V3 | Electrical Permit | Commercial | Tenant Improvement | Completed | Installation / Repair - Commercial - Lighting ,Receptacles. -Electrical plugs to be installed ,Lighting, washroom fan,Display lighting,Counter plugs, TV plugs. >BP: To perform interior alterations and a change of use from Retail Store to Cannabis Store of approximately 882.79 sq. ft. on the main floor level of this existing mixed-use building on this site. Scope of Work: Construct interior walls. Construct one bathroom. Retail area. Finishing throughout. E2 - Lighting - Upgrade to Local Control (per 9.4.1.1.(a) of ASHRAE 90.1-2016) Related to DP-2021-00705 OK for field review as per Rosa Astorino - Decrmber 24, 2021 Amend: June 2, 2022 Data Cabling /Cat 5 | Majoris Electrical Controls and Systems Ltd
SP-2022-00485 | 2022-04-05 | 5708 KNIGHT STREET, Vancouver, BC V5P 2V3 | Sprinkler Permit | Commercial | Tenant Improvement | Completed | Commercial - Relocation of 2 heads >BP: To perform interior alterations and a change of use from Retail Store to Cannabis Store of approximately 882.79 sq. ft. on the main floor level of this existing mixed-use building on this site. Scope of Work: Construct interior walls. Construct one bathroom. Retail area. Finishing throughout. E2 - Lighting - Upgrade to Local Control (per 9.4.1.1.(a) of ASHRAE 90.1-2016) Related to DP-2021-00705 OK for field review as per Rosa Astorino - Decrmber 24, 2021 | Haven Fire Protection Ltd
GP-2023-00789 | 2023-03-06 | 2206 MCBAIN AVENUE, Vancouver, BC V6L 3B1 | Gas Permit | Residential | Renovation - Dwelling Unit(s) only | Completed | Residential - RE&RE FURNACE | Kits Plumbing and Heating Ltd
EP-2022-05188 | 2022-06-20 | 2293 MCBAIN AVENUE, Vancouver, BC V6L 3B1 | Electrical Permit | Residential | Addition | Completed | Installation / Repair - Residential - To supply and install (2) single receptacle. 20Amp 125V NEMA 5-20R | Sasco Contractors Ltd
EP-2022-03515 | 2022-05-03 | 2298 MCBAIN AVENUE, Vancouver, BC V6L 3B1 | Electrical Permit | Residential | Renovation | Completed | Installation / Repair - Residential - Exterior PVC box repairs for exterior lighting circuits. AC90 cable re-secure. Detach from sprinkler pipes throughout parkade. CAT5E & data cable done by others. (CF-2022-002990) | Vancouver Static Industries Ltd
EP-2023-07129 | 2023-08-28 | 1171 JERVIS STREET, Vancouver, BC V6E 2C6 | Electrical Permit | Commercial | Addition | Completed | Installation / Repair - Commercial - Installation of new 600amp EV sub service, new 600amp breaker installed to CT cabinet and 600amp load center. Conduits provided for future use to P2 and P3 only for Electric vehicle charging. New conduits and cat 5 installed in P2 and P3 for Wifi access points. Had meeting with Jason and Matt on this project. We are only setting up for the suites and visitor spots to have available power with new service and no outlet will be installed at this time. This will be done on a request basis and organized with annual electrical operating permit. | Balsam Electric Ltd
EP-2022-03371 | 2022-04-27 | 2425 ST. CATHERINES STREET, Vancouver, BC V5T 3Y1 | Electrical Permit | Commercial | NULL | Expired | Annual / Operating - Building maintenance and warranty related work Renewal of EP-2021-02975 Valid from Apr 20, 2022 to Apr 19, 2023 | 0962370 BC Ltd
EP-2023-04946 | 2023-06-05 | 2425 ST. CATHERINES STREET, Vancouver, BC V5T 3Y1 | Electrical Permit | Commercial | NULL | Issued | Annual / Operating - Electrical maintenance Renewal of EP-2022-03371 Valid from Apr 20, 2023 to Apr 19, 2024 | Larry Husty
MP-2023-01142 | 2023-06-21 | 4863 TRAFALGAR STREET, Vancouver, BC V6L 2N1 | Mechanical Permit | NULL | NULL | Completed | NULL | Centigrade Mechanical Ltd
EP-2023-10573 | 2023-11-22 | 3056 KINGSWAY, Vancouver, BC V5R 5J7 | Electrical Permit | Commercial | New | Issued | Temporary Power - Commercial - RENEWAL OF TEMPORARY POWER VALID: OCT 28/2022 TO OCT 27/2023 EXPIRED PERMIT: EP-2021-08049 To provide temporary power. | THE PRIME TIME ELECTRIC LTD
EP-2022-04016 | 2022-05-17 | 2369 W 6TH AVENUE, Vancouver, BC V6K 1W1 | Electrical Permit | Residential | Addition | Completed | Installation / Repair - Residential - Provide Power for Driveway Car Turntable (20A circuits) | Castle Electric Inc
EP-2022-04153 | 2022-05-20 | 2369 W 6TH AVENUE, Vancouver, BC V6K 1W1 | Electrical Permit | Residential | New | Completed | Installation / Repair - Residential - Wiring for car mover control panel - this is only for low voltage part of the driveway car turntable that doing control command. | Vision Security Inc
EP-2022-04736 | 2022-06-07 | 1133 MELVILLE STREET, Vancouver, BC V6E 4E5 | Electrical Permit | Commercial | Tenant Improvement | Completed | Installation / Repair - Commercial - 6 floors of tenant improvement including lighting, lighting control, distribution and communications. Note fire alarm is not in our scope Amend Jun 15, 2023 -"Include a preaction fire alarm system for the communication room on the 33rd floor" >BP: Interior alterations to provide tenant improvement for an Office (Group D) located on floors 31 to 36 in this mixed use commercial building on this site. Reception will be on the 35th floor. | Western Pacific Enterprises Ltd
EP-2022-05585 | 2022-07-04 | 1133 MELVILLE STREET, Vancouver, BC V6E 4E5 | Electrical Permit | Commercial | Tenant Improvement | Completed | Installation / Repair - Commercial - Extra Low Voltage - Installing new upgraded Security Alarm, Card Access, and CCTV System. Electromagnetic locking hardware installation at the entry suite door of levels 19th, 21st, and 22nd. | Tyco Integrated Fire & Security Canada Inc/Tyco Feu Et Securite Integres Canada Inc
EP-2022-04612 | 2022-06-02 | 1133 MELVILLE STREET, Vancouver, BC V6E 4E5 | Electrical Permit | Commercial | Addition | Completed | Installation / Repair - Commercial - Low Voltage HVAC controls wiring and installations >BP: PENDING VCH APPROVAL 31-Jan-2022 tn Interior alterations to provide tenant improvements for a new office at 19th through 22nd floors and the elevator lobby at 23rd floor in this building currently under construction. Interior scope of work from the 19th through 22nd floors includes tenant suite, elevator lobby, public corridor with exclusion of base building core areas and base building washrooms. The 19th floor also includes food prep area/ kitchen and the furniture at the outdoor terrace. The scope of work on the 23rd floor is partial and only includes the elevator lobby area. Note: The sprinkler system for Commercial kitchen (Class 2) at level 19 shall be designed under NFPA 13 to OHG1. As a security measure, it is proposed to install an electromagnetic locking hardware at the entry suite door of Levels 19, 21 and 22. The electromagnetic locks will be will be installed in accordance with Sentence 3.4.6.16. (4) of the VBBL. Sequence of operation letter by Paul Gogan, Architect AIBC along with a sketch showing the proposed location of the maglocks on file. Commitment by the owner to decommission the proposed maglocks once no longer required on file. | Olympic Controls Inc
EP-2022-04420 | 2022-06-06 | 1133 MELVILLE STREET, Vancouver, BC V6E 4E5 | Electrical Permit | Commercial | Tenant Improvement | Cancelled | Installation / Repair - Commercial - -Low voltage HVAC controls installations and wiring >BP: Tenant Improvement to fit out offices at Level 19- Level 22 for Commercial Office use at 1133 Melville St. The Stack >BP: PENDING VCH APPROVAL 31-Jan-2022 tn Interior alterations to provide tenant improvements for a new office at 19th through 22nd floors and the elevator lobby at 23rd floor in this building currently under construction. Interior scope of work from the 19th through 22nd floors includes tenant suite, elevator lobby, public corridor with exclusion of base building core areas and base building washrooms. The 19th floor also includes food prep area/ kitchen and the furniture at the outdoor terrace. The scope of work on the 23rd floor is partial and only includes the elevator lobby area. Note: The sprinkler system for Commercial kitchen (Class 2) at level 19 shall be designed under NFPA 13 to OHG1. As a security measure, it is proposed to install an electromagnetic locking hardware at the entry suite door of Levels 19, 21 and 22. The electromagnetic locks will be will be installed in accordance with Sentence 3.4.6.16. (4) of the VBBL. Sequence of operation letter by Paul Gogan, Architect AIBC along with a sketch showing the proposed location of the maglocks on file. Commitment by the owner to decommission the proposed maglocks once no longer required on file. | Olympic Controls Inc
NULL | NULL | 1133 MELVILLE STREET, Vancouver, BC V6E 4E5 | Electrical Permit | Commercial | Tenant Improvement | Withdrawn | Installation / Repair - Commercial - Installation of power supply equipment (branch panels and transformer), installation of feeder and branch conductors, installation of lighting fixtures and lighting control systems, installation of electrical power devices (receptacles, switches etc), rough-in for power and lighting circuits, rough-i for security and communication cablings. | Houle Electric Limited
SP-2022-00595 | 2022-10-04 | 1133 MELVILLE STREET, Vancouver, BC V6E 4E5 | Sprinkler Permit | Commercial | Tenant Improvement | Completed | Commercial - Sprinkler alterations to provide tenant improvement for an Office (Group D) located on floors 31 to 36 in this mixed use commercial building on this site. Reception will be on the 35th floor. Interconnected floor space per AL-2022-00025 | PML Professional Mechanical Ltd
EP-2022-03116 | 2022-04-19 | 1133 MELVILLE STREET, Vancouver, BC V6E 4E5 | Electrical Permit | Commercial | New | Completed | Installation / Repair - Commercial - Install heat trace to sprinkler lines; electrical connections by others To construct a 38 storey mixed -use building (37 Level building) consisting of: 1 st storey (Basement) - Loading bay and Drop-off Lobby 2 nd storey (Level 1) - Restaurant (A-2) shell , Fitness Amenity & Main Entry Lobby 3 rd storey (Level 2) - Conference Centre 4 rd to 37 th storeys ( Level 3 to Level 36) - office tower (Group D) 38 storey (Roof/Level 37) - in-door pre-function area interconnected with Level 36, | Artech Electric Ltd
EP-2022-02980 | 2022-04-28 | 1133 MELVILLE STREET, Vancouver, BC V6E 4E5 | Electrical Permit | Commercial | Tenant Improvement | Completed | Installation / Repair - Commercial - Installation of power supply equipment (branch panels and transformer), installation of feeder and branch conductors, installation of lighting fixtures and lighting control systems, installation of electrical power devices (receptacles, switches etc), rough-in for power and lighting circuits, rough-in for security and communication cablings. >BP: PENDING VCH APPROVAL 31-Jan-2022 tn Interior alterations to provide tenant improvements for a new office at 19th through 22nd floors and the elevator lobby at 23rd floor in this building currently under construction. Interior scope of work from the 19th through 22nd floors includes tenant suite, elevator lobby, public corridor with exclusion of base building core areas and base building washrooms. The 19th floor also includes food prep area/ kitchen and the furniture at the outdoor terrace. The scope of work on the 23rd floor is partial and only includes the elevator lobby area. Note: The sprinkler system for Commercial kitchen (Class 2) at level 19 shall be designed under NFPA 13 to OHG1. As a security measure, it is proposed to install an electromagnetic locking hardware at the entry suite door of Levels 19, 21 and 22. The electromagnetic locks will be will be installed in accordance with Sentence 3.4.6.16. (4) of the VBBL. Sequence of operation letter by Paul Gogan, Architect AIBC along with a sketch showing the proposed location of the maglocks on file. Commitment by the owner to decommission the proposed maglocks once no longer required on file. | Houle Electric Limited
PP-2022-00962 | 2022-04-12 | 1133 MELVILLE STREET, Vancouver, BC V6E 4E5 | Plumbing Permit | Commercial | Tenant Improvement | Completed | Commercial - Addition of New fixtures and piping as per attached drawings. Interior alterations to provide tenant improvements for a new office at 19th through 22nd floors and the elevator lobby at 23rd floor in this building currently under construction. Interior scope of work from the 19th through 22nd floors includes tenant suite, elevator lobby, public corridor with exclusion of base building core areas and base building washrooms. The 19th floor also includes food prep area/ kitchen and the furniture at the outdoor terrace. The scope of work on the 23rd floor is partial and only includes the elevator lobby area. | Trotter and Morton Building Technologies Inc
SP-2022-00196 | 2022-05-24 | 1133 MELVILLE STREET, Vancouver, BC V6E 4E5 | Sprinkler Permit | Commercial | Tenant Improvement | Completed | Commercial - Sprinkler improvements for a new office at 19th through 22nd floors and the elevator lobby at 23rd floor in this building currently under construction. Interior scope of work from the 19th through 22nd floors includes tenant suite, elevator lobby, public corridor with exclusion of base building core areas and base building washrooms. | PML Professional Mechanical Ltd
EP-2023-10561 | 2023-11-23 | 1133 MELVILLE STREET, Vancouver, BC V6E 4E5 | Electrical Permit | Commercial | Tenant Improvement | Issued | Installation / Repair - Commercial - Low Voltage HVAC Controls. >BP: Interior alterations to demise #1600 into two units to be #1600 and #1650 and to provide first tenant improvements for a new office tenant in #1600 in this existing commercial building on this site. Scope of work: construct demising walls and complete tenant fit out including new partition walls, doors, finishes, millwork, lighting, electrical, plumbing, mechanical and sprinkler work. TENANT: Plenty of Fish | Olympic Controls Inc
EP-2023-10475 | 2023-12-01 | 1133 MELVILLE STREET, Vancouver, BC V6E 4E5 | Electrical Permit | Commercial | Addition | Completed | Installation / Repair - Commercial - FA work - Install 7 new fire alarm speakers for 9th floor. - fire alarm speakers to existing system only, no other changes or impacts. >BP: Interior alterations to provide a first tenant improvement for a new multi floor office tenant on the 9th floor of this existing commercial building. Scope of work: full tenant fit out in a shell space. New walls, doors, millwork, finishes, kitchen/lunch room for new layout. Electrical, Plumbing, Sprinklers, HVAC to suit. REVISION #1: Interior layout changes, t-bar ceiling removal and water fill station relocation. Jul 11/23 - LLL TENANT: Flour Canada Ltd *Tenant occupies 7th to 10th floors - reception on the 10th floor #1000 7th floor - BP-2023- 00630 8th floor - BP-2023- 00641 10th floor- BP-2023- 00649 Letter of Assurance: Schedule A and Architectural Schedule B by David W. Y. Cheung, Architect, AIBC., 604-687-2511 Electrical Schedule B by Cameron Ballard, P.Eng., 604-347-9722 Mech/Plumbing Schedule B by Raymond Cho, P. Eng., 778-956-8555 Building Sprinklered – Separate sprinkler permit required for proposed sprinkler work. Energy checklist is currently no longer required with your Building Permit (BP) application. Some supporting documents are still required at BP stage, specifically Envelope and HVAC, if applicable. Service Water Heating and Lighting supporting documents, if applicable, must be submitted with your related trades permits (e.g. electrical and plumbing). | Houle Electric Limited
EP-2023-10764 | 2024-01-17 | 1133 MELVILLE STREET, Vancouver, BC V6E 4E5 | Electrical Permit | Commercial | Tenant Improvement | Issued | Installation / Repair - Commercial - We currently have a temporary power solution in place as our equipment is on backorder. We will be removing the temporary installation and installing our new 400A switch gear. This permit was pulled at the request of Rob Palmer as we have a temporary splitter and disconnect set up in lieu of our backordered switch gear so the client could occupy. He inspected and approved our temporary solution. He wanted us to pull a separate permit for the work that will be done to install the original spec gear. | SOMATIC HVAC SOLUTIONS LTD
EP-2023-10906 | 2023-12-06 | 1133 MELVILLE STREET, Vancouver, BC V6E 4E5 | Electrical Permit | Commercial | Tenant Improvement | Completed | Installation / Repair - Commercial - Access Control Doors-No Maglocks >BP: Interior alterations to provide a first tenant improvement for a new multi floor office tenant on the 7th floor of this existing commercial building. Scope of work: full floor tenant fit out to shell space. New walls, doors, millwork, finishes, staff kitchen/coffee bar for new layout. Electrical, Plumbing, Sprinklers, HVAC to suit. REVISION #1 1) Adjustment of raised ceiling cove and casework added in kitchen. 2) Double up wall for TV in the meeting room. 3) Added a print/copy area beside the open office. 4) Widened cove and to cover up bulkheads with Gypsum Wall Board. 5) Removed closet off from the electrical room. 6) Removed T-Bar from ceiling and replaced with Gypsum Wall Board. July 18, 2023 mlh *Tenant occupies 7th to 10th floors - reception on the 10th floor #1000 8th floor - BP-2023- 00641 9th floor - BP-2023- 00646 10th floor- BP-2023- 00649 | Paladin Technologies Inc
EP-2023-10958 | 2023-12-06 | 1133 MELVILLE STREET, Vancouver, BC V6E 4E5 | Electrical Permit | Commercial | New | Completed | Installation / Repair - Commercial - Access Control Doors No Maglocks 8th floor >BP: Interior alterations to provide a first tenant improvement for a new multi floor office tenant on the 8th floor of this existing commercial building. Scope of work: full floor tenant fit out to shell space. New walls, doors, millwork, finishes, kitchen/Lunch room for new layout. Electrical, Plumbing, Sprinklers, HVAC to suit. REVISION #1: interior layout changes. June 11, 2023 mlh TENANT: Fluor Canada Ltd. | Paladin Technologies Inc
EP-2023-10959 | 2023-12-07 | 1133 MELVILLE STREET, Vancouver, BC V6E 4E5 | Electrical Permit | Commercial | Tenant Improvement | Completed | Installation / Repair - Commercial - Access Control Doors, No maglocks Floor 9th >BP: Interior alterations to provide a first tenant improvement for a new multi floor office tenant on the 9th floor of this existing commercial building. Scope of work: full tenant fit out in a shell space. New walls, doors, millwork, finishes, kitchen/lunch room for new layout. Electrical, Plumbing, Sprinklers, HVAC to suit. REVISION #1: Interior layout changes, t-bar ceiling removal and water fill station relocation. Jul 11/23 - LLL TENANT: Flour Canada Ltd | Paladin Technologies Inc
EP-2023-10962 | 2023-12-07 | 1133 MELVILLE STREET, Vancouver, BC V6E 4E5 | Electrical Permit | Commercial | Tenant Improvement | Completed | Installation / Repair - Commercial - Access Control Doors, , 10th floor >Permit Amendment Dec 13, 2023 The purpose of this amendment is to include the integration of Access Control to one maglock door, with the maglock supply and installation as scope of work. This modification is essential for the successful completion of the project, and we kindly request your assistance in facilitating the necessary approvals. Amendment Details: Permit Number: EP-2023-10962 Floor: 10th Scope of Amendment: Access Control Integration for one maglock door (Maglock supply & Install by others) Associated Permit Number: BP-2023-00649 *Document(s) uploaded to "Application Documents" tab for Electrical Inspector review. Documents are at pending status at time of permit amendment approval >BP: Interior alterations to provide a first tenant improvement for a new multi floor office tenant on the 9th floor of this existing commercial building. Scope of work: Full tenant fit out in a shell space. New walls, doors, millwork, finishes, kitchen/lunch room for new layout. Electrical, Plumbing, Sprinklers, HVAC to suit. REVISION #1: Remove drop ceiling cloud, t-bar ceiling in storage and in outside wiring closet (replace with GWB), and wall display/case. Re-design entry doors for the 2 executive offices, updated seating booth panels dimension. SEE REVISION APPLICATION FORM FOR A COMPLETE LIST OF WORK. Jul 18/23 - LLL TENANT: Flour Canada Ltd | Paladin Technologies Inc
EP-2023-11036 | 2023-12-11 | 1133 MELVILLE STREET, Vancouver, BC V6E 4E5 | Electrical Permit | Commercial | Tenant Improvement | Issued | Installation / Repair - Commercial - Install new lighting, lighting control, branch wiring, devices, distribution, feeders and voice/data cabling. #2400 and #2500 - 24th and 25th floors Interior alterations to provide first tenant improvements for a new office tenant on the 24th and 25th floors (#2400 and #2500) in this existing 38 storey commercial building over 4 storeys of underground parking being accessed from the lane. Scope of work: construct new partition walls, doors, ceiling work, millwork, finishes, HVAC, new lighting, electrical, mechanical, plumbing and sprinkler work. TENANT: Canaccord Genuity Corp. | Western Pacific Enterprises Ltd
EP-2023-11318 | 2023-12-21 | 1133 MELVILLE STREET, Vancouver, BC V6E 4E5 | Electrical Permit | Commercial | Tenant Improvement | Issued | Installation / Repair - Commercial - Demolition, installation of new lighting, lighting control, distribution, branch wiring, floor boxes, devices, mechanical feeds, communication cabling, and security pathways. >BP: FTI on 11, 12, and 13th floors + interconnecting stairs First tenant improvements of the office unit on floors 11, 12 and 13th. Scope of work includes changing cross over floor from 12th floor to 11th floor, install maglocks in elevator lobbies of 12th and 13th floor, addition of an interconnecting stair between 12th and 13th floor, mechanical works, and electrical works. A single tenant occupies all the said 3 floors. Notes: 1- Related to AL-2023-00153 and AL-2023-00145 2- Reviewed for compliance with VBBL 2019 | Western Pacific Enterprises Ltd
EP-2024-00392 | 2024-01-29 | 1133 MELVILLE STREET, Vancouver, BC V6E 4E5 | Electrical Permit | Commercial | Tenant Improvement | Issued | Installation / Repair - Commercial - Low voltage HVAC control Floors# 11 12 13 >BP: FTI on 11, 12, and 13th floors + interconnecting stairs First tenant improvements of the office unit on floors 11, 12 and 13th. Scope of work includes changing cross over floor from 12th floor to 11th floor, install maglocks in elevator lobbies of 12th and 13th floor, addition of an interconnecting stair between 12th and 13th floor, mechanical works, and electrical works. A single tenant occupies all the said 3 floors. | Olympic Controls Inc
EP-2024-00514 | 2024-01-29 | 1133 MELVILLE STREET, Vancouver, BC V6E 4E5 | Electrical Permit | Commercial | Tenant Improvement | Issued | Installation / Repair - Commercial - Low voltage HVAC controls installation. >BP: Interior alterations to provide first tenant improvements for a new office tenant on the 24th and 25th floors (#2400 and #2500) in this existing 38 storey commercial building over 4 storeys of underground parking being accessed from the lane. Scope of work: construct new partition walls, doors, ceiling work, millwork, finishes, HVAC, new lighting, electrical, mechanical, plumbing and sprinkler work. TENANT: Canaccord Genuity Corp. Letters of Assurance submitted by: Schedule A and Architectural Schedule B, Eizaburo Kibayashi, Architect, Mechanical Schedule B, Mr. Kai Chen, P.Eng., LEED AP, Electrical Schedule B, Mr. Derek Hui, P.Eng OK for one permit per D. Holbrook. Building Review Branch Notes: 1. This permit has been reviewed under the requirements of the VBBL #12511 (2019) 2. Building Sprinklered - Separate sprinkler permit required for proposed work. 3. Alternative solution proposal for exiting AL-2023-00146 4. Contractor shall have a valid business license prior to the commencement of any work. | Olympic Controls Inc
NULL | NULL | 1133 MELVILLE STREET, Vancouver, BC V6E 4E5 | Electrical Permit | Commercial | Renovation | Withdrawn | Installation / Repair - Commercial - TI | SOMATIC HVAC SOLUTIONS LTD
SP-2023-02025 | NULL | 1133 MELVILLE STREET, Vancouver, BC V6E 4E5 | Sprinkler Permit | Commercial | Tenant Improvement | Applicant Revisions | Commercial - Modification of existing sprinkler system on Levels 24 and 25. All sprinkler work is to conform with VBBL 2019, NFPA 10 and NFPA 13. This is not a CP project. >BP: #2400 and #2500 - 24th and 25th floors Interior alterations to provide first tenant improvements for a new office tenant on the 24th and 25th floors (#2400 and #2500) in this existing 38 storey commercial building over 4 storeys of underground parking being accessed from the lane. Scope of work: construct new partition walls, doors, ceiling work, millwork, finishes, HVAC, new lighting, electrical, mechanical, plumbing and sprinkler work. | PML Professional Mechanical Ltd
SP-2023-02026 | NULL | 1133 MELVILLE STREET, Vancouver, BC V6E 4E5 | Sprinkler Permit | Commercial | Tenant Improvement | Applicant Revisions | Commercial - Modification of existing sprinkler system on Levels 11 to 13. All sprinkler work is to conform with VBBL 2019, NFPA10, NFPA 13 the alternative solution prepared by LMDG. This is not a CP project. >BP: FTI on level 11, 12, and 13 + interconnecting stairs First tenant improvements for office spaces on floors 11, 12 and 13th. Scope of work includes alterations to the crossover floor, mechanical work, electrical work and the addition of an interconnecting stair between floor levels 12 and 13. A single tenant occupies all the said 3 floors. Related to: * AL-2023-00153 Issued * DP-2023-00695 In review Obtained full occupancy by OC-2022-00974 DP-2018-00399 (including minor amendment DP-2022-00638) Development permit for the building BP-2018-02682 Construction of the 38 Storey mixed use building | NULL
EP-2023-09265 | 2023-10-13 | 1133 MELVILLE STREET, Vancouver, BC V6E 4E5 | Electrical Permit | Commercial | Addition | Issued | Installation / Repair - Commercial - Installation of new circuit power to communication room and install a receptacle for the DAS system on level 17, 29, and 36. | Houle Electric Limited
EP-2023-09266 | 2023-10-13 | 1133 MELVILLE STREET, Vancouver, BC V6E 4E5 | Electrical Permit | Commercial | Addition | Completed | Installation / Repair - Commercial - Installation of new circuit to the communication rooms and install a twist lock receptacle for the DAS system on P1, 3, 12, 22, and 32. | Houle Electric Limited
EP-2023-08850 | 2023-10-03 | 1133 MELVILLE STREET, Vancouver, BC V6E 4E5 | Electrical Permit | Commercial | Tenant Improvement | Completed | Installation / Repair - Commercial - Low Voltage HVAC Controls. >BP: Interior alterations to provide a first tenant improvement for a new general office tenant on the 26th floor (#2600) in this existing commercial building on the site. Scope of work: complete tenant fit out, construct new partition walls, doors, finishes, power and communications, electrical, mechanical, plumbing and sprinkler work. TENANT: Skeena Resources Ltd. Letters of Assurance submitted by: Schedule A and Architectural Schedule B, Andrew Igel, Architect, ph: 778-839-4260 Mechanical and Plumbing Schedule B, Jordan Taylor, P.eng., ph: 604-685-9381 Electrical Schedule B, Andrew Tashiro, P.Eng., ph: 604-685-9381 OK for Field Review per S. Yue | Olympic Controls Inc
PP-2023-03735 | 2023-10-24 | 1133 MELVILLE STREET, Vancouver, BC V6E 4E5 | Plumbing Permit | Commercial | Tenant Improvement | Issued | Commercial - SUITE #1600 - 16TH FLOOR - Fixtures >BP: #1600 - 16th floor Interior alterations to demise #1600 into two units to be #1600 and #1650 and to provide first tenant improvements for a new office tenant in #1600 in this existing commercial building on this site. Scope of work: construct demising walls and complete tenant fit out including new partition walls, doors, finishes, millwork, lighting, electrical, plumbing, mechanical and sprinkler work. | DAVIDSON BROS MECHANICAL CONTRACTORS
EP-2023-07339 | 2023-08-11 | 1133 MELVILLE STREET, Vancouver, BC V6E 4E5 | Electrical Permit | Commercial | Tenant Improvement | Issued | Temporary Power - Commercial - To provide temporary power. | Houle Electric Limited
EP-2023-07621 | NULL | 1133 MELVILLE STREET, Vancouver, BC V6E 4E5 | Electrical Permit | Commercial | Tenant Improvement | Application Incomplete | Installation / Repair - Commercial - Supply and installation of 14 access controlled doors. Cable pulling included in the scope for the access controlled doors. Installation of cameras, cable by others. | Convergint Technologies Ltd
SP-2023-01481 | 2023-09-15 | 1133 MELVILLE STREET, Vancouver, BC V6E 4E5 | Sprinkler Permit | Commercial | Tenant Improvement | Completed | Commercial - For sprinkler system alterations to the 2019 VBBL and NFPA 13, 2013 for the tenant improvements to provide interior alterations for a first tenant improvement for a new general office tenant on the 26th floor (#2600) in this existing commercial building on the site. Engineer of Record: Tian Cai; 604-475-7733; tcsprinkler@gmail.com Revision #1 - 23-11-22 - Addition of one office - Realign walls + ceiling due to core location - Addition of millwork & revise lighting plan | PML Professional Mechanical Ltd
SP-2023-01494 | 2023-09-25 | 1133 MELVILLE STREET, Vancouver, BC V6E 4E5 | Sprinkler Permit | Commercial | Tenant Improvement | Issued | Commercial - For sprinkler system alterations to the 2019 VBBL and NFPA 13, 2013 for the tenant improvements to provide interior alterations to demise #1600 into two units to be #1600 and #1650 and to provide first tenant improvements for a new office tenant in #1600 in this existing commercial building on this site. Engineer of Record: Tian Cai 604-475-7733 tcsprinkler@gmail.com | PML Professional Mechanical Ltd
EP-2023-07968 | 2023-09-01 | 1133 MELVILLE STREET, Vancouver, BC V6E 4E5 | Electrical Permit | Commercial | Tenant Improvement | Completed | Installation / Repair - Commercial - Upgrade of fire alarm devices and conduit rough-in for fire alarm. >BP: Interior alterations to provide a first tenant improvement for a new general office tenant on the 26th floor (#2600) in this existing commercial building on the site. Scope of work: complete tenant fit out, construct new partition walls, doors, finishes, power and communications, electrical, mechanical, plumbing and sprinkler work. TENANT: Skeena Resources Ltd. Letters of Assurance submitted by: Schedule A and Architectural Schedule B, Andrew Igel, Architect, ph: 778-839-4260 Mechanical and Plumbing Schedule B, Jordan Taylor, P.eng., ph: 604-685-9381 Electrical Schedule B, Andrew Tashiro, P.Eng., ph: 604-685-9381 OK for Field Review per S. Yue Building Sprinklered - Separate sprinkler permit required for proposed sprinkler work. Energy checklist is currently no longer required with your Building Permit (BP) application. Some supporting documents are still required at BP stage, specifically Envelope and HVAC, if applicable. Service Water Heating and Lighting supporting documents, if applicable, must be submitted with your related trades permits (e.g. electrical and plumbing). | Houle Electric Limited
EP-2023-08125 | 2023-09-08 | 1133 MELVILLE STREET, Vancouver, BC V6E 4E5 | Electrical Permit | Commercial | Tenant Improvement | Completed | Installation / Repair - Commercial - New commercial tennant improvement. Install new lighting, power, and lighting controls throughout. New mechanical connections. New horizontal data cabling. New load centers from existing transformer. >BP: Interior alterations to provide a first tenant improvement for a new general office tenant on the 26th floor (#2600) in this existing commercial building on the site. Scope of work: complete tenant fit out, construct new partition walls, doors, finishes, power and communications, electrical, mechanical, plumbing and sprinkler work. TENANT: Skeena Resources Ltd. Letters of Assurance submitted by: Schedule A and Architectural Schedule B, Andrew Igel, Architect, ph: 778-839-4260 Mechanical and Plumbing Schedule B, Jordan Taylor, P.eng., ph: 604-685-9381 Electrical Schedule B, Andrew Tashiro, P.Eng., ph: 604-685-9381 OK for Field Review per S. Yue | SOMATIC HVAC SOLUTIONS LTD
NULL | NULL | 1133 MELVILLE STREET, Vancouver, BC V6E 4E5 | Plumbing Permit | Commercial | Tenant Improvement | Draft | Commercial - Install 3 kitchen sinks | BC COMFORT AIR CONDITIONING LTD
PP-2023-03194 | 2023-09-11 | 1133 MELVILLE STREET, Vancouver, BC V6E 4E5 | Plumbing Permit | Commercial | Tenant Improvement | Completed | Commercial - Install 3 kitchen sinks >BP: #2600 - 26th floor Interior alterations to provide a first tenant improvement for a new general office tenant on the 26th floor (#2600) in this existing commercial building on the site. Scope of work: complete tenant fit out, construct new partition walls, doors, finishes, power and communications, electrical, mechanical, plumbing and sprinkler work. | BC COMFORT AIR CONDITIONING LTD
EP-2023-09198 | 2023-10-12 | 1133 MELVILLE STREET, Vancouver, BC V6E 4E5 | Electrical Permit | Commercial | Tenant Improvement | Issued | Installation / Repair - Commercial - Supply and install new distribution, lighting, lighting control, branch circuit wiring, receptacles, mechanical connections and low voltage pathways. >BP: Interior alterations to demise #1600 into two units to be #1600 and #1650 and to provide first tenant improvements for a new office tenant in #1600 in this existing commercial building on this site. Scope of work: construct demising walls and complete tenant fit out including new partition walls, doors, finishes, millwork, lighting, electrical, plumbing, mechanical and sprinkler work. TENANT: Plenty of Fish Letters of Assurance submitted by: Schedule A and Architectural Schedule B, David W.Y. Cheung, Architect, ph: 604-687-2511 Mechanical and Plumbing Schedule B, Jordan Taylor, P.Eng., ph: 604-685-9381 Electrical Schedule B, Andrew Tashiro, P.Eng., ph: 604-685-9381 OK for Office TI Building Sprinklered - Separate sprinkler permit required for proposed sprinkler work. Energy checklist is currently no longer required with your Building Permit (BP) application. Some supporting documents are still required at BP stage, specifically Envelope and HVAC, if applicable. Service Water Heating and Lighting supporting documents, if applicable, must be submitted with your related trades permits (e.g. electrical and plumbing). | Western Pacific Enterprises Ltd
EP-2023-08712 | 2023-09-27 | 1133 MELVILLE STREET, Vancouver, BC V6E 4E5 | Electrical Permit | Commercial | Addition | Completed | Installation / Repair - Commercial - Supply & install 8x new cameras for all interior on level 1 & 2 and 1x intercom station on level 1 >Permit Amendment Oct 06, 2023 -"Add 1x access control for door L2 201" | Houle Electric Limited
EP-2023-05482 | 2023-06-20 | 1133 MELVILLE STREET, Vancouver, BC V6E 4E5 | Electrical Permit | Commercial | New | Issued | Installation / Repair - Commercial - Installation of Panduit Cat6a FT6 >BP: #Unit 1700 Interior alterations to provide tenant improvement for this first new office tenant (group D) on entire Level 17 and northside of Level 18 in this 38-storey mixed-use building. Scope of work includes installation of a new corridor on Level 16 to change the crossover floor from Level 17 to Level 16. | Combined Systems Inc
NULL | NULL | 1133 MELVILLE STREET, Vancouver, BC V6E 4E5 | Plumbing Permit | Commercial | Tenant Improvement | Withdrawn | Commercial - Added 1 water dispenser and 1 RPBA on level 19 | Trotter and Morton Building Technologies Inc
EP-2023-05804 | 2023-06-28 | 1133 MELVILLE STREET, Vancouver, BC V6E 4E5 | Electrical Permit | Commercial | Addition | Completed | Installation / Repair - Commercial - Install low voltage CCTV and access control system including field devices and power supplies. Maglock hardware installed by others, connection to power supply and fire alarm by Houle. CCTV cabling by others, access control cabling by Houle. Rough-in conduit work by WPE electrical contractors under their own permit. FA installed under EP-2022-06041. >BP: Interior alterations to provide tenant improvement for an Office (Group D) located on floors 31 to 36 in this mixed use commercial building on this site. Reception will be on the 35th floor. NO DP AS PER JOHN GREER FEB-25-22 Revision #1- 2022-09-15- S.Le Refer to related AL-2022-00025 Isolation of the communication stair at levels 31 –34 & 36 via: 1.) 2-hour FRR solid wall and Sprinkler protected glazing. 2.) 2-hour FRR deployable fire shutter on battery backup triggered by automatic devices, openable by manual release. Add magnetic locks at Level 35 Revision #2- 2023-03-30- S.Le Minor interior partition layout changes to Level 31. | Houle Electric Limited
EP-2023-06080 | 2023-07-20 | 1133 MELVILLE STREET, Vancouver, BC V6E 4E5 | Electrical Permit | Commercial | Tenant Improvement | Completed | Installation / Repair - Commercial - Installation of smart film (film, glass, transformer, contacts & wiring). >BP: Interior alterations to provide tenant improvements for a new Office (Group D) on levels 27, 28, 29, and 30. No DP required as per John Greer Apr 21-2022 Revision #1- 2023-04-18- S.Le Interior partition layout changes to Level 29. | Houle Electric Limited
EP-2023-07006 | 2023-08-03 | 1133 MELVILLE STREET, Vancouver, BC V6E 4E5 | Electrical Permit | Commercial | New | Completed | Installation / Repair - Commercial - Install 1x access control for stairwell door on 15th Floor, Door #15-003. Strike lock only, no mag locks. | Houle Electric Limited
EP-2023-06412 | 2023-07-17 | 1133 MELVILLE STREET, Vancouver, BC V6E 4E5 | Electrical Permit | Commercial | Renovation | Issued | Installation / Repair - Commercial - Installation of AV and cable pull. >BP: #1700 Interior alterations to provide tenant improvement for this first new office tenant (group D) on entire Level 17 and northside of Level 18 in this 38-storey mixed-use building. Scope of work includes installation of a new corridor on Level 16 to change the crossover floor from Level 17 to Level 16. Total Occupant Load = Max 244 persons (184 on Level 17 + 60 on Level 18) This is a CP Process Permit and the applicant is Michael Van Blokland, P. Eng., CP. Class 5 Cooking Operation (coffee brewer & espresso machine <= 6kW). Tenant: Plenty of Fish ******REVIEWED UNDER THE PROVISIONS OF VBBL 2019******** STAGED CONSTRUCTION Stage 1: Full Construction (Jan 19/23, A. Min) | AVI-SPL Canada Ltd
NULL | NULL | 1133 MELVILLE STREET, Vancouver, BC V6E 4E5 | Gas Permit | Commercial | Tenant Improvement | Withdrawn | Commercial - Installing a gas line to a new Fire pit on the L-19 Patio | NULL
SP-2023-00955 | 2023-08-01 | 1133 MELVILLE STREET, Vancouver, BC V6E 4E5 | Sprinkler Permit | Commercial | Tenant Improvement | Completed | Commercial - For sprinkler system alterations to the 2019 VBBL and NFPA 13, 2013 for the tenant improvements to provide interior alterations for a new multi floor office tenant on the 7th floor of this existing commercial building. Notes: 1 - Engineer of Record: Ian Mackay; 604-792-7714; ian.mackay@mfpe.ca 2 - Flexible Sprinkler Pipe - Fluor - Automatic sprinkler system has been designed for the use of Victaulic AH2 flexible sprinkler drops with 1" outlets, up to 48" with a maximum of 3 90° degree bends at a 2" bend radius for use with standard spray pendent sprinklers as noted on the sprinkler system shop drawings in the tenant improvement area only. | PML Professional Mechanical Ltd
SP-2023-00954 | 2023-08-01 | 1133 MELVILLE STREET, Vancouver, BC V6E 4E5 | Sprinkler Permit | Commercial | Tenant Improvement | Completed | Commercial - For sprinkler system alterations to the 2019 VBBL and NFPA 13, 2013 for the tenant improvements to provide interior alterations for a new multi floor office tenant on the 8th floor of this existing commercial building. Notes: 1 - Engineer of Record: Ian Mackay; 604-792-7714; ian.mackay@mfpe.ca 2 - Flexible Sprinkler Pipe - Fluor - Automatic sprinkler system has been designed for the use of Victaulic AH2 flexible sprinkler drops with 1" outlets, up to 48" with a maximum of 3 90° degree bends at a 2" bend radius for use with standard spray pendent sprinklers as noted on the sprinkler system shop drawings in the tenant improvement area only. | PML Professional Mechanical Ltd
SP-2023-00953 | 2023-08-01 | 1133 MELVILLE STREET, Vancouver, BC V6E 4E5 | Sprinkler Permit | Commercial | Tenant Improvement | Completed | Commercial - For sprinkler system alterations to the 2019 VBBL and NFPA 13, 2013 for the tenant improvements to provide interior alterations for a new multi floor office tenant on the 9th floor of this existing commercial building. Notes: 1 - Engineer of Record: Ian Mackay; 604-792-7714; ian.mackay@mfpe.ca 2 - Flexible Sprinkler Pipe - Fluor - Automatic sprinkler system has been designed for the use of Victaulic AH2 flexible sprinkler drops with 1" outlets, up to 48" with a maximum of 3 90° degree bends at a 2" bend radius for use with standard spray pendent sprinklers as noted on the sprinkler system shop drawings in the tenant improvement area only. | PML Professional Mechanical Ltd
SP-2023-00952 | 2023-08-01 | 1133 MELVILLE STREET, Vancouver, BC V6E 4E5 | Sprinkler Permit | Commercial | Tenant Improvement | Completed | Commercial - For sprinkler system alterations to the 2019 VBBL and NFPA 13, 2013 for the tenant improvements to provide interior alterations for a new multi floor office tenant on the 10th floor of this existing commercial building. Notes: 1 - Engineer of Record: Ian Mackay; 604-792-7714; ian.mackay@mfpe.ca 2 - Flexible Sprinkler Pipe - Fluor - Automatic sprinkler system has been designed for the use of Victaulic AH2 flexible sprinkler drops with 1" outlets, up to 48" with a maximum of 3 90° degree bends at a 2" bend radius for use with standard spray pendent sprinklers as noted on the sprinkler system shop drawings in the tenant improvement area only. | PML Professional Mechanical Ltd
EP-2023-05248 | 2023-06-13 | 1133 MELVILLE STREET, Vancouver, BC V6E 4E5 | Electrical Permit | Commercial | Tenant Improvement | Completed | Installation / Repair - Commercial - Low voltage HVAC controls Level 7-10 | Olympic Controls Inc
SP-2023-00819 | NULL | 1133 MELVILLE STREET, Vancouver, BC V6E 4E5 | Sprinkler Permit | Commercial | Tenant Improvement | Cancelled | Commercial - Tenant Fit out of Floors 7-10 at 1133 Melville | PML Professional Mechanical Ltd
EP-2023-04502 | 2023-05-23 | 1133 MELVILLE STREET, Vancouver, BC V6E 4E5 | Electrical Permit | Commercial | Tenant Improvement | Completed | Installation / Repair - Commercial - Tenant improvement with new power, lighting and telecom wiring >BP: Interior alterations to provide a first tenant improvement for a new multi floor office tenant on the 9th floor of this existing commercial building. Scope of work: full tenant fit out in a shell space. New walls, doors, millwork, finishes, kitchen/lunch room for new layout. Electrical, Plumbing, Sprinklers, HVAC to suit. TENANT: Flour Canada Ltd *Tenant occupies 7th to 10th floors - reception on the 10th floor #1000 7th floor - BP-2023- 00630 8th floor - BP-2023- 00641 9th floor - BP-2023- 00646 Letter of Assurance: Schedule A and Architectural Schedule B by David W. Y. Cheung, Architect, AIBC., 604-687-2511 Electrical Schedule B by Cameron Ballard, P.Eng., 604-347-9722 Mech/Plumbing Schedule B by Raymond Cho, P. Eng., 778-956-8555 Building Sprinklered – Separate sprinkler permit required for proposed sprinkler work. Energy checklist is currently no longer required with your Building Permit (BP) application. Some supporting documents are still required at BP stage, specifically Envelope and HVAC, if applicable. Service Water Heating and Lighting supporting documents, if applicable, must be submitted with your related trades permits (e.g. electrical and plumbing). | Western Pacific Enterprises Ltd
EP-2023-04494 | 2023-05-23 | 1133 MELVILLE STREET, Vancouver, BC V6E 4E5 | Electrical Permit | Commercial | Tenant Improvement | Completed | Installation / Repair - Commercial - Tenant improvement with new power, lighting and telecom wiring >BP: Interior alterations to provide a first tenant improvement for a new multi floor office tenant on the 7th floor of this existing commercial building. Scope of work: full floor tenant fit out to shell space. New walls, doors, millwork, finishes, staff kitchen/coffee bar for new layout. Electrical, Plumbing, Sprinklers, HVAC to suit. *Tenant occupies 7th to 10th floors - reception on the 10th floor #1000 8th floor - BP-2023- 00641 9th floor - BP-2023- 00646 10th floor- BP-2023- 00649 Letters of Assurance: Schedule A by David W. Y. Cheung, Architect, AIBC. ph#604-687-2511 Architectural Schedule B by David W. Y. Cheung, Architect, AIBC. ph#604-687-2511. Electrical Schedule B by Cameron Ballard, P.Eng. ph#604-347-9722 Mech/Plumbing Schedule B by Raymond Cho, P. Eng. ph#778-956-8555 Energy checklist is currently no longer required with your Building Permit (BP) application. Some supporting documents are still required at BP stage, specifically Envelope and HVAC, if applicable. Service Water Heating and Lighting supporting documents, if applicable, must be submitted with your related trades permits (e.g. electrical and plumbing) | Western Pacific Enterprises Ltd
EP-2023-04497 | 2023-05-23 | 1133 MELVILLE STREET, Vancouver, BC V6E 4E5 | Electrical Permit | Commercial | Tenant Improvement | Completed | Installation / Repair - Commercial - Tenant improvement with new power, lighting and telecom wiring >BP: Interior alterations to provide a first tenant improvement for a new multi floor office tenant on the 8th floor of this existing commercial building. Scope of work: full floor tenant fit out to shell space. New walls, doors, millwork, finishes, kitchen/Lunch room for new layout. Electrical, Plumbing, Sprinklers, HVAC to suit. *Tenant occupies 7th to 10th floors - reception on the 10th floor #1000 7th floor - BP-2023- 00630 9th floor - BP-2023-00646 10th floor- BP-2023- 00649 Letters of Assurance: Schedule A by David W. Y. Cheung, Architect, AIBC. ph#604-687-2511 Architectural Schedule B by David W. Y. Cheung, Architect, AIBC. ph#604-687-2511. Mech/Plumbing Schedule B by Raymond Cho, P. Eng. ph#778-956-8555 Electrical Schedule B by Cameron Ballard, P.Eng. ph#604-347-9722 Energy checklist is currently no longer required with your Building Permit (BP) application. Some supporting documents are still required at BP stage, specifically Envelope and HVAC, if applicable. Service Water Heating and Lighting supporting documents, if applicable, must be submitted with your related trades permits (e.g. electrical and plumbing). | Western Pacific Enterprises Ltd
EP-2023-04501 | 2023-05-23 | 1133 MELVILLE STREET, Vancouver, BC V6E 4E5 | Electrical Permit | Commercial | Tenant Improvement | Completed | Installation / Repair - Commercial - Tenant improvement with new power, lighting and telecom wiring. >BP: Interior alterations to provide a first tenant improvement for a new multi floor office tenant on the 9th floor of this existing commercial building. Scope of work: full tenant fit out in a shell space. New walls, doors, millwork, finishes, kitchen/lunch room for new layout. Electrical, Plumbing, Sprinklers, HVAC to suit. TENANT: Flour Canada Ltd *Tenant occupies 7th to 10th floors - reception on the 10th floor #1000 7th floor - BP-2023- 00630 8th floor - BP-2023- 00641 10th floor- BP-2023- 00649 Letter of Assurance: Schedule A and Architectural Schedule B by David W. Y. Cheung, Architect, AIBC., 604-687-2511 Electrical Schedule B by Cameron Ballard, P.Eng., 604-347-9722 Mech/Plumbing Schedule B by Raymond Cho, P. Eng., 778-956-8555 Building Sprinklered – Separate sprinkler permit required for proposed sprinkler work. Energy checklist is currently no longer required with your Building Permit (BP) application. Some supporting documents are still required at BP stage, specifically Envelope and HVAC, if applicable. Service Water Heating and Lighting supporting documents, if applicable, must be submitted with your related trades permits (e.g. electrical and plumbing). | Western Pacific Enterprises Ltd
EP-2023-04443 | 2023-05-23 | 1133 MELVILLE STREET, Vancouver, BC V6E 4E5 | Electrical Permit | Commercial | Tenant Improvement | Completed | Installation / Repair - Commercial - Revision and additions to the base building fire alarm system on Level 7 for office tenant improvement. >BP: Interior alterations to provide a first tenant improvement for a new multi floor office tenant on the 7th floor of this existing commercial building. Scope of work: full floor tenant fit out to shell space. New walls, doors, millwork, finishes, staff kitchen/coffee bar for new layout. Electrical, Plumbing, Sprinklers, HVAC to suit. *Tenant occupies 7th to 10th floors - reception on the 10th floor #1000 8th floor - BP-2023- 00641 9th floor - BP-2023- 00646 10th floor- BP-2023- 00649 Letters of Assurance: Schedule A by David W. Y. Cheung, Architect, AIBC. ph#604-687-2511 Architectural Schedule B by David W. Y. Cheung, Architect, AIBC. ph#604-687-2511. Electrical Schedule B by Cameron Ballard, P.Eng. ph#604-347-9722 Mech/Plumbing Schedule B by Raymond Cho, P. Eng. ph#778-956-8555 Energy checklist is currently no longer required with your Building Permit (BP) application. Some supporting documents are still required at BP stage, specifically Envelope and HVAC, if applicable. Service Water Heating and Lighting supporting documents, if applicable, must be submitted with your related trades permits (e.g. electrical and plumbing). | Houle Electric Limited
EP-2023-04444 | 2023-05-23 | 1133 MELVILLE STREET, Vancouver, BC V6E 4E5 | Electrical Permit | Commercial | Tenant Improvement | Completed | Installation / Repair - Commercial - Revision and additions to the base building fire alarm system on Level 8 for office tenant improvement. Amendment October 6, 2023: "Please amend to add installation of addressable monitoring devices and 2 heat detectors for new pre-action system. Updating existing FA panel graphic. Please add an additional $9000 to job value." >BP: Interior alterations to provide a first tenant improvement for a new multi floor office tenant on the 8th floor of this existing commercial building. Scope of work: full floor tenant fit out to shell space. New walls, doors, millwork, finishes, kitchen/Lunch room for new layout. Electrical, Plumbing, Sprinklers, HVAC to suit. *Tenant occupies 7th to 10th floors - reception on the 10th floor #1000 7th floor - BP-2023- 00630 9th floor - BP-2023-00646 10th floor- BP-2023- 00649 Letters of Assurance: Schedule A by David W. Y. Cheung, Architect, AIBC. ph#604-687-2511 Architectural Schedule B by David W. Y. Cheung, Architect, AIBC. ph#604-687-2511. Mech/Plumbing Schedule B by Raymond Cho, P. Eng. ph#778-956-8555 Electrical Schedule B by Cameron Ballard, P.Eng. ph#604-347-9722 Energy checklist is currently no longer required with your Building Permit (BP) application. Some supporting documents are still required at BP stage, specifically Envelope and HVAC, if applicable. Service Water Heating and Lighting supporting documents, if applicable, must be submitted with your related trades permits (e.g. electrical and plumbing). | Houle Electric Limited
EP-2023-04445 | 2023-05-23 | 1133 MELVILLE STREET, Vancouver, BC V6E 4E5 | Electrical Permit | Commercial | Tenant Improvement | Completed | Installation / Repair - Commercial - Revision and additions to the base building fire alarm system on Level 9 for office tenant improvement. >BP: Interior alterations to provide a first tenant improvement for a new multi floor office tenant on the 9th floor of this existing commercial building. Scope of work: full tenant fit out in a shell space. New walls, doors, millwork, finishes, kitchen/lunch room for new layout. Electrical, Plumbing, Sprinklers, HVAC to suit. TENANT: Flour Canada Ltd *Tenant occupies 7th to 10th floors - reception on the 10th floor #1000 7th floor - BP-2023- 00630 8th floor - BP-2023- 00641 10th floor- BP-2023- 00649 Letter of Assurance: Schedule A and Architectural Schedule B by David W. Y. Cheung, Architect, AIBC., 604-687-2511 Electrical Schedule B by Cameron Ballard, P.Eng., 604-347-9722 Mech/Plumbing Schedule B by Raymond Cho, P. Eng., 778-956-8555 Building Sprinklered – Separate sprinkler permit required for proposed sprinkler work. Energy checklist is currently no longer required with your Building Permit (BP) application. Some supporting documents are still required at BP stage, specifically Envelope and HVAC, if applicable. Service Water Heating and Lighting supporting documents, if applicable, must be submitted with your related trades permits (e.g. electrical and plumbing). | Houle Electric Limited
EP-2023-04447 | 2023-05-23 | 1133 MELVILLE STREET, Vancouver, BC V6E 4E5 | Electrical Permit | Commercial | Tenant Improvement | Completed | Installation / Repair - Commercial - Revision and additions to the base building fire alarm system on Level 10 for office tenant improvement. >Permit Amendment Oct 10, 2023 -Amend to add 1 FA relay to control elevator lobby maglock. >BP: 10th Floor - #1000 Interior alterations to provide a first tenant improvement for a new multi floor office tenant on the 9th floor of this existing commercial building. Scope of work: full tenant fit out in a shell space. New walls, doors, millwork, finishes, kitchen/lunch room for new layout. Electrical, Plumbing, Sprinklers, HVAC to suit. TENANT: Flour Canada Ltd *Tenant occupies 7th to 10th floors - reception on the 10th floor #1000 7th floor - BP-2023- 00630 8th floor - BP-2023- 00641 9th floor - BP-2023- 00646 Letter of Assurance: Schedule A and Architectural Schedule B by David W. Y. Cheung, Architect, AIBC., 604-687-2511 Electrical Schedule B by Cameron Ballard, P.Eng., 604-347-9722 Mech/Plumbing Schedule B by Raymond Cho, P. Eng., 778-956-8555 Building Sprinklered – Separate sprinkler permit required for proposed sprinkler work. Energy checklist is currently no longer required with your Building Permit (BP) application. Some supporting documents are still required at BP stage, specifically Envelope and HVAC, if applicable. Service Water Heating and Lighting supporting documents, if applicable, must be submitted with your related trades permits (e.g. electrical and plumbing). | Houle Electric Limited
PP-2023-00746 | 2023-03-14 | 1133 MELVILLE STREET, Vancouver, BC V6E 4E5 | Plumbing Permit | Commercial | Tenant Improvement | Completed | Commercial - Fixtures >BP: #Unit 1700 Interior alterations to provide tenant improvement for this first new office tenant (group D) on entire Level 17 and northside of Level 18 in this 38-storey mixed-use building. Scope of work includes installation of a new corridor on Level 16 to change the crossover floor from Level 17 to Level 16. | DAVIDSON BROS MECHANICAL CONTRACTORS
NULL | NULL | 1133 MELVILLE STREET, Vancouver, BC V6E 4E5 | Electrical Permit | Commercial | NULL | Withdrawn | Annual / Operating - New AOP for 1133 Melville, The Stack | Houle Electric Limited
EP-2023-01203 | 2023-04-05 | 1133 MELVILLE STREET, Vancouver, BC V6E 4E5 | Electrical Permit | Commercial | Tenant Improvement | Issued | Installation / Repair - Commercial - Fire alarm wiring & devices, security cabling & devices, connections to base building transformers and panels. >Permit Amendment Aug 21, 2023 -Remove work scope for 'security cabling & devices'. We've had a change order and will not be completing that portion of the install *Document(s) uploaded to "Application Documents" tab for Electrical Inspector review and is currently at pending status >BP: #Unit 1700 Interior alterations to provide tenant improvement for this first new office tenant (group D) on entire Level 17 and northside of Level 18 in this 38-storey mixed-use building. Scope of work includes installation of a new corridor on Level 16 to change the crossover floor from Level 17 to Level 16. Total Occupant Load = Max 244 persons (184 on Level 17 + 60 on Level 18) This is a CP Process Permit and the applicant is Michael Van Blokland, P. Eng., CP. Class 5 Cooking Operation (coffee brewer & espresso machine <= 6kW). Tenant: Plenty of Fish ******REVIEWED UNDER THE PROVISIONS OF VBBL 2019******** STAGED CONSTRUCTION Stage 1: Full Construction (Jan 19/23, A. Min) | Houle Electric Limited
EP-2023-01157 | 2023-02-10 | 1133 MELVILLE STREET, Vancouver, BC V6E 4E5 | Electrical Permit | Commercial | Tenant Improvement | Completed | Installation / Repair - Commercial - Low voltage AV cabling >BP: Interior alterations to provide tenant improvement for an Office (Group D) located on floors 31 to 36 in this mixed use commercial building on this site. Reception will be on the 35th floor. NO DP AS PER JOHN GREER FEB-25-22 Revision #1- 2022-09-15- S.Le Refer to related AL-2022-00025 Isolation of the communication stair at levels 31 –34 & 36 via: 1.) 2-hour FRR solid wall and Sprinkler protected glazing. 2.) 2-hour FRR deployable fire shutter on battery backup triggered by automatic devices, openable by manual release. Add magnetic locks at Level 35 | AVI-SPL Canada Ltd
EP-2023-01155 | 2023-02-10 | 1133 MELVILLE STREET, Vancouver, BC V6E 4E5 | Electrical Permit | Commercial | Tenant Improvement | Completed | Installation / Repair - Commercial - Low voltage AV cabling >BP: Interior alterations to provide tenant improvements for a new Office (Group D) at Level 15- Suite 1500 in this mixed use building. NO DP as per J Greer Apr 22-2022 Building Review Branch Notes: Refer to AL-2022-00072 for electromagnetic locks at the glazed suite entry doors. | AVI-SPL Canada Ltd
EP-2023-03013 | 2023-04-06 | 1133 MELVILLE STREET, Vancouver, BC V6E 4E5 | Electrical Permit | Commercial | NULL | Issued | Annual / Operating - Maintenance of existing operating electrical equipment. | Ainsworth Inc
NULL | NULL | 1133 MELVILLE STREET, Vancouver, BC V6E 4E5 | Electrical Permit | Commercial | NULL | Withdrawn | Annual / Operating - electrical annual operating permit and inspections | Ainsworth Inc
EP-2023-03134 | 2023-04-12 | 1133 MELVILLE STREET, Vancouver, BC V6E 4E5 | Electrical Permit | Commercial | Tenant Improvement | Issued | Installation / Repair - Commercial - Low Voltage HVAC Controls >BP: #Unit 1700 Interior alterations to provide tenant improvement for this first new office tenant (group D) on entire Level 17 and northside of Level 18 in this 38-storey mixed-use building. Scope of work includes installation of a new corridor on Level 16 to change the crossover floor from Level 17 to Level 16. Total Occupant Load = Max 244 persons (184 on Level 17 + 60 on Level 18) This is a CP Process Permit and the applicant is Michael Van Blokland, P. Eng., CP. Class 5 Cooking Operation (coffee brewer & espresso machine <= 6kW). Tenant: Plenty of Fish ******REVIEWED UNDER THE PROVISIONS OF VBBL 2019******** STAGED CONSTRUCTION Stage 1: Full Construction (Jan 19/23, A. Min) | Olympic Controls Inc
EP-2023-03221 | 2023-04-14 | 1133 MELVILLE STREET, Vancouver, BC V6E 4E5 | Electrical Permit | Commercial | Tenant Improvement | Completed | Installation / Repair - Commercial - Low Voltage Audio Visual Cabling. >BP: Interior alterations to provide tenant improvements for a new Office (Group D) on levels 27, 28, 29, and 30. No DP required as per John Greer Apr 21-2022 | AVI-SPL Canada Ltd
PP-2023-01355 | 2023-04-19 | 1133 MELVILLE STREET, Vancouver, BC V6E 4E5 | Plumbing Permit | Commercial | Tenant Improvement | Completed | Commercial - UNIT #1000 - 10TH FLOOR - tenant improvement >BP: 10th Floor - #1000 Interior alterations to provide a first tenant improvement for a new multi floor office tenant on the 9th floor of this existing commercial building. Scope of work: full tenant fit out in a shell space. New walls, doors, millwork, finishes, kitchen/lunch room for new layout. Electrical, Plumbing, Sprinklers, HVAC to suit. | BC COMFORT AIR CONDITIONING LTD
PP-2023-01354 | 2023-04-19 | 1133 MELVILLE STREET, Vancouver, BC V6E 4E5 | Plumbing Permit | Commercial | Tenant Improvement | Completed | Commercial - UNIT #900 - 9TH FLOOR - tenant improvement >BP: 9th Floor - #900 Interior alterations to provide a first tenant improvement for a new multi floor office tenant on the 9th floor of this existing commercial building. Scope of work: full tenant fit out in a shell space. New walls, doors, millwork, finishes, kitchen/lunch room for new layout. Electrical, Plumbing, Sprinklers, HVAC to suit. | BC COMFORT AIR CONDITIONING LTD
PP-2023-01353 | 2023-04-19 | 1133 MELVILLE STREET, Vancouver, BC V6E 4E5 | Plumbing Permit | Commercial | Tenant Improvement | Completed | Commercial - UNIT #800 - 8TH FLOOR - tenant improvement >BP: 8th floor - #800 Interior alterations to provide a first tenant improvement for a new multi floor office tenant on the 8th floor of this existing commercial building. Scope of work: full floor tenant fit out to shell space. New walls, doors, millwork, finishes, kitchen/Lunch room for new layout. Electrical, Plumbing, Sprinklers, HVAC to suit. | BC COMFORT AIR CONDITIONING LTD
PP-2023-01352 | 2023-04-19 | 1133 MELVILLE STREET, Vancouver, BC V6E 4E5 | Plumbing Permit | Commercial | Tenant Improvement | Completed | Commercial - UNIT #700 - 7TH FLOOR - Tenant Improvement >BP: 7th floor - #700 Interior alterations to provide a first tenant improvement for a new multi floor office tenant on the 7th floor of this existing commercial building. Scope of work: full floor tenant fit out to shell space. New walls, doors, millwork, finishes, staff kitchen/coffee bar for new layout. Electrical, Plumbing, Sprinklers, HVAC to suit. | BC COMFORT AIR CONDITIONING LTD
EP-2022-10306 | NULL | 1133 MELVILLE STREET, Vancouver, BC V6E 4E5 | Electrical Permit | Commercial | Tenant Improvement | Cancelled | Installation / Repair - Commercial - Extra Low Voltage - Installing new upgraded Security Alarm, Card Access, and CCTV System. Electromagnetic locking hardware installation at the entry suite door of levels 19th, 21st, and 22nd. | Tyco Integrated Fire & Security Canada Inc/Tyco Feu Et Securite Integres Canada Inc
EP-2022-05587 | NULL | 1133 MELVILLE STREET, Vancouver, BC V6E 4E5 | Electrical Permit | Commercial | Tenant Improvement | Cancelled | Installation / Repair - Commercial - Extra Low Voltage - Installing new upgraded Security Alarm, Card Access, and CCTV System. Electromagnetic locking hardware installation at the entry suite door of levels 19th, 21st, and 22nd. | Tyco Integrated Fire & Security Canada Inc/Tyco Feu Et Securite Integres Canada Inc
EP-2022-05586 | NULL | 1133 MELVILLE STREET, Vancouver, BC V6E 4E5 | Electrical Permit | Commercial | Tenant Improvement | Cancelled | Installation / Repair - Commercial - Extra Low Voltage - Installing new upgraded Security Alarm, Card Access, and CCTV System. Electromagnetic locking hardware installation at the entry suite door of levels 19th, 21st, and 22nd. | Tyco Integrated Fire & Security Canada Inc/Tyco Feu Et Securite Integres Canada Inc
EP-2022-05616 | 2022-07-04 | 1133 MELVILLE STREET, Vancouver, BC V6E 4E5 | Electrical Permit | Commercial | New | Expired | Temporary Power - Commercial - Sea can service #2. Temporary service connections to 1x 600V/400A portable sea can service , 2x cranes, 2x hoists, 1x placing boom and 4x site trailers. Valid: July 11, 2020 to July 10, 2021 Attached to EP-2019-06074 **AMenmdnet Nov 16, 2021** Please change FSR to Nathan Brandon, Class B, CE010106539. Thank you! | Houle Electric Limited
EP-2022-05953 | 2022-07-15 | 1133 MELVILLE STREET, Vancouver, BC V6E 4E5 | Electrical Permit | Commercial | Tenant Improvement | Completed | Installation / Repair - Commercial - HVAC Controls >BP: Interior alterations to provide tenant improvement for an Office (Group D) located on floors 31 to 36 in this mixed use commercial building on this site. Reception will be on the 35th floor. NO DP AS PER JOHN GREER FEB-25-22 | Olympic Controls Inc
PP-2022-02467 | 2022-07-18 | 1133 MELVILLE STREET, Vancouver, BC V6E 4E5 | Plumbing Permit | Commercial | Tenant Improvement | Completed | Commercial - Tenant Improvement - Level 15 >Interior alterations to provide tenant improvements for a new Office (Group D) at Level 15- Suite 1500 in this mixed use building. NO DP as per J Greer Apr 22-2022 Building Review Branch Notes: Refer to AL-2022-00072 for electromagnetic locks at the glazed suite entry doors. | PML Professional Mechanical Ltd
SP-2022-01133 | NULL | 1133 MELVILLE STREET, Vancouver, BC V6E 4E5 | Sprinkler Permit | Commercial | Tenant Improvement | Withdrawn | Commercial - Tenant Improvement Sprinkler for: >BP: Interior alterations to provide tenant improvements for a new Office (Group D) at Level 15- Suite 1500 in this mixed use building. Building Review Branch Notes: Refer to AL-2022-00072 for electromagnetic locks at the glazed suite entry doors. | PML Professional Mechanical Ltd
SP-2022-01115 | 2022-10-03 | 1133 MELVILLE STREET, Vancouver, BC V6E 4E5 | Sprinkler Permit | Commercial | Tenant Improvement | Completed | Commercial - Sprinkler alterations to provide tenant improvements for a new Office (Group D) at Level 15- Suite 1500 in this mixed use building. Associated alternative solutions: AL-2019-00201 EoR: Keith Trulson - Integral Group | PML Professional Mechanical Ltd
EP-2022-06041 | 2022-07-22 | 1133 MELVILLE STREET, Vancouver, BC V6E 4E5 | Electrical Permit | Commercial | Tenant Improvement | Completed | Installation / Repair - Commercial - Installation of conduits, wire and fire alarm devices -Updated FA scope: Supply and installation of conduits and wires for fire alarm system, supply and installation of fire alarm devices (smoke detectors, speakers and relays), and verification and programing of the fire alarm devices, Levels 31-36 *Amend Jun 14, 2023 -"Fire Shutter control wiring, push button bypass and monitoring devices for sprinkler equipment" >BP: Interior alterations to provide tenant improvement for an Office (Group D) located on floors 31 to 36 in this mixed use commercial building on this site. Reception will be on the 35th floor. | Houle Electric Limited
PP-2022-02500 | 2022-08-31 | 1133 MELVILLE STREET, Vancouver, BC V6E 4E5 | Plumbing Permit | Commercial | Tenant Improvement | Completed | Commercial - plumbing fixtures for: >BP: Interior alterations to provide tenant improvement for an Office (Group D) located on floors 31 to 36 in this mixed use commercial building on this site. Reception will be on the 35th floor. | DAVIDSON BROS MECHANICAL CONTRACTORS
EP-2022-06382 | 2022-08-05 | 1133 MELVILLE STREET, Vancouver, BC V6E 4E5 | Electrical Permit | Commercial | Tenant Improvement | Completed | Installation / Repair - Commercial - LEVEL #15 - Installation of distribution equipment (branch panels), installation of feeder and branch conductors, installation of lighting fixtures and lighting control systems, installation of electrical power devices (receptacles, switches etc), rough-in for power and lighting circuits, rough-in for security and communication cablings. Also included are access control (strike locks) and structured cabling. BP: Interior alterations to provide tenant improvements for a new Office (Group D) at Level 15- Suite 1500 in this mixed use building. *Mar 22, 2023 Amendment -Maglocks | Houle Electric Limited
EP-2022-08272 | 2022-10-12 | 1133 MELVILLE STREET, Vancouver, BC V6E 4E5 | Electrical Permit | Commercial | Tenant Improvement | Completed | Installation / Repair - Commercial - - 18/2 Speaker rough in for (192) speakers - Supply120V power to (4) Controllers - Supply power to (6) power supplies - Suspend and seismic speakers from aircraft cable - Installation of speakers >BP: Interior alterations to provide tenant improvements for a new office at 19th through 22nd floors and the elevator lobby at 23rd floor in this building currently under construction. Interior scope of work from the 19th through 22nd floors includes tenant suite, elevator lobby, public corridor with exclusion of base building core areas and base building washrooms. The 19th floor also includes food prep area/ kitchen and the furniture at the outdoor terrace. The scope of work on the 23rd floor is partial and only includes the elevator lobby area. | TDR Electric Inc
EP-2022-08531 | 2022-10-11 | 1133 MELVILLE STREET, Vancouver, BC V6E 4E5 | Electrical Permit | Commercial | Tenant Improvement | Completed | Installation / Repair - Commercial - SUITE #1500 - LEVEL 15 -HVAC Controls >BP: Interior alterations to provide tenant improvements for a new Office (Group D) at Level 15- Suite 1500 in this mixed use building. | Olympic Controls Inc
EP-2022-08059 | 2022-12-01 | 1133 MELVILLE STREET, Vancouver, BC V6E 4E5 | Electrical Permit | Commercial | Tenant Improvement | Completed | Installation / Repair - Commercial - Installation of distribution equipment (branch panels), installation of feeder and branch conductors, installation of lighting fixtures and lighting control systems, installation of electrical power devices (receptacles, switches etc), rough-in for power and lighting circuits, rough-in for security and communication cablings. Also included are access control and structured cabling. >BP: Interior alterations to provide tenant improvements for a new Office (Group D) on levels 27, 28, 29, and 30. No DP required as per John Greer Apr 21-2022 | Houle Electric Limited
EP-2022-07389 | 2022-09-01 | 1133 MELVILLE STREET, Vancouver, BC V6E 4E5 | Electrical Permit | Commercial | Tenant Improvement | Completed | Installation / Repair - Commercial - Install heat trace to domestic cold water; electrical connections by others >BP: Interior alterations to provide tenant improvements for a new Office (Group D) at Level 15- Suite 1500 in this mixed use building. NO DP as per J Greer Apr 22-2022 Building Review Branch Notes: Refer to AL-2022-00072 for electromagnetic locks at the glazed suite entry doors. | Artech Electric Ltd
EP-2022-07326 | 2022-08-31 | 1133 MELVILLE STREET, Vancouver, BC V6E 4E5 | Electrical Permit | Commercial | New | Completed | Installation / Repair - Commercial - Audio Visual low voltage cabling on 19th floor. Category, 16awg, 22awg cabling. >BP: PENDING VCH APPROVAL 31-Jan-2022 tn Interior alterations to provide tenant improvements for a new office at 19th through 22nd floors and the elevator lobby at 23rd floor in this building currently under construction. Interior scope of work from the 19th through 22nd floors includes tenant suite, elevator lobby, public corridor with exclusion of base building core areas and base building washrooms. The 19th floor also includes food prep area/ kitchen and the furniture at the outdoor terrace. The scope of work on the 23rd floor is partial and only includes the elevator lobby area. Note: The sprinkler system for Commercial kitchen (Class 2) at level 19 shall be designed under NFPA 13 to OHG1. As a security measure, it is proposed to install an electromagnetic locking hardware at the entry suite door of Levels 19, 21 and 22. The electromagnetic locks will be will be installed in accordance with Sentence 3.4.6.16. (4) of the VBBL. Sequence of operation letter by Paul Gogan, Architect AIBC along with a sketch showing the proposed location of the maglocks on file. Commitment by the owner to decommission the proposed maglocks once no longer required on file. | Applied Electronics Limited
SP-2022-01401 | 2022-12-09 | 1133 MELVILLE STREET, Vancouver, BC V6E 4E5 | Sprinkler Permit | Commercial | Tenant Improvement | Completed | Commercial - For sprinkler system alterations to the 2019 VBBL and NFPA 13, 2013 for the tenant improvements to provide interior alterations to provide tenant improvements for a new Office (Group D) on levels 27, 28, 29, and 30. 1. This application does not include any of the following: • Warehouse storage arrangements, or mobile compact storage arrangements. • Changes to the sprinkler system supply piping (e.g. valves, mains, cross-mains, etc.). • Flexible sprinkler pipe. • New alternative solutions and/or modifications to existing alternative solutions. • Change in occupancy and/or hazard classification. Engineer of Record: Tian Cai 604-475-7733 tcsprinkler@gmail.com Certified Professional: Michael Van Blokland 604-682-7146 mvanblokland@lmdg.com Revision #1 - 2023-04-24 - S.K.S Interior partition layout changes to Level 29. | PML Professional Mechanical Ltd
EP-2022-09098 | 2022-10-27 | 1133 MELVILLE STREET, Vancouver, BC V6E 4E5 | Electrical Permit | Commercial | Addition | Completed | Installation / Repair - Commercial - Low Voltage Data Cabling NO MAG LOCKS >BP: PENDING VCH APPROVAL 31-Jan-2022 tn Interior alterations to provide tenant improvements for a new office at 19th through 22nd floors and the elevator lobby at 23rd floor in this building currently under construction. Interior scope of work from the 19th through 22nd floors includes tenant suite, elevator lobby, public corridor with exclusion of base building core areas and base building washrooms. The 19th floor also includes food prep area/ kitchen and the furniture at the outdoor terrace. The scope of work on the 23rd floor is partial and only includes the elevator lobby area. Note: The sprinkler system for Commercial kitchen (Class 2) at level 19 shall be designed under NFPA 13 to OHG1. As a security measure, it is proposed to install an electromagnetic locking hardware at the entry suite door of Levels 19, 21 and 22. The electromagnetic locks will be will be installed in accordance with Sentence 3.4.6.16. (4) of the VBBL. Sequence of operation letter by Paul Gogan, Architect AIBC along with a sketch showing the proposed location of the maglocks on file. Commitment by the owner to decommission the proposed maglocks once no longer required on file. | PALADIN TECHNOLOGIES INC
PP-2022-03676 | 2022-11-01 | 1133 MELVILLE STREET, Vancouver, BC V6E 4E5 | Plumbing Permit | Commercial | Tenant Improvement | Completed | Commercial - Interior alterations to provide tenant improvements for a new Office at Level 27 - 30 in this mixed use building. Interior alterations to provide tenant improvements for a new Office (Group D) on levels 27, 28, 29, and 30. >Amend: May 23 -The one additional SK-2 Sink is on Level 29. (re: BP revision #1 - there is a sink in the Wellness Room) | PML Professional Mechanical Ltd
EP-2022-08529 | NULL | 1133 MELVILLE STREET, Vancouver, BC V6E 4E5 | Electrical Permit | Commercial | Tenant Improvement | Withdrawn | Installation / Repair - Commercial - HVAC Tennant Improvement Level 31-36 | Olympic Controls Inc
EP-2022-09497 | 2022-11-09 | 1133 MELVILLE STREET, Vancouver, BC V6E 4E5 | Electrical Permit | Commercial | Tenant Improvement | Completed | Installation / Repair - Commercial - Low voltage HVAC controls >BP: Interior alterations to provide tenant improvements for a new Office (Group D) on levels 27, 28, 29, and 30. No DP required as per John Greer Apr 21-2022 Revision #1- 2023-04-18- S.Le Interior partition layout changes to Level 29. Amend: Apr 20th, 2023 BP-2022-01660 Please change the associated BP to the above mentioned. | Olympic Controls Inc
EP-2023-00539 | 2023-01-24 | 1133 MELVILLE STREET, Vancouver, BC V6E 4E5 | Electrical Permit | Commercial | Tenant Improvement | Completed | Installation / Repair - Commercial - Tenant improvement. New lighting, lighting control, outlets, fan coils, raceway only for data and security, new panels and customer metering. BP: #Unit 1700 Interior alterations to provide tenant improvement for this first new office tenant (group D) on entire Level 17 and northside of Level 18 in this 38-storey mixed-use building. Scope of work includes installation of a new corridor on Level 16 to change the crossover floor from Level 17 to Level 16. Total Occupant Load = Max 244 persons (184 on Level 17 + 60 on Level 18) This is a CP Process Permit and the applicant is Michael Van Blokland, P. Eng., CP. Class 5 Cooking Operation (coffee brewer & espresso machine <= 6kW). Tenant: Plenty of Fish ******REVIEWED UNDER THE PROVISIONS OF VBBL 2019******** STAGED CONSTRUCTION Stage 1: Full Construction (Jan 19/23, A. Min) | Western Pacific Enterprises Ltd
NULL | NULL | 1133 MELVILLE STREET, Vancouver, BC V6E 4E5 | Electrical Permit | Commercial | New | Withdrawn | Installation / Repair - Commercial - test | Houle Electric Limited
EP-2022-10300 | 2022-12-16 | 1133 MELVILLE STREET, Vancouver, BC V6E 4E5 | Electrical Permit | Commercial | Addition | Completed | Installation / Repair - Commercial - Electrical - Rough-in and installation of sound masking speakers and equipment - 18/2 Speaker rough in for (65) speakers - 18/2 shielded rough in for (7) sensors - Supply 120V power to (2) Controllers - Supply power to (2) power supplies - Suspend and seismic speakers from aircraft cable - Installation of speakers - Setup and commission system >BP: Interior alterations to provide tenant improvements for a new Office (Group D) at Level 15- Suite 1500 in this mixed use building. NO DP as per J Greer Apr 22-2022 Building Review Branch Notes: Refer to AL-2022-00072 for electromagnetic locks at the glazed suite entry doors. | TDR Electric Inc
SP-2022-01963 | 2023-02-17 | 1133 MELVILLE STREET, Vancouver, BC V6E 4E5 | Sprinkler Permit | Commercial | Tenant Improvement | Issued | Commercial - For sprinkler system alterations to the 2019 VBBL and NFPA 13, 2013 for the tenant improvements to provide interior alterations for tenant improvements for this first new office tenant (group D) on entire Level 17 and northside of Level 18 in this 38-storey mixed-use building. Scope of work includes installation of a new corridor on Level 16 to change the crossover floor from Level 17 to Level 16. 1. This application does not include any of the following: • Warehouse storage arrangements, or mobile compact storage arrangements. • Changes to the sprinkler system supply piping (e.g. valves, mains, cross-mains, etc.). • Flexible sprinkler pipe. • Change in occupancy and/or hazard classification. Engineer of Record: Tian Cai 604-475-7733 tcsprinkler@gmail.com | PML Professional Mechanical Ltd
NULL | NULL | 1155 MELVILLE STREET, Vancouver, BC V6E 4E5 | Sprinkler Permit | Commercial | Tenant Improvement | Withdrawn | Commercial - Sprinkler alterations to provide tenant improvement for a restaurant located on Level 1 | PML Professional Mechanical Ltd
SP-2023-00488 | NULL | 1155 MELVILLE STREET, Vancouver, BC V6E 4E5 | Sprinkler Permit | Commercial | Tenant Improvement | Applicant Revisions | Commercial - Sprinkler alterations to provide tenant improvement for a restaurant on Level 1 in this mixed use commercial building. >BP: Interior alterations to provide first tenant improvements for a new restaurant at 1155 Melville Street on Level 1 (2nd storey) at this existing mixed use building on this site. | PML Professional Mechanical Ltd
NULL | NULL | 1155 MELVILLE STREET, Vancouver, BC V6E 4E5 | Sprinkler Permit | Commercial | Tenant Improvement | Withdrawn | Commercial - Sprinkler alterations to provide improvements to 1155 Melville Street The Nook Restaurant TI | PML Professional Mechanical Ltd
SP-2021-00073 | 2022-05-11 | 431 W KING EDWARD AVENUE, Vancouver, BC V5Y 2J3 | Sprinkler Permit | Commercial | New | Completed | Commercial - Parkade - For all sprinkler work to the 2014 VBBL; NFPA 13; NFPA 14, and alternative solutions prepared by LMDG for this newly constructed underground parking with a share access ramp to the west neighbouring site. Site Description - To construct a 5 storey, 38 multiple dwelling building and 2 - 3 dwelling units, 2 storey townhouses behind the multiple dwelling building for a total of 44 market rental units over a 42 vehicles underground parking with a share access ramp to the west neighbouring site. THIS IS A CERTIFIED PROFESSIONAL PROJECT and the CP is Michael Van Blokland, P.Eng. CP. Related Permits: 1. 431 W KING EDWARD AVE - 5 storey (multiple dwelling building) is under SP-2021-00445 / BP-2020-02981. 2. 439 W KING EDWARD AVE - 2 storey, 3 dwelling units East is under SP-2021-00446 / BP-2020-02982. 3. 433 W KING EDWARD AVE - 2 storey, 3 dwelling units West is under SP-2021-00447 / BP-2020-02983. 4. 431 W KING EDWARD AVE - Parkade, under SP-2021-00073 / BP-2019-04306 5. AL-2020-00045: Protection of Vehicular Passageway between Connecting Parkades. Notes: 1. Fire Suppression system Engineer of Record Mr. Ryan Pavey, P.Eng. of Cardinal Engineering. T: (604) 605-0606. E: pavey@cardinalfire.ca 2. One set of approved drawings and permit to be available for viewing at the jobsite. 3. Construction Standpipe to Bulletin 2017-003-BU/FI, VBBL, NFPA 14, and VFBL. | A R T Fire Protection Inc
SP-2021-00445 | 2022-05-11 | 431 W KING EDWARD AVENUE, Vancouver, BC V5Y 2J3 | Sprinkler Permit | Commercial | New | Completed | Commercial - For all sprinkler work to the 2014 VBBL; NFPA 13; NFPA 14, and alternative solutions prepared by LMDG for this newly constructed 5 storey, 38 multiple conversion dwellings (MCD) facing the W King Edward. Site Description - To construct a 5 storey, 38 multiple dwelling building and 2 - 3 dwelling units, 2 storey townhouses behind the multiple dwelling building for a total of 44 market rental units over a 42 vehicles underground parking with a share access ramp to the west neighbouring site. THIS IS A CERTIFIED PROFESSIONAL PROJECT and the CP is Michael Van Blokland, P.Eng. CP. Related Permits: 1. 431 W KING EDWARD AVE - 5 storey (multiple dwelling building) is under SP-2021-00445 / BP-2020-02981. 2. 439 W KING EDWARD AVE - 2 storey, 3 dwelling units East is under SP-2021-00446 / BP-2020-02982. 3. 433 W KING EDWARD AVE - 2 storey, 3 dwelling units West is under SP-2021-00447 / BP-2020-02983. 4. 431 W KING EDWARD AVE - Parkade, under SP-2021-00073 / BP-2019-04306 5. AL-2020-00045: Protection of Vehicular Passageway between Connecting Parkades. Notes: 1. Fire Suppression system Engineer of Record Mr. Ryan Pavey, P.Eng. of Cardinal Engineering. T: (604) 605-0606. E: pavey@cardinalfire.ca 2. One set of approved drawings and permit to be available for viewing at the jobsite. 3. Construction Standpipe to Bulletin 2017-003-BU/FI, VBBL, NFPA 14, and VFBL. 4. See SP-2021-00073 for terms and conditions, correspondence, and accepted documents. | A R T Fire Protection Inc
EP-2022-00130 | 2022-01-10 | 431 W KING EDWARD AVENUE, Vancouver, BC V5Y 2J3 | Electrical Permit | Commercial | New | Expired | Temporary Power - Commercial - To provide temporary power. | Hall Electrical Ltd
EP-2022-02205 | 2022-03-21 | 431 W KING EDWARD AVENUE, Vancouver, BC V5Y 2J3 | Electrical Permit | Commercial | New | Completed | Installation / Repair - Commercial - extra-low voltage HVAC controls (whole site) >BP: To construct a 5 storey, 38 multiple dwelling building and 2 - 3 dwelling units, 2 storey townhouses behind the multiple dwelling building for a total of 44 market rental units over a 42 vehicles underground parking with a share access ramp to the west neighbouring site. 5 storey (multiple dwelling building) is under BP-2020-02981. 2 storey, 3 dwelling units East is under BP-2020-02982. 2 storey, 3 dwelling units West is under BP-2020-02983. VBBL 2014 Reviewed during the 2020 pandemic crisis. STAGED 1 - Excavation and Shoring issued on Oct. 16th, 2020. STAGED 2 - Full Construction issued on May 20, 2021. | Control Solutions Ltd
EP-2023-03294 | 2023-04-20 | 431 W KING EDWARD AVENUE, Vancouver, BC V5Y 2J3 | Electrical Permit | Commercial | NULL | Issued | Annual / Operating - Maintenance of existing operating electrical equipment. Annual operating permit as required for building final/occupancy on the project. | Hall Electrical Ltd
EP-2023-09866 | 2023-11-17 | 431 W KING EDWARD AVENUE, Vancouver, BC V5Y 2J3 | Electrical Permit | Commercial | Tenant Improvement | Completed | Installation / Repair - Commercial - Supply & Install new 14-30R Receptacle / wiring and breaker for dryer. | Steele Electric (2001) Ltd
EP-2023-09714 | NULL | 8398 OAK STREET, Vancouver, BC V6P 4B1 | Electrical Permit | Residential | New | Withdrawn | Installation / Repair - Residential - gas detection systems and motorized dampers for parkade thermostats for electrical room wall controllers/timers/thermostats for suites and bathrooms, controls for MUA Remote water read out >BP: To construct a non-combustible 6-storey, multi-dwelling building consisting of 54 dwelling units with 3 levels of underground parking with residential storage. VBBL 2019 - NFPA 13 Stage 1 - Excavation and Shoring issued on Dec. 7, 2021. Stage 2 - Foundation to Grade issued on June 15, 2022. Stage 3 - Full Construction issued on Dec. 19, 2022. (changes to construction and number of dwelling units from 65 to 54.) Revision #1 - (April 3, 2023) - To change the number of dwelling units from 65 to 54 on the project description. | Modern Systems Management Ltd
EP-2023-10318 | 2023-11-17 | 8398 OAK STREET, Vancouver, BC V6P 4B1 | Electrical Permit | Commercial | New | Issued | Temporary Power - Commercial - To provide temporary power. Renewal of EP-2022-09606 Valid: Nov 14, 2023 to Nov 13, 2024 | K S Maude Electric Ltd
EP-2023-09003 | 2023-11-02 | 8398 OAK STREET, Vancouver, BC V6P 4B1 | Electrical Permit | Commercial | New | Issued | Installation / Repair - Commercial - Low voltage wiring for Mechanical controls We do not do the refrigeration work. Our scope with regard to the cooling systems is to do the low voltage interlock wiring between outdoor and indoor units and the thermostat wiring >BP: To construct a non-combustible 6-storey, multi-dwelling building consisting of 54 dwelling units with 3 levels of underground parking with residential storage. VBBL 2019 - NFPA 13 Stage 1 - Excavation and Shoring issued on Dec. 7, 2021. Stage 2 - Foundation to Grade issued on June 15, 2022. Stage 3 - Full Construction issued on Dec. 19, 2022. (changes to construction and number of dwelling units from 65 to 54.) Revision #1 - (April 3, 2023) - To change the number of dwelling units from 65 to 54 on the project description. | Modern Systems Management Ltd
MP-2023-01660 | 2023-09-13 | 8398 OAK STREET, Vancouver, BC V6P 4B1 | Mechanical Permit | NULL | NULL | Issued | NULL | 49 North Mechanical Ltd
EP-2023-03174 | 2023-04-12 | 8398 OAK STREET, Vancouver, BC V6P 4B1 | Electrical Permit | Commercial | New | Issued | Temporary Power - Commercial - To provide temporary power. ** Amend 04/26/2022** change size of service conductor to #1/0 Aluminum. Change size of grounding conductor to #6 copper | K S Maude Electric Ltd
PP-2023-02102 | 2023-06-22 | 8398 OAK STREET, Vancouver, BC V6P 4B1 | Plumbing Permit | Commercial | New | Issued | Commercial - New plumbing system installation multi family dwellings. **** Separate Permit Required for Civil **** >BP: To construct a non-combustible 6-storey, multi-dwelling building consisting of 54 dwelling units with 3 levels of underground parking with residential storage. VBBL 2019 - NFPA 13 Stage 1 - Excavation and Shoring issued on Dec. 7, 2021. Stage 2 - Foundation to Grade issued on June 15, 2022. Stage 3 - Full Construction issued on Dec. 19, 2022. (changes to construction and number of dwelling units from 65 to 54.) Revision #1 - (April 3, 2023) - To change the number of dwelling units from 65 to 54 on the project description. | 49 North Mechanical Ltd
SP-2022-02037 | 2023-12-05 | 8398 OAK STREET, Vancouver, BC V6P 4B1 | Sprinkler Permit | Commercial | New | Issued | Commercial - ***Above Grade Sprinklers*** For all sprinkler work to the 2019 VBBL; NFPA 13, 2013; standpipe work to NFPA 14, 2013 for Above Grade Levels (L1 to L6 plus Roof) and Final Standpipe Only. Site Description: To construct a 6 storey, combustible, multi dwelling building consisting of 65 dwelling units with 3 levels of underground, non-combustible, parking garage with residential storage. THIS IS A CERTIFIED PROFESSIONAL PROJECT and the CP is David Steer of LMDG Building Code Consultants Ltd. This application does not include any of the following: • Warehouse storage arrangements, or mobile compact storage arrangements. • Flexible sprinkler pipe. • Information Technology Equipment Rooms (e.g. IT Rooms, LAN Rooms, etc.). • Alternative Solutions. Related Permits 1. SP-2022-00289 - Below grade sprinklers and Construction standpipe - In Review Notes: 1. Fire Suppression system Engineer of Record Mr. Ryan Pavey of Cardinal Engineering. T: 604 605 0606 E: pavey@cardinalfire.ca 2. One set of approved drawings and permit to be available for viewing at the jobsite. 3. Construction Standpipe to Bulletin 2017-003-BU/FI, VBBL, NFPA 14, and VFBL. 4. Separate documents and application are required for the tenant improvement. | 49 North Mechanical Ltd
EP-2022-09606 | 2022-11-14 | 8398 OAK STREET, Vancouver, BC V6P 4B1 | Electrical Permit | Residential | New | Expired | Temporary Power - Residential - To provide temporary power. | K S Maude Electric Ltd
SP-2022-00289 | 2023-05-08 | 8398 OAK STREET, Vancouver, BC V6P 4B1 | Sprinkler Permit | Commercial | New | Issued | Commercial - ***Below Grade Parking Levels and Construction Standpipe Only*** For all sprinkler work to the 2019 VBBL; NFPA 13, 2013; standpipe work to NFPA 14, 2013 for Below Grade Parking Levels and Construction Standpipe Only. Site Description: To construct a 6 storey, combustible, multi dwelling building consisting of 65 dwelling units with 3 levels of underground, non-combustible, parking garage with residential storage. THIS IS A CERTIFIED PROFESSIONAL PROJECT and the CP is David Steer of LMDG Building Code Consultants Ltd. This application does not include any of the following: • Warehouse storage arrangements, or mobile compact storage arrangements. • Flexible sprinkler pipe. • Information Technology Equipment Rooms (e.g. IT Rooms, LAN Rooms, etc.). • Alternative Solutions. Related Permits 1. SP-2022-02037 - Above grade sprinklers and final standpipe design - In Review Notes: 1. Fire Suppression system Engineer of Record Mr. Ryan Pavey of Cardinal Engineering. T: 604 605 0606 E: pavey@cardinalfire.ca 2. One set of approved drawings and permit to be available for viewing at the jobsite. 3. Construction Standpipe to Bulletin 2017-003-BU/FI, VBBL, NFPA 14, and VFBL. 4. Separate documents and application are required for the tenant improvement. | 49 North Mechanical Ltd
EP-2022-04240 | 2022-10-14 | 8398 OAK STREET, Vancouver, BC V6P 4B1 | Electrical Permit | Residential | New | Issued | Installation / Repair - Residential - This permit does not include installation of the high voltage service and outdoor unit substation. A separate electrical permit is required; for the installation of the outdoor unit substation and for the service connection to BC Hydro, service connection authorization to BC Hydro will not be granted by the City without a permit. Scope of work: New electrical installations of wire,cable and devices. It is not in NRG's scope of work to supply or install the HV service or the Outdoor Unit Substation. Our Scope of Work begins at the secondary service. Our installation value ($1,350,000) does NOT include the installation of the HV service or Outdoor Unit Substation. I have uploaded the shop drawings (by others) for the Outdoor Unit Substation. >BP: To construct a 6 storey, combustible, multi dwelling building consisting of 65 (to 54 DPMA to come) dwelling units with 3 levels of underground, non-combustible, parking garage with residential storage. VBBL 2019 - NFPA 13 Stage 1 - Excavation and Shoring issued on Dec. 7, 2021. Stage 2 - Foundation to Grade issued on June 15, 2022. Stage 3 - Full Construction issued on ___________. (changes to construction and units) | NRG Electric Ltd
EP-2022-04183 | 2022-05-24 | 8398 OAK STREET, Vancouver, BC V6P 4B1 | Electrical Permit | Commercial | New | Completed | Interim - Commercial - Scope of work: slab, underground, raceways, grounding, branch circuits. Service connection to BC Hydro is not permitted under this permit. Interim for EP-2022-04240 >BP: To construct a 6 storey, combustible, multi dwelling building consisting of 65 dwelling units with 3 levels of underground, non-combustible, parking garage with residential storage. VBBL 2019 - NFPA 13 Stage 1 - Excavation and Shoring issued on Dec. 7, 2021. Stage 2 - Foundation to Grade issued on ___________. | NRG Electric Ltd
EP-2022-03316 | 2022-04-25 | 8398 OAK STREET, Vancouver, BC V6P 4B1 | Electrical Permit | Commercial | New | Expired | Temporary Power - Commercial - To provide temporary power. ** Amend 04/26/2022** change size of service conductor to #1/0 Aluminum. Change size of grounding conductor to #6 copper | K S Maude Electric Ltd
PP-2022-01458 | 2022-06-03 | 8398 OAK STREET, Vancouver, BC V6P 4B1 | Plumbing Permit | Commercial | New | Issued | Commercial - Foundation only To construct a 6 storey, combustible, multi dwelling building consisting of 65 dwelling units with 3 levels of underground, non-combustible, parking garage with residential storage. | 49 North Mechanical Ltd
EP-2022-08930 | 2022-10-20 | 3655 VICTORIA DRIVE, Vancouver, BC V5N 5K9 | Electrical Permit | Commercial | NULL | Expired | Annual / Operating - Maintenance if required and inspections Renewal of EP-2021-07073 VALID: August 24, 2022 to August 23, 2023 | KOVAC ELECTRICAL GROUP LTD.
EP-2023-10068 | 2023-11-07 | 3655 VICTORIA DRIVE, Vancouver, BC V5N 5K9 | Electrical Permit | Commercial | NULL | Issued | Annual / Operating - Maintenance if required and inspections Renewal of EP-2022-08930 VALID: August 24, 2023 to August 23, 2024 | KOVAC ELECTRICAL GROUP LTD.
NULL | NULL | 3655 VICTORIA DRIVE, Vancouver, BC V5N 5K9 | Electrical Permit | Commercial | NULL | Draft | Annual / Operating - Maintenance if required and inspections Renewal of EP-2022-08930 VALID: August 24, 2022 to August 23, 2023 | KOVAC ELECTRICAL GROUP LTD.
EP-2023-09286 | 2023-10-13 | 2628 DUKE STREET, Vancouver, BC V5R 4S9 | Electrical Permit | Residential | New | Issued | Temporary Power - Residential - To provide temporary power. Renewal of EP-2022-08120 | NRG Electric Ltd
EP-2023-09285 | 2023-10-13 | 2628 DUKE STREET, Vancouver, BC V5R 4S9 | Electrical Permit | Residential | New | Issued | Temporary Power - Residential - To provide temporary power. Renewal of EP-2022-08119 | NRG Electric Ltd
GP-2023-03580 | 2023-11-24 | 2628 DUKE STREET, Vancouver, BC V5R 4S9 | Gas Permit | Commercial | New | Issued | Commercial - 2 Gas fired Water heaters. Install >BP: To construct a 4 storey, 29 dwelling units, secured market rental, multiple dwelling (with one lock-off) with amenity over 1 level of underground parking with vehicular access from the rear lane. | DELTA PLUMBING & HEATING LTD
EP-2023-07742 | 2023-08-28 | 2628 DUKE STREET, Vancouver, BC V5R 4S9 | Electrical Permit | Commercial | New | Issued | Installation / Repair - Commercial - Heat trace cable install on sprinkler wet system. >BP: To construct a 4 storey, 29 dwelling units, secured market rental, multiple dwelling (with one lock-off) with amenity over 1 level of underground parking with vehicular access from the rear lane. VBBL 2019 - NFPA 13/13R. STAGE 1 - Excavation, Shoring and Foundation to Grade issued on Sept. 21, 2022. STAGE 2 - Full Construction issued on Apr. 13, 2023. | Eastern Valley Electrical Ltd
EP-2024-00052 | 2024-01-17 | 2628 DUKE STREET, Vancouver, BC V5R 4S9 | Electrical Permit | Commercial | Renovation - Dwelling Unit(s) only | Issued | Installation / Repair - Commercial - Installation of HRA control wires for 29 units and 1 Amenity - Running control wire from HRV unit to washroom's wall mount box for each unit. There are 30 residential units total. >BP: To construct a 4 storey, 29 dwelling units, secured market rental, multiple dwelling (with one lock-off) with amenity over 1 level of underground parking with vehicular access from the rear lane. | GV ELECTRICAL INC
EP-2023-11173 | 2023-12-15 | 2628 DUKE STREET, Vancouver, BC V5R 4S9 | Electrical Permit | Commercial | New | Issued | Temporary Power - Commercial - To provide temporary power. EXPIRED PERMIT EP-2022-10562 VALID DECEMBER 16, 2023 UNTIL DECEMBER 15, 2024 | 0777792 BC Ltd
EP-2023-11183 | 2023-12-15 | 2628 DUKE STREET, Vancouver, BC V5R 4S9 | Electrical Permit | Commercial | New | Issued | Installation / Repair - Commercial - suite prewiring, security cameras, intercom and access control systems - install the alarm as well >BP: To construct a 4 storey, 29 dwelling units, secured market rental, multiple dwelling (with one lock-off) with amenity over 1 level of underground parking with vehicular access from the rear lane. VBBL 2019 - NFPA 13/13R. STAGE 1 - Excavation, Shoring and Foundation to Grade issued on Sept. 21, 2022. STAGE 2 - Full Construction issued on Apr. 13, 2023. | GESS Security And Sound Ltd
PP-2022-04290 | 2023-09-22 | 2628 DUKE STREET, Vancouver, BC V5R 4S9 | Plumbing Permit | Commercial | New | Issued | Commercial - Installation of plumbing scope including Sanitary, Storm and Water pipe for 4 storey building To construct a 4 storey, 29 dwelling units, secured market rental, multiple dwelling (with one lock-off) with amenity over 1 level of underground parking with vehicular access from the rear lane. VBBL 2019 - NFPA 13R. Stage 1 - Excavation, Shoring and Foundation to Grade issued on Sept. 21, 2022. | DELTA PLUMBING & HEATING LTD
EP-2022-10245 | 2022-12-06 | 2628 DUKE STREET, Vancouver, BC V5R 4S9 | Electrical Permit | Commercial | New | Completed | Interim - Commercial - Scope of work: slab, underground, raceways, grounding, branch circuits. Service connection to BC Hydro is not permitted under this permit. >BP: >BP: To construct a 4 storey, 29 dwelling units, secured market rental, multiple dwelling (with one lock-off) with amenity over 1 level of underground parking with vehicular access from the rear lane. VBBL 2019 - NFPA 13/13R. STAGE 1 - Excavation, Shoring and Foundation to Grade issued on Sept. 21, 2022. STAGE 2 - Full Construction issued on ______________. | NRG Electric Ltd
EP-2022-10562 | 2022-12-15 | 2628 DUKE STREET, Vancouver, BC V5R 4S9 | Electrical Permit | Commercial | New | Expired | Temporary Power - Commercial - To provide temporary power. | 0777792 BC Ltd
EP-2022-09918 | 2023-04-03 | 2628 DUKE STREET, Vancouver, BC V5R 4S9 | Electrical Permit | Commercial | New | Issued | Installation / Repair - Commercial - Supply and installation of electrical devices and equipment. -Interim permit: EP-2022-10245 >BP: To construct a 4 storey, 29 dwelling units, secured market rental, multiple dwelling (with one lock-off) with amenity over 1 level of underground parking with vehicular access from the rear lane. VBBL 2019 - NFPA 13/13R. STAGE 1 - Excavation, Shoring and Foundation to Grade issued on Sept. 21, 2022. STAGE 2 - Full Construction issued on ______________. | NRG Electric Ltd
EP-2022-08119 | 2022-09-27 | 2628 DUKE STREET, Vancouver, BC V5R 4S9 | Electrical Permit | Commercial | New | Expired | Temporary Power - Commercial - To provide temporary power. | LORE ELECTRIC INC
EP-2022-08120 | 2022-09-27 | 2628 DUKE STREET, Vancouver, BC V5R 4S9 | Electrical Permit | Commercial | New | Expired | Temporary Power - Commercial - To provide temporary power. | LORE ELECTRIC INC
SP-2022-01254 | 2023-07-13 | 2628 DUKE STREET, Vancouver, BC V5R 4S9 | Sprinkler Permit | Commercial | New | Issued | Commercial - For all sprinkler work to the 2019 VBBL; NFPA 13, 2013; NFPA 13R 2013; standpipe work to NFPA 14, 2013; for work below grade including the underground parking for this newly constructed 4 storey, 29 dwelling units, secured market rental, multiple dwelling (with one lock-off) with amenity over 1 level of underground parking with vehicular access from the rear lane. Engineer of Record: Ryan Pavey 604-605-0606 pavey@cardinalfire.ca | Cove Mechanical Ltd
PP-2023-00628 | 2023-03-01 | 2628 DUKE STREET, Vancouver, BC V5R 4S9 | Plumbing Permit | Commercial | New | Issued | Commercial - Installation of UNDERGROUND DWV Pipe and Fixtures NOTE: Engineering Assurance letter will be submitted to the Plumbing Inspector on the site. Letter shall conform to the requirements of Vancouver Bulletin 2000-008-EL/PL. >BP: To construct a 4 storey, 29 dwelling units, secured market rental, multiple dwelling (with one lock-off) with amenity over 1 level of underground parking with vehicular access from the rear lane. VBBL 2019 - NFPA 13/13R. STAGE 1 - Excavation, Shoring and Foundation to Grade issued on Sept. 21, 2022. STAGE 2 - Full Construction issued on ______________. | DELTA PLUMBING & HEATING LTD
SP-2021-00403 | 2022-01-14 | 6 W 17TH AVENUE, Vancouver, BC V5Y 1Z4 | Sprinkler Permit | Commercial | New | Completed | Commercial - To install sprinklers throughout this existing heritage commercial building into a 3 storey multi-family townhouse building on top of an underground parking garage. The building will include 13 dwelling units. The entire project will be constructed as one building and will be governed under Part 3 of the 2014 VBBL. A generic AL has been approved to apply the 2019 VBBL in regards to exit exposure. | Aqueduct Life Safety Ltd
GP-2022-00086 | 2022-01-20 | 6 W 17TH AVENUE, Vancouver, BC V5Y 1Z4 | Gas Permit | Residential | New | Completed | Residential - gas fitting All separate meters To convert an existing heritage commercial building into a 3 storey multi-family townhouse building on top of an underground parking garage. The building will include 13 dwelling units. The entire project will be constructed as one building and will be governed under Part 3 of the 2014 VBBL. **Amend 12/19/2022** Add Range @ 60,000 BTU -UNIT 5 | R J Gas Ltd
EP-2022-09352 | 2022-11-03 | 6 W 17TH AVENUE, Vancouver, BC V5Y 1Z4 | Electrical Permit | Commercial | New | Completed | Installation / Repair - Commercial - low voltage on the 15 HRV units at Turner Dairy >BP: To convert an existing heritage commercial building into a 3 storey multi-family townhouse building on top of an underground parking garage. The building will include 13 dwelling units. The entire project will be constructed as one building and will be governed under Part 3 of the 2014 VBBL. A generic AL has been approved to apply the 2019 VBBL in regards to exit exposure. STAGED CONSTRUCTION Stage 1 - excavation and shoring and retention of heritage components - accepted Sept.27/19 Stage 2 - foundation to grade - accepted April 28/21 Stage 3 - full construction - accepted June 3/21 Revision #1 to stage 3 - To extend the kitchen in unit #5 and to change the mechanical/plumbing consultant to P. Richards effective Oct.15/21. Accepted Dec.14/21 Revision #2 to stage 3 - To remove accessible parking from parking garage and remove man door from the car elevator. - accepted Apr.25/22 | One Degree HVAC Service Group Ltd.
EP-2022-04458 | 2022-06-02 | 1155 THURLOW STREET, Vancouver, BC V6E 1X2 | Electrical Permit | Commercial | Addition | Issued | Installation / Repair - Commercial - Bike Charging Station: Supply and install bike share panel with mini breakers and main breaker. Connect to 120/208V 20 amp cct provided by city or property manager. Run 16/2 cable tire from panel board to each charging dock, terminate connections. Run no.10 AWG bond from panel board to each charging doc. Verification and testing. >>Location: 1155 Thurlow Street, Mobi/ Shaw bike share station outside building | MJR Electric Ltd
EP-2024-00112 | 2024-01-29 | 500 W 57TH AVENUE, Vancouver, BC V6P 6E8 | Electrical Permit | Commercial | Renovation | Issued | Installation / Repair - Commercial - Voluntary upgrade of existing fire alarm system: The replacement panel will be a Mircom FX-4000 fire alarm control panel which will be installed in place of the existing control panel. All field devices will remain conventional type devices, smoke detectors will be replaced with cross listed smoke detectors that are compatible with Mircom fire alarm systems. All manual stations, heat detectors, and sprinkler monitoring devices are compatible with the Mircom fire alarm panel and will remain in place. All existing wiring will remain in place connected to the new control panel. Replacement compatible annunciators will be installed in place of the existing using existing wiring. The fire alarm panel is monitored by Paladin. The scope of the specific changes are as follows: • Remove and replace fire alarm control panel (1) • Remove & replace fire alarm annunciator panel (4) • Remove & replace conventional smoke detectors with compatible detectors {166) • Remove & replace duct smoke detectors with compatible detectors (16) • Remove & replace end of line resistor plates (52) Following completion of the fire alarm sytem installation, the fire alarm system will be fully verified in accordance with CAN/ULC-S537. Note: The issuance of this permit is based on Bulletin 2018-004-BU/EL. | Wireway Electric Ltd
NULL | NULL | 500 W 57TH AVENUE, Vancouver, BC V6P 6E8 | Electrical Permit | Commercial | Renovation | Draft | Installation / Repair - Commercial - Remove and replace fire alarm control panel (1) Remove & replace fire alarm annunciator panel(4) Remove & replace conventional smoke detectors (166) Remove & replace duct smoke detectors (16) Remove & replace end of line resistor plates (52) Verification by Community Fire Prevention | Wireway Electric Ltd
EP-2023-02749 | 2023-03-30 | 7433 CAMBIE STREET, Vancouver, BC V6P 0J8 | Electrical Permit | Commercial | NULL | Issued | Annual / Operating - Annual Electrical Operating Permit 2023-2024 Renewal of EP-2022-02452 Valid: Mar 28, 2023 to Mar 27, 2024 Two inspections with reports and digital worklogs. Common areas interior, exterior, amenities, parkade, roof, service rooms, CRU distribution | Nightingale Electric Ltd
EP-2022-04853 | 2022-06-09 | 7433 CAMBIE STREET, Vancouver, BC V6P 0J8 | Electrical Permit | Residential | New | Completed | Installation / Repair - Residential - Low voltage Hvac controls wiring and installations | Olympic Controls Inc
EP-2022-02452 | 2022-03-28 | 7433 CAMBIE STREET, Vancouver, BC V6P 0J8 | Electrical Permit | Commercial | NULL | Expired | Annual / Operating - Annual Electrical Operating Permit Two inspections with reports and worklogs Amend: Mar 14, 2023 Change FSR from Mario Fata 219985 to Jason White 252323 | Nightingale Electric Ltd
EP-2022-00235 | 2022-01-27 | 7433 CAMBIE STREET, Vancouver, BC V6P 0J8 | Electrical Permit | Residential | New | Completed | Installation / Repair - Residential - installation of a ULC communication panel for a fire alarm system >To construct a 24-storey mixed-use building and a 28-storey mixed use building with 295 market dwelling units, 138 secured non-market rental dwelling units, 44 Pearson supportive units and retail use on the ground floor all over 4 levels of underground parking accessed from a new internal street. This is Parcel A of Phase 1 of the Pearson Dogwood redevelopment. This permit includes all underground and site work. STAGED CONSTRUCTION Stage I (excavation/shoring) issued January 16, 2019. Stage II (foundation to grade) issued August 23, 2019. Stage III (full structure) issued February 27, 2020. Stage IV (full construction) issued September 1, 2020. | Telus Custom Security Systems Inc
EP-2021-09570 | 2022-01-10 | 7433 CAMBIE STREET, Vancouver, BC V6P 0J8 | Electrical Permit | Commercial | New | Completed | Installation / Repair - Commercial - Installing Heat trace cables to sprinkler piping in parkade. >BP: To construct a 24-storey mixed-use building and a 28-storey mixed use building with 295 market dwelling units, 138 secured non-market rental dwelling units, 44 Pearson supportive units and retail use on the ground floor all over 4 levels of underground parking accessed from a new internal street. This is Parcel A of Phase 1 of the Pearson Dogwood redevelopment. This permit includes all underground and site work. STAGED CONSTRUCTION Stage I (excavation/shoring) issued January 16, 2019. Stage II (foundation to grade) issued August 23, 2019. Stage III (full structure) issued February 27, 2020. Stage IV (full construction) issued September 1, 2020. | Super Power Electric Ltd
EP-2022-07713 | 2022-09-13 | 650 W 57TH AVENUE, Vancouver, BC V5X 1S9 | Electrical Permit | Commercial | New | Expired | Temporary Power - Commercial - To provide temporary power. | Nightingale Electric Ltd
EP-2023-08791 | 2023-09-28 | 688 W 57TH AVENUE, Vancouver, BC V5X 1S9 | Electrical Permit | Commercial | New | Issued | Temporary Power - Commercial - To provide temporary power. | Nightingale Electric Ltd
EP-2021-06488 | 2022-03-23 | 6308 CAMBIE STREET, Vancouver, BC V5Z 3B4 | Electrical Permit | Residential | New | Completed | Installation / Repair - Residential - Control work Town houses 1 - 3 low voltage only | Performance Controls Ltd
EP-2021-06489 | 2022-03-23 | 6322 CAMBIE STREET, Vancouver, BC V5Z 3B4 | Electrical Permit | Residential | New | Completed | Installation / Repair - Residential - Control Wiring | Performance Controls Ltd
EP-2021-09529 | 2022-01-12 | 410 W GEORGIA STREET, Vancouver, BC V6B 1Z3 | Electrical Permit | Commercial | New | Completed | Installation / Repair - Commercial - Installing Heat trace cables to domestic and hydronic piping in parkade -Our scope of work is to install the heat trace cables on to pipes only. No power up or power connection. >>>Amend: Jan. 14th -please amend permit to. Also Installing heat trace cables to condenser lines at cooling tower. | Super Power Electric Ltd
EP-2022-00096 | 2022-02-04 | 410 W GEORGIA STREET, Vancouver, BC V6B 1Z3 | Electrical Permit | Commercial | Tenant Improvement | Completed | Installation / Repair - Commercial - Construct show suite. FA scope of work is relocation of existing devices and re-verification of those devices. >BP: Tenant improvements to fit out offices at Level 3 for commercial office use at the new 410 West Georgia building. | ICS Electric Ltd
EP-2022-01745 | 2022-03-15 | 410 W GEORGIA STREET, Vancouver, BC V6B 1Z3 | Electrical Permit | Commercial | Tenant Improvement | Completed | Installation / Repair - Commercial - Relocate panel, wire devices, install lights >BP: Suite #20: Interior alteration to renovate a shell office space into a gym/fitness room on P1 Level in this new mixed-use building. NO DP REQUIRED AS PER JOHN GREER NOV. 26, 2021. *This permit has been reviewed under the provisions of VBBL 2019.* **This is a CP process and the applicant is David Steer, P.Eng.** First tenant improvement. New drop ceiling, lighting and fitness equipment. No change of major occupancy based on Article 3.1.2.6. Note to DBI: Permanent sign (lettering min. 50 mm high with 12 mm stroke) is required to be posted in conspicuous location near suite entrance. Max Occupant Load = 20 persons. | ICS Electric Ltd
SP-2021-01587 | 2022-02-08 | 410 W GEORGIA STREET, Vancouver, BC V6B 1Z3 | Sprinkler Permit | Commercial | Tenant Improvement | Completed | Commercial - For sprinkler system alterations to the 2019 VBBL and NFPA 13, 2013 for the tenant improvements to provide tenant improvements to fit out offices at Level 3 for commercial office use at the new 410 West Georgia building. THIS IS A CERTIFIED PROFESSIONAL PROJECT and the CP is Dave Steer, P.Eng. C.P. This application does not include any of the following: • Warehouse storage arrangements, or mobile compact storage arrangements. • Changes to the sprinkler system supply piping (e.g. valves, mains, cross-mains, etc.). • Information Technology Equipment Rooms (e.g. IT Rooms, LAN Rooms, etc.). • New alternative solutions and/or modifications to existing alternative solutions. • Change in occupancy and/or hazard classification Related Permits: - AL-2018-00066 - Fire-rated glazing wall assembly. - AL-2018-00210 - 2-Hour Rated Sprinkler-Protected Glazing. Notes: - Sprinkler engineer of record Mr. Elston Johnston, P.Eng. of Ironstone Engineering Inc. T: 604 272 0105. E: elston@ironstoneeng.com - Per January 20/22 email correspondence from Mr. Elston Johnstone, P.Eng. a. Wood ceilings are 1 mm thick oak veneer wallpaper installed on 16 mm GWB. This assembly will be installed on a metal stud grid making the space above these ceilings a non-combustible concealed space. b. Except for Reception Room 301, all ceilings will have bulkheads or baffles that extend to the U/S of the structure. c. Private Room 1 and Private Room 2 will have partial height walls. Flexible Sprinkler Pipe (Tenant Improvement Area) - Automatic sprinkler system has been designed for the use of the Victaulic AH2 flexible sprinkler drops w/ 1/2" & 3/4" outlets, up to 48" in length with a max of 8 - 90 degree bends w/ a 2" bend radius for use with standard extended coverage pendent sprinklers as noted on the sprinkler system shop drawings. | Escape Fire Protection Ltd
EP-2022-01584 | 2022-02-28 | 410 W GEORGIA STREET, Vancouver, BC V6B 1Z3 | Electrical Permit | Commercial | Tenant Improvement | Completed | Installation / Repair - Commercial - RE AND RE OF EXISTING FIRE ALARM SPEAKERS AND SMOKE DETECTORS ON LEVEL 3 FOR TENANT IMPROVEMENT. >BP: Tenant improvements to fit out offices at Level 3 for commercial office use at the new 410 West Georgia building. | Protec Installations Group
SP-2022-00324 | 2022-03-09 | 410 W GEORGIA STREET, Vancouver, BC V6B 1Z3 | Sprinkler Permit | Commercial | Tenant Improvement | Completed | Commercial - updating existing sprinkler system for new tenant layout Suite #20: Interior alteration to renovate a shell office space into a gym/fitness room on P1 Level in this new mixed-use building. NO DP REQUIRED AS PER JOHN GREER NOV. 26, 2021. First tenant improvement. New drop ceiling, lighting and fitness equipment. No change of major occupancy based on Article 3.1.2.6. *****This application does not include any of the following: 1. Not more than 20 sprinklers (add, relocate, or remove), 2. hydraulic calculations, 3. change in occupancy and /or hazard classification, 4. warehouse storage arrangements, 5. mobile compact storage arrangements, 6. alternative solutions, 7. changes to the sprinkler system supply piping (e.g. valves, mains, cross-mains, branch-lines, etc.), or 8. flexible sprinkler pipe. | Escape Fire Protection Ltd
EP-2022-05147 | 2022-07-13 | 410 W GEORGIA STREET, Vancouver, BC V6B 1Z3 | Electrical Permit | Commercial | Tenant Improvement | Completed | Installation / Repair - Commercial - AV system prewire and completion for offices on 21st floor >BP: Interior alterations for tenant improvements to the top eight storeys (L18-25 existing D) and a portion of Level P1 (ancillary to D) of this new 25-storey mixed use building being constructed at 410 West Georgia Street. Scope of work will include office space, meeting rooms of various sizes, corporate facilities, and amenity spaces including kitchens and a fitness centre. Three of the storeys (L22-24) will be interconnected to allow a feature stair to be built. This interconnection is addressed by AL-2019-00195. Stage 1 full construction - accepted Jan.28/21 Rev 1 to stage 1 - to remove all work to level 17 from the scope of this permit - accepted May 24/22 Reviewed under the 2019 VBBL | London Drugs Limited
EP-2022-05148 | 2022-07-13 | 410 W GEORGIA STREET, Vancouver, BC V6B 1Z3 | Electrical Permit | Commercial | Tenant Improvement | Completed | Installation / Repair - Commercial - Audio and Video system roughin and completion >BP: Interior alterations for tenant improvements to the top eight storeys (L18-25 existing D) and a portion of Level P1 (ancillary to D) of this new 25-storey mixed use building being constructed at 410 West Georgia Street. Scope of work will include office space, meeting rooms of various sizes, corporate facilities, and amenity spaces including kitchens and a fitness centre. Three of the storeys (L22-24) will be interconnected to allow a feature stair to be built. This interconnection is addressed by AL-2019-00195. Stage 1 full construction - accepted Jan.28/21 Rev 1 to stage 1 - to remove all work to level 17 from the scope of this permit - accepted May 24/22 Reviewed under the 2019 VBBL | London Drugs Limited
EP-2022-05144 | 2022-07-13 | 410 W GEORGIA STREET, Vancouver, BC V6B 1Z3 | Electrical Permit | Commercial | Tenant Improvement | Completed | Installation / Repair - Commercial - AV system prewire and completion for offices on 21st floor >Interior alterations for tenant improvements to the top eight storeys (L18-25 existing D) and a portion of Level P1 (ancillary to D) of this new 25-storey mixed use building being constructed at 410 West Georgia Street. Scope of work will include office space, meeting rooms of various sizes, corporate facilities, and amenity spaces including kitchens and a fitness centre. Three of the storeys (L22-24) will be interconnected to allow a feature stair to be built. This interconnection is addressed by AL-2019-00195. Stage 1 full construction - accepted Jan.28/21 Rev 1 to stage 1 - to remove all work to level 17 from the scope of this permit - accepted May 24/22 Reviewed under the 2019 VBBL | London Drugs Limited
EP-2022-05146 | 2022-07-13 | 410 W GEORGIA STREET, Vancouver, BC V6B 1Z3 | Electrical Permit | Commercial | Tenant Improvement | Completed | Installation / Repair - Commercial - AV system prewire and completion for offices on 21st floor >BP: Interior alterations for tenant improvements to the top eight storeys (L18-25 existing D) and a portion of Level P1 (ancillary to D) of this new 25-storey mixed use building being constructed at 410 West Georgia Street. Scope of work will include office space, meeting rooms of various sizes, corporate facilities, and amenity spaces including kitchens and a fitness centre. Three of the storeys (L22-24) will be interconnected to allow a feature stair to be built. This interconnection is addressed by AL-2019-00195. Stage 1 full construction - accepted Jan.28/21 Rev 1 to stage 1 - to remove all work to level 17 from the scope of this permit - accepted May 24/22 Reviewed under the 2019 VBBL Amend: Feb 1, 2023 The Seismic report for the 23rd floor attached | London Drugs Limited
EP-2022-05145 | 2022-07-13 | 410 W GEORGIA STREET, Vancouver, BC V6B 1Z3 | Electrical Permit | Commercial | Tenant Improvement | Completed | Installation / Repair - Commercial - AV system prewire and completion for 9 offices on 22nd floor including: Offices 041, 014, 027, 045, 015, 016, 004,005, 022 >BP: Interior alterations for tenant improvements to the top eight storeys (L18-25 existing D) and a portion of Level P1 (ancillary to D) of this new 25-storey mixed use building being constructed at 410 West Georgia Street. Scope of work will include office space, meeting rooms of various sizes, corporate facilities, and amenity spaces including kitchens and a fitness centre. Three of the storeys (L22-24) will be interconnected to allow a feature stair to be built. This interconnection is addressed by AL-2019-00195. Stage 1 full construction - accepted Jan.28/21 Rev 1 to stage 1 - to remove all work to level 17 from the scope of this permit - accepted May 24/22 Reviewed under the 2019 VBBL | London Drugs Limited
PP-2022-01514 | 2022-05-26 | 410 W GEORGIA STREET, Vancouver, BC V6B 1Z3 | Plumbing Permit | Commercial | New | Completed | Commercial - New plumbing fixtures and hot water tanks >BP: Office tenant improvement of the entire Levels 10, 11, 12, and 13 (first TI). Washroom added to levels 10, 11, 12, and 13. NO DP REQUIRED PER J GREER MAR 19-21 | Broadway Refrigeration & Air Conditioning Co
EP-2023-08732 | NULL | 410 W GEORGIA STREET, Vancouver, BC V6B 1Z3 | Electrical Permit | Commercial | Renovation | Withdrawn | Installation / Repair - Commercial - Relocate P2-CAM05 camera 6” away and 5” lower to avoid view obstruction from pipe. No maglocks St #494274 | NULL
EP-2023-07978 | 2023-09-05 | 410 W GEORGIA STREET, Vancouver, BC V6B 1Z3 | Electrical Permit | Commercial | Tenant Improvement | Completed | Installation / Repair - Commercial - Low Voltage HVAC controls installation. >BP: Interior alterations to provide tenant improvements for a new Restaurant- Class 1 (Group A2) at Suite #120 in this mixed use commercial building on this site. Two class 4 hoods proposed. Total Occupant Load = 130 persons (65 interior + 65 Exterior) Separate permit required for exterior patio. NO DP AS PER JOHN GREER FEB-28-22 | Olympic Controls Inc
EP-2023-09977 | 2023-11-15 | 410 W GEORGIA STREET, Vancouver, BC V6B 1Z3 | Electrical Permit | Commercial | Tenant Improvement | Completed | Installation / Repair - Commercial - Fire Alarm Connection for Kitchen Hood Suppression System - Protec Scope is only the Fire Alarm Portion. No other work is included. >BP: Interior alterations to provide tenant improvements for a new Restaurant- Class 1 (Group A2) at Suite #120 in this mixed use commercial building on this site. Two class 4 hoods proposed. Total Occupant Load = 130 persons (65 interior + 65 Exterior) Separate permit required for exterior patio. NO DP AS PER JOHN GREER FEB-28-22 | Protec Installations Group
EP-2024-00056 | 2024-01-04 | 410 W GEORGIA STREET, Vancouver, BC V6B 1Z3 | Electrical Permit | Commercial | NULL | Issued | Annual / Operating - Annual Operating Permit warranty and maintenance Renewal of EP-2023-00098 -valid: Dec. 20, 2023 - Dec. 19, 2024 | Protec Installations Group
EP-2024-00754 | NULL | 410 W GEORGIA STREET, Vancouver, BC V6B 1Z3 | Electrical Permit | Commercial | Addition | Application Incomplete | Installation / Repair - Commercial - Installation of maglock devices and security devices to exterior doors on level 25. AL-2024-00010 | Rose Security Services Inc
EP-2022-08327 | 2022-10-04 | 410 W GEORGIA STREET, Vancouver, BC V6B 1Z3 | Electrical Permit | Commercial | Renovation | Completed | Installation / Repair - Commercial - Remove camera in back lobby and re-install it in elevator lobby NO MAG LOCKS | PALADIN TECHNOLOGIES INC
NULL | NULL | 410 W GEORGIA STREET, Vancouver, BC V6B 1Z3 | Electrical Permit | Commercial | Tenant Improvement | Withdrawn | Installation / Repair - Commercial - LV elctrical | AVI-SPL Canada Ltd
PP-2022-02763 | 2022-09-02 | 410 W GEORGIA STREET, Vancouver, BC V6B 1Z3 | Plumbing Permit | Commercial | Addition | Completed | Commercial - New plumbing fixtures >BP: Tenant Improvement and change of occupancy from office shell (D) to school (A2) for Northeastern University for Level 15 and a convenience stair to level 14 is being added in this existing high rise mixed use building. This project is related to AL-2022-00079. To be reviewed under the 2019 VBBL. Stage 1 - full Construction accepted Sept.1/22 - Erv | Broadway Refrigeration & Air Conditioning Co
SP-2022-01189 | 2022-11-29 | 410 W GEORGIA STREET, Vancouver, BC V6B 1Z3 | Sprinkler Permit | Commercial | Tenant Improvement | Completed | Commercial - For sprinkler system alterations to the 2019 VBBL and NFPA 13, 2013 for the tenant improvements to provide a change of occupancy from office shell (D) to school (A2) for Northeastern University for Level 15 and a convenience stair to level 14 is being added in this existing high rise mixed use building. This project is related to AL-2022-00079. Engineer of Record: Elston Johnston 604-272-0105 elston@ironstoneeng.com Certified Professional: David Steer 604-682-7146 dsteer@lmdg.com | Escape Fire Protection Ltd
EP-2022-06188 | 2022-09-02 | 410 W GEORGIA STREET, Vancouver, BC V6B 1Z3 | Electrical Permit | Commercial | Tenant Improvement | Issued | Installation / Repair - Commercial - #1400 (14th - 15th Level) BP: Tenant Improvement and change of occupancy from office shell (D) to school (A2) for Northeastern University for Level 15 and a convenience stair to level 14 is being added in this existing high rise mixed use building. This project is related to AL-2022-00079. To be reviewed under the 2019 VBBL. Stage 1 - full Construction accepted Sept.1/22 - Erv | Action Electric Ltd
EP-2022-06256 | 2022-07-25 | 410 W GEORGIA STREET, Vancouver, BC V6B 1Z3 | Electrical Permit | Commercial | New | Completed | Installation / Repair - Commercial - Low Voltage Data Cabling-NO MAG LOCKS Office tenant improvement of the entire Levels 10, 11, 12, and 13 (first TI). Washroom added to levels 10, 11, 12, and 13. | PALADIN TECHNOLOGIES INC
NULL | NULL | 410 W GEORGIA STREET, Vancouver, BC V6B 1Z3 | Electrical Permit | Commercial | Tenant Improvement | Draft | Installation / Repair - Commercial - Tenant Improvement | Olympic Controls Inc
EP-2022-09607 | 2022-11-15 | 410 W GEORGIA STREET, Vancouver, BC V6B 1Z3 | Electrical Permit | Commercial | Tenant Improvement | Completed | Installation / Repair - Commercial - FIRE ALARM SCOPE Only - New FA Speakers, Relocated FA Speakers, Smoke Detectors >BP: Tenant Improvement and change of major occupancy from office (D) to school (A2) in this 25 storey mixed use commercial building for Northeastern University on Level 1 entrance and Level 2. To conduct University Level Education. Space to support classroom teaching, support space for study and AR/VR stations. This is a fist TI to a new shell space. To be reviewed under the 2019 VBBL. Stage 1 - full construction - accepted Nov.2/22 Erv | Protec Installations Group
SP-2022-01885 | 2023-01-24 | 410 W GEORGIA STREET, Vancouver, BC V6B 1Z3 | Sprinkler Permit | Commercial | Tenant Improvement | Completed | Commercial - For sprinkler system alterations to the 2019 VBBL and NFPA 13, 2013 for the tenant improvements to provide interior alterations to this office (shell) for a first tenant improvement for a new full floor office tenant on the 5th floor (#500) of this existing commercial building on this site. Scope of work: full tenant fit out to this shell space. 1. This application does not include any of the following: • Warehouse storage arrangements, or mobile compact storage arrangements. • Changes to the sprinkler system supply piping (e.g. valves, mains, cross-mains, etc.). • New alternative solutions and/or modifications to existing alternative solutions. • Change in occupancy and/or hazard classification. 2. Flexible Sprinkler Pipe (Level 5) - Automatic sprinkler system has been designed for the use of Victaulic AH2 flexible sprinkler drops with 1/2" & 3/4" outlets, up to 48" with a maximum of 8 90° bends at a 2" bend radius for use with standard spray pendent sprinklers as noted on the sprinkler system shop drawings in the dropped ceilings. Engineer of Record: Elston Johnston 604-272-0105 elston@ironstoneeng.com | Escape Fire Protection Ltd
SP-2022-01877 | 2023-01-24 | 410 W GEORGIA STREET, Vancouver, BC V6B 1Z3 | Sprinkler Permit | Commercial | Tenant Improvement | Completed | Commercial - For sprinkler system alterations to the 2019 VBBL and NFPA 13, 2013 for the tenant improvements to provide interior alterations to this office (shell) for a first tenant improvement for a new full floor office tenant on the 4th floor (#400) of this existing commercial building on this site. Scope of work: full tenant fit out to this shell space. 1. This application does not include any of the following: • Warehouse storage arrangements, or mobile compact storage arrangements. • Changes to the sprinkler system supply piping (e.g. valves, mains, cross-mains, etc.). • New alternative solutions and/or modifications to existing alternative solutions. • Change in occupancy and/or hazard classification. 2. Flexible Sprinkler Pipe (Level 4) - Automatic sprinkler system has been designed for the use of Victaulic AH2 flexible sprinkler drops with 1/2" & 3/4" outlets, up to 48" with a maximum of 8 90° bends at a 2" bend radius for use with standard spray pendent sprinklers as noted on the sprinkler system shop drawings in the dropped ceilings. Engineer of Record: Elston Johnston 604-272-0105 elston@ironstoneeng.com | Escape Fire Protection Ltd
EP-2022-08846 | 2022-10-19 | 410 W GEORGIA STREET, Vancouver, BC V6B 1Z3 | Electrical Permit | Commercial | Tenant Improvement | Completed | Installation / Repair - Commercial - FIRE ALARM SCOPE Only - New FA Speakers, Relocated FA Speakers, Smoke Detectors and Door Openers >BP: Tenant Improvement and change of occupancy from office shell (D) to school (A2) for Northeastern University for Level 15 and a convenience stair to level 14 is being added in this existing high rise mixed use building. This project is related to AL-2022-00079. To be reviewed under the 2019 VBBL. Stage 1 - full Construction accepted Sept.1/22 - Erv | Protec Installations Group
EP-2022-08950 | 2022-10-21 | 410 W GEORGIA STREET, Vancouver, BC V6B 1Z3 | Electrical Permit | Commercial | Tenant Improvement | Completed | Installation / Repair - Commercial - Low voltage HVAC controls >BP: Tenant Improvement and change of occupancy from office shell (D) to school (A2) for Northeastern University for Level 15 and a convenience stair to level 14 is being added in this existing high rise mixed use building. This project is related to AL-2022-00079. To be reviewed under the 2019 VBBL. Stage 1 - full Construction accepted Sept.1/22 - Erv | Olympic Controls Inc
SP-2022-01637 | 2022-10-06 | 410 W GEORGIA STREET, Vancouver, BC V6B 1Z3 | Sprinkler Permit | Commercial | Tenant Improvement | Completed | Commercial - UNIT #120 - Tenant improvement to existing sprinkler system >BP: Interior alterations to provide tenant improvements for a new Restaurant- Class 1 (Group A2) at Suite #120 in this mixed use commercial building on this site. Two class 4 hoods proposed. Total Occupant Load = 130 persons (65 interior + 65 Exterior) Separate permit required for exterior patio. *****This application does not include any of the following: 1. Not more than 20 sprinklers (add, relocate, or remove), 2. hydraulic calculations, 3. change in occupancy and /or hazard classification, 4. warehouse storage arrangements, 5. mobile compact storage arrangements, 6. alternative solutions, 7. changes to the sprinkler system supply piping (e.g. valves, mains, cross-mains, branch-lines, etc.), or 8. flexible sprinkler pipe. | Escape Fire Protection Ltd
EP-2022-10478 | 2022-12-13 | 410 W GEORGIA STREET, Vancouver, BC V6B 1Z3 | Electrical Permit | Commercial | Tenant Improvement | Completed | Installation / Repair - Commercial - Low Voltage Audio Visual Cabling >BP: Office tenant improvement of the entire Levels 10, 11, 12, and 13 (first TI). Washroom added to levels 10, 11, 12, and 13. NO DP REQUIRED PER J GREER MAR 19-21 | AVI-SPL Canada Ltd
EP-2022-10285 | 2022-12-12 | 410 W GEORGIA STREET, Vancouver, BC V6B 1Z3 | Electrical Permit | Commercial | Tenant Improvement | Completed | Installation / Repair - Commercial - install electrical for restaurant -Rough in outlets, connection of light fixtures, connection of kitchen equipment back to existing panel. >BP: Interior alterations to provide tenant improvements for a new Restaurant- Class 1 (Group A2) at Suite #120 in this mixed use commercial building on this site. Two class 4 hoods proposed. Total Occupant Load = 130 persons (65 interior + 65 Exterior) Separate permit required for exterior patio. NO DP AS PER JOHN GREER FEB-28-22 | ICS Electric Ltd
EP-2022-10284 | 2022-12-12 | 410 W GEORGIA STREET, Vancouver, BC V6B 1Z3 | Electrical Permit | Commercial | Tenant Improvement | Issued | Installation / Repair - Commercial - tenant improvements to two floors -Scope of work: Connection of outlets/switches to existing panel, wiring of light fixtures, data communication wire installation. Relocation of existing fire alarm devices. >BP: Interior alterations to this office (shell) for a first tenant improvement for a new full floor office tenant on the 4th floor (#400) of this existing commercial building on this site. Scope of work: full tenant fit out to this shell space. TENANT: IWG Plc. NOTE: see separate permit BP-2022- 04740 for the 5th floor Permit fees for both floors collected under this permit. Ok for Field Review per S. Dugaro; Oct. 13, 2022 Letters of Assurance submitted by: Schedule A and Architectural Schedule B, Michell Sakumoto, Architect, AIBC. ph: 604.683.4131. Mechanical and Plumbing Schedule B, Hassan A. Hammoud, P.Eng., ph: 604-734-9338. Electrical Schedule B, Steven Nemetz, P.Eng., ph: 604-736-6562 Energy checklist is currently no longer required with your Building Permit (BP) application. Some supporting documents are still required at BP stage, specifically Envelope and HVAC, if applicable. Service Water Heating and Lighting supporting documents, if applicable, must be submitted with your related trades permits (e.g. electrical and plumbing). All energy upgrades will be checked during inspections stage. It is the applicant’s responsibility to identify and note all required upgrades including energy upgrades on their BP drawings at BP stage. | ICS Electric Ltd
EP-2022-10432 | 2022-12-13 | 410 W GEORGIA STREET, Vancouver, BC V6B 1Z3 | Electrical Permit | Commercial | Tenant Improvement | Issued | Installation / Repair - Commercial - Connection of outlets/switches to existing panel, wiring of light fixtures, data communication wire installation. Relocation of existing fire alarm devices. >BP: #500 - 5th floor Interior alterations to this office (shell) for a first tenant improvement for a new full floor office tenant on the 5th floor (#500) of this existing commercial building on this site. Scope of work: full tenant fit out to this shell space. TENANT: IWG Plc. | ICS Electric Ltd
PP-2023-00130 | 2023-01-16 | 410 W GEORGIA STREET, Vancouver, BC V6B 1Z3 | Plumbing Permit | Commercial | Tenant Improvement | Completed | Commercial - We will be installing kitchen sink, water chiller, water filter, coffee machine, ice machine and fridge. >BP: Interior alterations to this office (shell) for a first tenant improvement for a new full floor office tenant on the 4th floor (#400) of this existing commercial building on this site. Scope of work: full tenant fit out to this shell space. TENANT: IWG Plc. NOTE: see separate permit BP-2022- 04740 for the 5th floor Permit fees for both floors collected under this permit. Ok for Field Review per S. Dugaro; Oct. 13, 2022 Letters of Assurance submitted by: Schedule A and Architectural Schedule B, Michell Sakumoto, Architect, AIBC. ph: 604.683.4131. Mechanical and Plumbing Schedule B, Hassan A. Hammoud, P.Eng., ph: 604-734-9338. Electrical Schedule B, Steven Nemetz, P.Eng., ph: 604-736-6562 Energy checklist is currently no longer required with your Building Permit (BP) application. Some supporting documents are still required at BP stage, specifically Envelope and HVAC, if applicable. Service Water Heating and Lighting supporting documents, if applicable, must be submitted with your related trades permits (e.g. electrical and plumbing). All energy upgrades will be checked during inspections stage. It is the applicant’s responsibility to identify and note all required upgrades including energy upgrades on their BP drawings at BP stage. | Broadway Refrigeration & Air Conditioning Co
PP-2023-00131 | 2023-01-16 | 410 W GEORGIA STREET, Vancouver, BC V6B 1Z3 | Plumbing Permit | Commercial | Tenant Improvement | Completed | Commercial - We will be installing bunch of plumbing fixtures for level 5 of the buiilding > Interior alterations to this office (shell) for a first tenant improvement for a new full floor office tenant on the 5th floor (#500) of this existing commercial building on this site. Scope of work: full tenant fit out to this shell space. TENANT: IWG Plc. NOTE: see separate permit BP-2022- 04740 for the 4th floor for permit fees Ok for Field Review per S.Dugaro; Oct. 13, 2022 Letters of Assurance submitted by: Schedule A and Architectural Schedule B, Michell Sakumoto, Architect, AIBC. ph: 604-683-4131. Mechanical and Plumbing Schedule B, Hassan A. Hammound, P.Eng., ph: 604-734-9338. Electrical Schedule B, Steven Nemetz, P.Eng., ph: 604-736-6562. Energy checklist is currently no longer required with your Building Permit (BP) application. Some supporting documents are still required at BP stage, specifically Envelope and HVAC, if applicable. Service Water Heating and Lighting supporting documents, if applicable, must be submitted with your related trades permits (e.g. electrical and plumbing). All energy upgrades will be checked during inspections stage. It is the applicant’s responsibility to identify and note all required upgrades including energy upgrades on their BP drawings at BP stage. | Broadway Refrigeration & Air Conditioning Co
EP-2023-00494 | NULL | 410 W GEORGIA STREET, Vancouver, BC V6B 1Z3 | Electrical Permit | Commercial | Tenant Improvement | Withdrawn | Installation / Repair - Commercial - Low voltage HVAC controls >BP: #400 - 4th floor (full floor tenant) Interior alterations to this office (shell) for a first tenant improvement for a new full floor office tenant on the 4th floor (#400) of this existing commercial building on this site. Scope of work: full tenant fit out to this shell space. TENANT: IWG Plc. NOTE: see separate permit BP-2022- 04740 for the 5th floor Permit fees for both floors collected under this permit. Ok for Field Review per S. Dugaro; Oct. 13, 2022 Letters of Assurance submitted by: Schedule A and Architectural Schedule B, Michell Sakumoto, Architect, AIBC. ph: 604.683.4131. Mechanical and Plumbing Schedule B, Hassan A. Hammoud, P.Eng., ph: 604-734-9338. Electrical Schedule B, Steven Nemetz, P.Eng., ph: 604-736-6562 Energy checklist is currently no longer required with your Building Permit (BP) application. Some supporting documents are still required at BP stage, specifically Envelope and HVAC, if applicable. Service Water Heating and Lighting supporting documents, if applicable, must be submitted with your related trades permits (e.g. electrical and plumbing). All energy upgrades will be checked during inspections stage. It is the applicant’s responsibility to identify and note all required upgrades including energy upgrades on their BP drawings at BP stage. | Olympic Controls Inc
EP-2023-00323 | 2023-01-16 | 410 W GEORGIA STREET, Vancouver, BC V6B 1Z3 | Electrical Permit | Commercial | Tenant Improvement | Completed | Installation / Repair - Commercial - Data & Security Systems NO MAGLOCKS Site Contact - Jimmy Li (778) 885-8098 >BP: Tenant Improvement and change of occupancy from office shell (D) to school (A2) for Northeastern University for Level 15 and a convenience stair to level 14 is being added in this existing high rise mixed use building. This project is related to AL-2022-00079. To be reviewed under the 2019 VBBL. Stage 1 - full Construction accepted Sept.1/22 - Erv | PALADIN TECHNOLOGIES INC
EP-2023-00498 | 2023-01-25 | 410 W GEORGIA STREET, Vancouver, BC V6B 1Z3 | Electrical Permit | Commercial | Tenant Improvement | Completed | Installation / Repair - Commercial - Cabling for AV systems >BP: Tenant Improvement and change of occupancy from office shell (D) to school (A2) for Northeastern University for Level 15 and a convenience stair to level 14 is being added in this existing high rise mixed use building. This project is related to AL-2022-00079. To be reviewed under the 2019 VBBL. Stage 1 - full Construction accepted Sept.1/22 - Erv Amend: Oct 30, 2023 change customer info to Dan Blackburn. 778.898.3830 | AVI-SPL Canada Ltd
EP-2023-00098 | 2023-01-23 | 410 W GEORGIA STREET, Vancouver, BC V6B 1Z3 | Electrical Permit | Commercial | NULL | Expired | Annual / Operating - warranty and maintenance Renewal of EP-2021-09432 Valid: Dec 20, 2022 to Dec 19, 2023 | Robert Bruce Burns, Derek Stone, Jody Stronach & Brian Leoppky
EP-2023-01628 | 2023-03-24 | 410 W GEORGIA STREET, Vancouver, BC V6B 1Z3 | Electrical Permit | Commercial | New | Completed | Installation / Repair - Commercial - Data & Security Systems No Maglocks Site Contact - Jimmy Li +1 (778) 885-8098 >BP: Tenant Improvement and change of major occupancy from Office (D) to school (A2) in this 25-storey mixed-use commercial building for Northeastern University on Level 1 entrance and Level 2 - To conduct University Level Education. Space to support classroom teaching, support space for study and AR/VR stations. This is a fist TI to a new SHELL space. To be reviewed under the 2019 VBBL. SRAGE I - Full Construction - accepted Nov.2/22 Erv | PALADIN TECHNOLOGIES INC
EP-2023-01807 | 2023-03-06 | 410 W GEORGIA STREET, Vancouver, BC V6B 1Z3 | Electrical Permit | Commercial | Tenant Improvement | Completed | Installation / Repair - Commercial - Low voltage HVAC controls >BP: #500 - 5th floor Interior alterations to this office (shell) for a first tenant improvement for a new full floor office tenant on the 5th floor (#500) of this existing commercial building on this site. Scope of work: full tenant fit out to this shell space. | Olympic Controls Inc
EP-2023-01806 | 2023-03-06 | 410 W GEORGIA STREET, Vancouver, BC V6B 1Z3 | Electrical Permit | Commercial | Tenant Improvement | Completed | Installation / Repair - Commercial - Low voltage HVAC controls >BP: #400 - 4th floor (full floor tenant) Interior alterations to this office (shell) for a first tenant improvement for a new full floor office tenant on the 4th floor (#400) of this existing commercial building on this site. Scope of work: full tenant fit out to this shell space. | Olympic Controls Inc
EP-2023-01361 | 2023-02-17 | 410 W GEORGIA STREET, Vancouver, BC V6B 1Z3 | Electrical Permit | Commercial | Addition | Completed | Installation / Repair - Commercial - Install cameras NO MAGLOCKS Site Contact - Daniel Radomske 604-916-0703 | PALADIN TECHNOLOGIES INC
NULL | NULL | 410 W GEORGIA STREET, Vancouver, BC V6B 1Z3 | Electrical Permit | Commercial | New | Draft | Installation / Repair - Commercial - Data & Security Systems No Mag Locks Site Contact - Jimmy Li +1 (778) 885-8098 | PALADIN TECHNOLOGIES INC
EP-2023-03939 | 2023-05-25 | 410 W GEORGIA STREET, Vancouver, BC V6B 1Z3 | Electrical Permit | Commercial | Tenant Improvement | Completed | Installation / Repair - Commercial - FA SCOPE ONLY. Relocate existing FA Devices add new FA devices. >BP: #500 - 5th floor Interior alterations to this office (shell) for a first tenant improvement for a new full floor office tenant on the 5th floor (#500) of this existing commercial building on this site. Scope of work: full tenant fit out to this shell space. TENANT: IWG Plc. NOTE: see separate permit BP-2022- 04740 for the 4th floor for permit fees | Protec Installations Group
EP-2023-03937 | 2023-05-25 | 410 W GEORGIA STREET, Vancouver, BC V6B 1Z3 | Electrical Permit | Commercial | Tenant Improvement | Completed | Installation / Repair - Commercial - FA Scope only. Relocate existing Fire Alarm devices. install new fire alarm devices. >BP: #400 - 4th floor (full floor tenant) Interior alterations to this office (shell) for a first tenant improvement for a new full floor office tenant on the 4th floor (#400) of this existing commercial building on this site. Scope of work: full tenant fit out to this shell space. TENANT: IWG Plc. NOTE: see separate permit BP-2022- 04740 for the 5th floor | Protec Installations Group
PP-2023-02138 | 2023-07-18 | 410 W GEORGIA STREET, Vancouver, BC V6B 1Z3 | Plumbing Permit | Commercial | Tenant Improvement | Completed | Commercial - New plumbing rough in as per mechanical drawings >BP: Interior alterations to provide tenant improvements for a new Restaurant- Class 1 (Group A2) at Suite #120 in this mixed use commercial building on this site. Two class 4 hoods proposed. Total Occupant Load = 130 persons (65 interior + 65 Exterior) Separate permit required for exterior patio. | VANMECH PLUMBING & HEATING LTD.
EP-2023-05835 | 2023-06-29 | 410 W GEORGIA STREET, Vancouver, BC V6B 1Z3 | Electrical Permit | Commercial | Renovation | Completed | Installation / Repair - Commercial - Relocate security conduits on Level 5 for the renovations. No Mag Locks. Site contact: Rajinder Gill-6043299754. >BP: Interior alterations to this office (shell) for a first tenant improvement for a new full floor office tenant on the 5th floor (#500) of this existing commercial building on this site. Scope of work: full tenant fit out to this shell space. TENANT: IWG Plc. NOTE: see separate permit BP-2022- 04740 for the 4th floor for permit fees | Paladin Technologies Inc
EP-2023-05598 | 2023-07-05 | 410 W GEORGIA STREET, Vancouver, BC V6B 1Z3 | Electrical Permit | Commercial | Renovation | Completed | Installation / Repair - Commercial - Relocate security conduits on Level 4 for the renovations. NO MAG LOCKS Contact: Rajinder Gill #6043299754 >BP: #400 - 4th floor (full floor tenant) Interior alterations to this office (shell) for a first tenant improvement for a new full floor office tenant on the 4th floor (#400) of this existing commercial building on this site. Scope of work: full tenant fit out to this shell space. TENANT: IWG Plc. NOTE: see separate permit BP-2022- 04740 for the 5th floor | Paladin Technologies Inc
EP-2022-00853 | 2022-02-04 | 202 E 16TH AVENUE, Vancouver, BC V1V 1V1 | Electrical Permit | Commercial | NULL | Expired | Annual / Operating - Annual(Operating) VALID: JAN 13/2022 TIL JAN 12/2023 Renewal of EP-2021-01660 | Sato Electric Ltd
EP-2023-00390 | 2023-01-18 | 202 E 16TH AVENUE, Vancouver, BC V1V 1V1 | Electrical Permit | Commercial | NULL | Expired | Annual / Operating - Annual(Operating) VALID: JAN 13/2023 TIL JAN 12/2024 Renewal of EP-2022-00853 | Sato Electric Ltd
EP-2024-00469 | 2024-01-31 | 202 E 16TH AVENUE, Vancouver, BC V1V 1V1 | Electrical Permit | Commercial | NULL | Issued | Annual / Operating - Annual(Operating) - Renewal of EP-2023-00390 - VALID FROM Jan 13th 2024 - Jan 12th 2025 | Sato Electric Ltd
EP-2023-08647 | 2023-09-25 | 188 E 6TH AVENUE, Vancouver, BC V5T 1J5 | Electrical Permit | Commercial | NULL | Issued | Annual / Operating - *ANNUAL OPERATING PERMIT* Minor Electrical work, repair and maintenance -renewal of: EP-2022-07189 -valid: Aug. 27, 2023 - Aug. 26, 2024 | Berts Electric (2001) Ltd
EP-2022-07189 | 2022-08-25 | 188 E 6TH AVENUE, Vancouver, BC V5T 1J5 | Electrical Permit | Commercial | NULL | Expired | Annual / Operating - *ANNUAL OPERATING PERMIT* Minor Electrical work, repair and maintenance Valid: Aug 26,2022 - Aug 25,2023 Expired: EP-2021-06397 | Berts Electric (2001) Ltd
NULL | NULL | 533 W 8TH AVENUE, Vancouver, BC V5Z 1C6 | Plumbing Permit | Commercial | Tenant Improvement | Withdrawn | Commercial - Apple TI | PML Professional Mechanical Ltd
SP-2023-01918 | 2023-10-18 | 533 W 8TH AVENUE, Vancouver, BC V5Z 1C6 | Sprinkler Permit | Commercial | Tenant Improvement | Completed | Commercial - Add and relocate sprinkler heads for tenant improvement. >BP: 533 W 8th Ave Interior alterations to provide improvements for a new Retail (Limited Food Service) at the existing Retail (Shell) unit 533 W 8th Ave on the ground floor of this commercial building on this site. *****This application does not include any of the following: 1. Not more than 20 sprinklers (add, relocate, or remove), 2. hydraulic calculations, 3. change in occupancy and /or hazard classification, 4. warehouse storage arrangements, 5. mobile compact storage arrangements, 6. alternative solutions, 7. changes to the sprinkler system supply piping (e.g. valves, mains, cross-mains, branch-lines, etc.), or 8. flexible sprinkler pipe. | Priority Fire Systems Ltd
PP-2023-03523 | 2023-10-12 | 533 W 8TH AVENUE, Vancouver, BC V5Z 1C6 | Plumbing Permit | Commercial | Tenant Improvement | Completed | Commercial - GI, bathroom, 2 comp sink, hand sink >BP: 533 W 8th Ave Interior alterations to provide improvements for a new Retail (Limited Food Service) at the existing Retail (Shell) unit 533 W 8th Ave on the ground floor of this commercial building on this site. No translucent or opaque film, artwork, posters, shelving, display cases or similar elements are to be installed on or directly outside or inside of the approved glazing frontages and windows so that the interior of the premises is visible at all times from the sidewalk First TI | VANMECH PLUMBING & HEATING LTD.
EP-2023-09014 | 2023-10-06 | 533 W 8TH AVENUE, Vancouver, BC V5Z 1C6 | Electrical Permit | Commercial | Tenant Improvement | Completed | Installation / Repair - Commercial - Install 8 receptacles, 4 data lines, new light fixtures & controls, relocate fire alarm speaker. >BP: Interior alterations to provide improvements for a new Retail (Limited Food Service) at the existing Retail (Shell) unit 533 W 8th Ave on the ground floor of this commercial building on this site. No translucent or opaque film, artwork, posters, shelving, display cases or similar elements are to be installed on or directly outside or inside of the approved glazing frontages and windows so that the interior of the premises is visible at all times from the sidewalk First TI Related to OC: OC-2021-00525 OK for Field Review per W.Wong This building is Sprinklered. | Blueline Electrical Services Ltd
SP-2023-02251 | 2023-12-21 | 533 W 8TH AVENUE, Vancouver, BC V5Z 1C6 | Sprinkler Permit | Commercial | Renovation | Completed | Commercial - Add 2 pendant sprinkler heads and 1 upright sprinkler head All heads are Victaulic 5.6 k heads >BP: 533 W 8th Ave Interior alterations to provide improvements for a new Retail (Limited Food Service) at the existing Retail (Shell) unit 533 W 8th Ave on the ground floor of this commercial building on this site. No translucent or opaque film, artwork, posters, shelving, display cases or similar elements are to be installed on or directly outside or inside of the approved glazing frontages and windows so that the interior of the premises is visible at all times from the sidewalk First TI >>>*****This application does not include any of the following: 1. Not more than 20 sprinklers (add, relocate, or remove), 2. hydraulic calculations, 3. change in occupancy and /or hazard classification, 4. warehouse storage arrangements, 5. mobile compact storage arrangements, 6. alternative solutions, 7. changes to the sprinkler system supply piping (e.g. valves, mains, cross-mains, branch-lines, etc.), or 8. flexible sprinkler pipe. | Cloverdale Fire Protection & Life Safety Inc
SP-2023-02074 | 2023-11-14 | 535 W 8TH AVENUE, Vancouver, BC V5Z 1C6 | Sprinkler Permit | Commercial | Tenant Improvement | Completed | Commercial - Fire sprinkler alteration >BP: Interior/exterior alterations to provide improvements for new Retail Ltd Foods tenant (Cobs Bread) at 535 W 8th Av in this existing commercial building. Exterior renovations are limited to add a new 42"x20" exhaust grill at the underside of existing soffit. *****This application does not include any of the following: 1. Not more than 20 sprinklers (add, relocate, or remove), 2. hydraulic calculations, 3. change in occupancy and /or hazard classification, 4. warehouse storage arrangements, 5. mobile compact storage arrangements, 6. alternative solutions, 7. changes to the sprinkler system supply piping (e.g. valves, mains, cross-mains, branch-lines, etc.), or 8. flexible sprinkler pipe. | Sprinkl-Tech Installations Inc
EP-2023-08681 | 2023-09-26 | 535 W 8TH AVENUE, Vancouver, BC V5Z 1C6 | Electrical Permit | Commercial | Tenant Improvement | Completed | Installation / Repair - Commercial - Tenant improvement fit out for COBs Bread. Installation of distribution, lighting, low voltage. >BP: Interior/exterior alterations to provide improvements for new Retail Ltd Foods tenant (Cobs Bread) at 535 W 8th Av in this existing commercial building. Exterior renovations are limited to add a new 42"x20" exhaust grill at the underside of existing soffit. Note: 1. OK to process as DB per Karen Kallweit-Graham, April 18, 2023. 2. Process thru CRC Schedule A - Andrea Scott 604-298-3700 Schedule B Arch - Andrea Scott 604-298-3700 Schedule B Mech and Plumbing - Aly eldeeb 604-882-9500 Schedule B Elec - John Jarvis 604-850-0449 | JRGreene Electric Ltd
PP-2023-03253 | 2023-09-18 | 535 W 8TH AVENUE, Vancouver, BC V5Z 1C6 | Plumbing Permit | Commercial | Tenant Improvement | Completed | Commercial - plumbing for bakery >DB: Interior/exterior alterations to provide improvements for new Retail Ltd Foods tenant (Cobs Bread) at 535 W 8th Av in this existing commercial building. Exterior renovations are limited to add a new 42"x20" exhaust grill at the underside of existing soffit. | True Blue Plumbing Limited
EP-2023-03713 | 2023-04-28 | 258 UNION STREET, Vancouver, BC V1V 1V1 | Electrical Permit | Commercial | Renovation | Issued | Installation / Repair - Commercial - #108 - Repair unit that had minor kitchen fire. Panel changed due to water damage. Permit pulled for re-wire of unit. Assessment of kitchen wiring required . -reference to: CF-2023-003697 | Lux Electric Group Ltd
EP-2022-00832 | 2022-02-04 | 2392 E 38TH AVENUE, Vancouver, BC V5R 2T7 | Electrical Permit | Residential | New | Issued | Installation / Repair - Residential - Alarm. tel, tv, net, doorbell -complete security alarm installation BP: Building #1 To construct a two storey plus basement Two-Family Dwelling (Building 1) at the Northerly portion of this lot (and to construct a one and a half storey - Two-Family Dwelling (Building 2) at the rear providing four (4) surface parking spaces having vehicular access from the lane - under separate permit) Building Review Branch Notes: - Building Permit for DP-2018-00841 - Main permit for two buildings on this lot. - Building to be Sprinklered to NFPA 13D - Openable windows to conform to 9.8.8.1(4) - All new windows, doors, and skylights shall conform to AAMA/WDMA/CSA101/I.S.2/A440, NAFS. * Reviewed as per VBBL 2019 and issued during Pandemic Crisis | Best Built-In Centre Ltd
GP-2022-00539 | 2022-02-18 | 2392 E 38TH AVENUE, Vancouver, BC V5R 2T7 | Gas Permit | Residential | New | Completed | Residential - 2392 e38 ave to install 1 boiler 1 range 1 bbq 2394 e38 ave to install 1 boiler 1 range 1 bbq | Symbolistic Heating Ltd
SP-2022-00203 | 2022-02-15 | 2392 E 38TH AVENUE, Vancouver, BC V5R 2T7 | Sprinkler Permit | Residential | New | Completed | Residential - One backflow preventer for all four units Paid under Bld#1 >BP: Building #1 To construct a two storey plus basement Two-Family Dwelling (Building 1) at the Northerly portion of this lot (and to construct a one and a half storey - Two-Family Dwelling (Building 2) at the rear providing four (4) surface parking spaces having vehicular access from the lane - under separate permit) Building Review Branch Notes: - Building Permit for DP-2018-00841 - Main permit for two buildings on this lot. - Building to be Sprinklered to NFPA 13D - Openable windows to conform to 9.8.8.1(4) - All new windows, doors, and skylights shall conform to AAMA/WDMA/CSA101/I.S.2/A440, NAFS. * Reviewed as per VBBL 2019 and issued during Pandemic Crisis | Haven Fire Protection Ltd
EP-2023-01258 | 2023-04-06 | 2392 E 38TH AVENUE, Vancouver, BC V5R 2T7 | Electrical Permit | Residential | New | Completed | Installation / Repair - Residential - TO CONTINUE WORK STARTED BY OTHERS (EP-2021-06702) New service installation and finishing electrical work. >BP: Building #1 To construct a two storey plus basement Two-Family Dwelling (Building 1) at the Northerly portion of this lot (and to construct a one and a half storey - Two-Family Dwelling (Building 2) at the rear providing four (4) surface parking spaces having vehicular access from the lane - under separate permit) Building Review Branch Notes: - Building Permit for DP-2018-00841 - Main permit for two buildings on this lot. - Building to be Sprinklered to NFPA 13D - Openable windows to conform to 9.8.8.1(4) - All new windows, doors, and skylights shall conform to AAMA/WDMA/CSA101/I.S.2/A440, NAFS. * Reviewed as per VBBL 2019 and issued during Pandemic Crisis | VS Electric Ltd
EP-2023-05665 | 2023-06-26 | 368 LAKEWOOD DRIVE, Vancouver, BC V1V 1V1 | Electrical Permit | Commercial | NULL | Issued | Annual / Operating - To perform regular electrical maintenance. Renewal of EP-2022-05232 Valid: Jun 21, 2023 to Jun 20, 2024 | Villa Electric (1980) Ltd
EP-2022-05232 | 2022-06-21 | 368 LAKEWOOD DRIVE, Vancouver, BC V1V 1V1 | Electrical Permit | Commercial | NULL | Expired | Annual / Operating - To perform regular electrical maintenance. | Villa Electric (1980) Ltd
EP-2022-00169 | 2022-01-12 | 2206 KINGSWAY, Vancouver, BC V5N 2T7 | Electrical Permit | Commercial | NULL | Expired | Annual / Operating - Minor electrical maintenance & repairs. Valid January 12, 2022 until January 11, 2023 | Bayshore Electric Ltd
EP-2023-00108 | 2023-01-06 | 2206 KINGSWAY, Vancouver, BC V5N 2T7 | Electrical Permit | Commercial | NULL | Expired | Annual / Operating - Minor electrical maintenance & repairs Renewal of EP-2022-00169 Valid January 12, 2023 until January 11, 2024 | Bayshore Electric Ltd
EP-2024-00113 | 2024-01-05 | 2206 KINGSWAY, Vancouver, BC V5N 2T7 | Electrical Permit | Commercial | NULL | Issued | Annual / Operating - Annual/Operating Permit EXPIRED PERMIT EP-2023-00108 Valid January 12th, 2024 until January 11th, 2025 | Bayshore Electric Ltd
NULL | NULL | 792 W BROADWAY, Vancouver, BC V5Z 1H1 | Gas Permit | Commercial | Renovation | Draft | Commercial - REMOVING 2 OLD APPLIANCES FROM REAR OF STORE AND ADDING 2 NEW APPLIANCES TO FRONT OF STORE- NEW PIPING WILL ONLY BE FROM GAS SOLINOID VALVE TO NEW APPLIANCES ABOUT 10' AWAY | Jay Donald Abar
GP-2023-01556 | 2023-05-16 | 792 W BROADWAY, Vancouver, BC V5Z 1H1 | Gas Permit | Commercial | Tenant Improvement | Completed | Commercial - 1 Oven & 1 Fryer | Jay Donald Abar
PP-2023-00538 | 2023-03-06 | 792 W BROADWAY, Vancouver, BC V5Z 1H1 | Plumbing Permit | Commercial | Renovation | Completed | Commercial - add one hand sink, one 50 GPM grease interceptor for combi oven >BP: Minor Renovation Interior alterations and installation of new cooking equipment and their ventilation system for the existing retail unit on the first floor of this existing Office/Retail/Restaurant high rise building for a new tenant. Scope of work includes: Interior alteration, kitchen hood replacement, lighting changes, painting and flooring changes. Note: 1. Class-1 cooking operation 2. Permit was reviewed for compliance with VBBL 2019 | Jay Donald Abar
EP-2023-01261 | 2023-02-23 | 792 W BROADWAY, Vancouver, BC V5Z 1H1 | Electrical Permit | Commercial | Renovation | Completed | Installation / Repair - Commercial - Renovation of old restaurant to new restaurant -It is minor renovation and alteration of existing restaurant to new restaurant . Fire alarm already hooked up no devices added. Connection of the kitchen hood fan, with fire alarm verification certificate. Most of the kitchen area lights are remain same. All the switches and plugs at kitchen will be machinally protracted. >BP: Minor Renovation Interior alterations and installation of new cooking equipment and their ventilation system for the existing retail unit on the first floor of this existing Office/Retail/Restaurant high rise building for a new tenant. Scope of work includes: Interior alteration, kitchen hood replacement, lighting changes, painting and flooring changes. Note: 1. Class-1 cooking operation 2. Permit was reviewed for compliance with VBBL 2019 | Econ Energy Group Ltd
SP-2023-00297 | 2023-02-22 | 792 W BROADWAY, Vancouver, BC V5Z 1H1 | Sprinkler Permit | Commercial | Tenant Improvement | Completed | Commercial - Add new sprinkler heads for existing sprinkler system for tenant improvement. >BP: Minor Renovation Interior alterations and installation of new cooking equipment and their ventilation system for the existing retail unit on the first floor of this existing Office/Retail/Restaurant high rise building for a new tenant. Scope of work includes: Interior alteration, kitchen hood replacement, lighting changes, painting and flooring changes. *****This application does not include any of the following: 1. Not more than 20 sprinklers (add, relocate, or remove), 2. hydraulic calculations, 3. change in occupancy and /or hazard classification, 4. warehouse storage arrangements, 5. mobile compact storage arrangements, 6. alternative solutions, 7. changes to the sprinkler system supply piping (e.g. valves, mains, cross-mains, branch-lines, etc.), or 8. flexible sprinkler pipe | Priority Fire Systems Ltd
EP-2023-02209 | 2023-03-15 | 792 W BROADWAY, Vancouver, BC V5Z 1H1 | Electrical Permit | Commercial | Addition | Issued | Installation / Repair - Commercial - Sign connection (SI-2022-00241) | Thunder Electrical Ltd
SP-2022-00087 | 2022-02-03 | 794 W BROADWAY, Vancouver, BC V5Z 1H1 | Sprinkler Permit | Commercial | Tenant Improvement | Cancelled | Commercial - 17 NEW AND RELOCATE SPRINKLER HEADS Renovation and change of major occupancy classification from office to restaurant (A2). Class-4 Cooking operation (No KVS drawings was submitted) This application does not include any of the following: 1. Not more than 20 sprinklers (add, relocate, or remove), 2. hydraulic calculations, 3. change in occupancy and /or hazard classification, 4. warehouse storage arrangements, 5. mobile compact storage arrangements, 6. alternative solutions, 7. changes to the sprinkler system supply piping (e.g. valves, mains, cross-mains, branch-lines, etc.), or 8. flexible sprinkler pipe. | Priority Fire Systems Ltd
PP-2022-01520 | 2022-05-06 | 794 W BROADWAY, Vancouver, BC V5Z 1H1 | Plumbing Permit | Commercial | Tenant Improvement | Completed | Commercial - drainage venting and waterlines to new restaurant -grease interceptors are existing >Renovation and change of major occupancy classification of the office shell unit (D) to restaurant Class 1 (A2) on the first floor of this existing high rise office/commercial building on this site for a new tenant. Included in the scope of work is installation of commercial cooking appliances and ventless hood. Note: 1. Class-2 cooking operation with ventless hood 2. Electric cooking appliances only 3. The application is reviewed based on VBBL 2019 | BPH Mechanical Systems Ltd.
SP-2022-00857 | 2022-08-02 | 794 W BROADWAY, Vancouver, BC V5Z 1H1 | Sprinkler Permit | Commercial | Tenant Improvement | Completed | Commercial - Relocate (x16) Heads Renovation and change of major occupancy classification of the office shell unit (D) to restaurant Class 1 (A2) on the first floor of this existing high rise office/commercial building on this site for a new tenant. Included in the scope of work is installation of commercial cooking appliances and ventless hood. Note: 1. Class-2 cooking operation with ventless hood 2. Electric cooking appliances only 3. The application is reviewed based on VBBL 2019 *****This application does not include any of the following: 1. Not more than 20 sprinklers (add, relocate, or remove), 2. hydraulic calculations, 3. change in occupancy and /or hazard classification, 4. warehouse storage arrangements, 5. mobile compact storage arrangements, 6. alternative solutions, 7. changes to the sprinkler system supply piping (e.g. valves, mains, cross-mains, branch-lines, etc.), or 8. flexible sprinkler pipe. | Fire Pro Fire Protection Ltd.
EP-2022-03258 | 2022-04-26 | 794 W BROADWAY, Vancouver, BC V5Z 1H1 | Electrical Permit | Commercial | Tenant Improvement | Completed | Installation / Repair - Commercial - Commercial Kitchen/Restaurant, branch circuits, mechanical equipment, kitchen equipment, low voltage cabling, lighting -There is just a sign connection junction box for the unit >BP: Renovation and change of major occupancy classification of the office shell unit (D) to restaurant Class 1 (A2) on the first floor of this existing high rise office/commercial building on this site for a new tenant. Included in the scope of work is installation of commercial cooking appliances and ventless hood. Note: 1. Class-2 cooking operation with ventless hood 2. Electric cooking appliances only 3. The application is reviewed based on VBBL 2019 | Kybe Electrical Contracting Ltd
PP-2023-00868 | 2023-03-15 | 895 GREAT NORTHERN WAY, Vancouver, BC V5T 4T5 | Plumbing Permit | Commercial | Tenant Improvement | Completed | Commercial - INstall plumbing systems for a liquor store >BP: #895 Interior alterations for first TI and to combine the existing retail unit 895 & 897 Great Northern Way and change the use of from a Retail Store (SHELL) to a new Retail Type-2 Liquor Store in this existing commercial building. Scope of work includes coring of the slab for new plumbing. July 17/2023-AMEND -Add 3/4" RPBA backflow preventor for dishwasher | Meridian West Mechanical Ltd
EP-2023-02276 | 2023-03-17 | 895 GREAT NORTHERN WAY, Vancouver, BC V5T 4T5 | Electrical Permit | Commercial | Tenant Improvement | Completed | Installation / Repair - Commercial - Existing Distribution Panelboards, Intall General Power, Lighting, Emergency Lighting, Mechanical Power Only, LV Data/Comm, Fire Alarm Devices. >BP: Interior alterations for first TI and to combine the existing retail unit 895 & 897 Great Northern Way and change the use of from a Retail Store (SHELL) to a new Retail Type-2 Liquor Store in this existing commercial building. Scope of work includes coring of the slab for new plumbing. New Tenant: Verve Specialty Liquor Store Related to DP-2021-00776/DP-2022-00840 Ok for field review per J. Zhang - Jan 16/23 Notes: - DBI to determine on site if a seismic letter is required for shelving over 6ft high. - This building is sprinklered. DBI to determine on site if a separate sprinkler permit is required. - Schedule A & B, Architectural, David Eaton, Architect, 604-608-0161. - Schedule B, Mechanical/Plumbing, Ronald Braun, P.Eng, 604-609-0500. - Schedule B, Electrical, S. S. Dhaliwal, P.Eng, 604-609-0500. - No translucent or opaque film to be installed on or directly outside or inside of the approved glazing. Separate permit is required for all signage. - No tasting area nor private events are permitted with this permit. A separate DP m/a application must be submitted for consideration. | Kato Electrical Inc
SP-2023-00533 | 2023-03-29 | 895 GREAT NORTHERN WAY, Vancouver, BC V5T 4T5 | Sprinkler Permit | Commercial | Tenant Improvement | Completed | Commercial - adding 3 sprinklers >BP: #895 Interior alterations for first TI and to combine the existing retail unit 895 & 897 Great Northern Way and change the use of from a Retail Store (SHELL) to a new Retail Type-2 Liquor Store in this existing commercial building. Scope of work includes coring of the slab for new plumbing. *****This application does not include any of the following: 1. Not more than 20 sprinklers (add, relocate, or remove), 2. hydraulic calculations, 3. change in occupancy and /or hazard classification, 4. warehouse storage arrangements, 5. mobile compact storage arrangements, 6. alternative solutions, 7. changes to the sprinkler system supply piping (e.g. valves, mains, cross-mains, branch-lines, etc.), or 8. flexible sprinkler pipe | Titan Fire Protection Ltd
EP-2023-09173 | 2023-10-11 | 895 GREAT NORTHERN WAY, Vancouver, BC V5T 4T5 | Electrical Permit | Commercial | Addition | Completed | Installation / Repair - Commercial - Hooking up a sign for Seen Signs company. All I'm doing is the 120 Volt connection for the Sign company. The sign has 4 x 150 watt 12 Volt drivers that are all Underwriter Listed certified. SI-2023-00433 | Joshua Geddes
EP-2023-04872 | 2023-07-25 | 1244 HORNBY STREET, Vancouver, BC V6Z 1W2 | Electrical Permit | Commercial | Addition | Completed | Installation / Repair - Commercial - Sign installation. -SI-2023-00259 | Saeryk Electrical Services Ltd
EP-2022-09982 | 2022-11-28 | 1244 HORNBY STREET, Vancouver, BC V6Z 1W2 | Electrical Permit | Commercial | Renovation | Completed | Installation / Repair - Commercial - Light and power renovation. -This scope of work requires us to replace 12 existing lights to LED retrofits and add general purpose receptacle. Please see attached LCD and pot light specifications. >BP: Interior alterations to provide tenant improvements and to change the use from Restaurant Class-1 to Beauty and Wellness on the ground floor (1244 Hornby St) of this existing Hotel building on the site. OK for Field Review as per C. Ross on Aug 5, 2022 OK for DB as per D. Cha on Oct 14, 2022 Letters of assurance submitted: Sch B (Arch): David S. Mah, AIBC, 604.437.1855 Notes: 1. Energy upgrade triggers: E2 - Lighting - Upgrade to incorporate Automatic Partial OFF (per 9.4.1.1.(g) of ASHRAE 90.1-2016) Amend: Dec 5th, 2022 Adding 3 more receptacles and 50 pot lights at 6” instead of 12 4” pot lights. AMEND: DEC 8/2022 Will require 29 6inch instead and 1 more 15A circuit for power. NEW LIGHTING COMPLIANCE UPLOADED. Amend: Jan 27th, 2023 L form uploaded | Extra Mile Electric Ltd
PP-2022-04324 | 2022-12-07 | 1244 HORNBY STREET, Vancouver, BC V6Z 1W2 | Plumbing Permit | Commercial | Tenant Improvement | Completed | Commercial - tenant improvement for the installation of 5 pedicure chairs, 2 additional lavatory basins, relocation of double kitchen sink, addition of cloth washer and mop sink >Interior alterations to provide tenant improvements and to change the use from Restaurant Class-1 to Beauty and Wellness on the ground floor (1244 Hornby St) of this existing Hotel building on the site. OK for Field Review as per C. Ross on Aug 5, 2022 OK for DB as per D. Cha on Oct 14, 2022 Letters of assurance submitted: Sch B (Arch): David S. Mah, AIBC, 604.437.1855 Notes: 1. Energy upgrade triggers: E2 - Lighting - Upgrade to incorporate Automatic Partial OFF (per 9.4.1.1.(g) of ASHRAE 90.1-2016) | Kay Mechanical Inc
SP-2023-00219 | NULL | 2511 SPRUCE STREET, Vancouver, BC V6H 2P8 | Sprinkler Permit | Commercial | New | Applicant Revisions | Commercial - installation of automatic sprinkler system >BP: To construct a 10-storey mixed-use building containing 1st storey - retail (shell) 2nd storey - office (shell) and residential amenity space 3rd to 10th storeys - 38 dwelling units all over two levels of underground parking having vehicular access from the lane. Separate tenant improvement permits are required for shell tenant spaces. This permit will be conforming to the 2019 Vancouver Building By-law (#12511). Building to be sprinklered to NFPA 13 requirements. The office and retail shell portions of the building are TIPs eligible at the time of construction. STAGE CONSTRUCTION Stage 1 - Excavation and Shoring - issued July 23, 2022 Stage 2 - Foundation to Grade - in review | NULL
PP-2023-00192 | 2023-06-05 | 2511 SPRUCE STREET, Vancouver, BC V6H 2P8 | Plumbing Permit | Commercial | New | Issued | Commercial - >>>>>>UNDERGROUND<<<<<< Below grade plumbing - setting of sumps, oil interceptor, floor drains, area drains, and associated piping >BP: To construct a 10-storey mixed-use building containing 1st storey - retail (shell) 2nd storey - office (shell) and residential amenity space 3rd to 10th storeys - 38 dwelling units all over two levels of underground parking having vehicular access from the lane. Separate tenant improvement permits are required for shell tenant spaces. This permit will be conforming to the 2019 Vancouver Building By-law (#12511). Building to be sprinklered to NFPA 13 requirements. The office and retail shell portions of the building are TIPs eligible at the time of construction. STAGE CONSTRUCTION Stage 1 - Excavation and Shoring - issued July 23, 2022 Stage 2 - Foundation to Grade - in review | Vanguard Mechanical Ltd
EP-2022-07144 | 2022-08-24 | 2511 SPRUCE STREET, Vancouver, BC V6H 2P8 | Electrical Permit | Commercial | New | Expired | Temporary Power - Commercial - To provide temporary power. >>>AMEND: Oct. 12th -BC Hydro does not have 800A available in this area Please change amperage from 800A to 400A Correct service size: 400A 347/600V | Alpine Electric Ltd
EP-2023-04248 | 2023-05-15 | 2511 SPRUCE STREET, Vancouver, BC V6H 2P8 | Electrical Permit | Commercial | New | Issued | Temporary Power - Commercial - To provide temporary power. | Berts Electric (2001) Ltd
EP-2023-04314 | 2023-08-25 | 2511 SPRUCE STREET, Vancouver, BC V6H 2P8 | Electrical Permit | Commercial | New | Issued | Installation / Repair - Commercial - Electrical installation for new construction of a 10-storey mixed-use building. >BP: To construct a 10-storey mixed-use building containing 1st storey - retail (shell) 2nd storey - office (shell) and residential amenity space 3rd to 10th storeys - 38 dwelling units all over two levels of underground parking having vehicular access from the lane. Separate tenant improvement permits are required for shell tenant spaces. This permit will be conforming to the 2019 Vancouver Building By-law (#12511). Building to be sprinklered to NFPA 13 requirements. The office and retail shell portions of the building are TIPs eligible at the time of construction. STAGE CONSTRUCTION Stage 1 - Excavation and Shoring - issued July 23, 2022 Stage 2 - Foundation to Grade - issued February 16, 2023 | Berts Electric (2001) Ltd
EP-2023-07747 | NULL | 2511 SPRUCE STREET, Vancouver, BC V6H 2P8 | Electrical Permit | Commercial | New | Withdrawn | Interim - Commercial - This will be underground/slab, some parkade ccts, emt and ent conduit. Until full install permit is issued. | Berts Electric (2001) Ltd
GP-2022-00820 | NULL | 809 W 15TH AVENUE, Vancouver, BC V5Z 1R8 | Gas Permit | Residential | New | Withdrawn | Residential - Installation of gas line for gas range | JJM Mechanical Group Ltd
EP-2022-04968 | 2022-07-05 | 809 W 15TH AVENUE, Vancouver, BC V5Z 1R8 | Electrical Permit | Commercial | Addition | Completed | Installation / Repair - Commercial - Existing 208v 40a circuit to be used (this circuit was installed during the original construction by the base building contractor); Tesla Wall Connector to be hardwired, maximum output to be 32 amps. | Cielo Electric Ltd
GP-2022-00821 | 2022-03-21 | 811 W 15TH AVENUE, Vancouver, BC V5Z 1R8 | Gas Permit | Residential | New | Completed | Residential - Installation of gas piping for range To construct a new 3 storey residential building comprising 2 new townhouse dwelling units at the South side of this site, on the roof of the single level below ground storage garage. | JJM Mechanical Group Ltd
GP-2022-00823 | 2022-03-21 | 817 W 15TH AVENUE, Vancouver, BC V5Z 1R8 | Gas Permit | Residential | New | Completed | Residential - Installation of gas piping for range | JJM Mechanical Group Ltd
GP-2022-00824 | NULL | 819 W 15TH AVENUE, Vancouver, BC V5Z 1R8 | Gas Permit | Residential | New | Withdrawn | Residential - Installation of gas piping for range | JJM Mechanical Group Ltd
EP-2023-08849 | 2023-10-03 | 1715 COOK STREET, Vancouver, BC V5Y 3T2 | Electrical Permit | Commercial | NULL | Issued | Annual / Operating - Annual/Operating: Relates to the operation of a design which requires regular or ongoing Renewal of EP-2022-07212 Valid: Aug 29, 2023 to Aug 28, 2024 | Grimes & White Electrical Services Ltd.
EP-2022-07212 | 2022-08-29 | 1715 COOK STREET, Vancouver, BC V5Y 3T2 | Electrical Permit | Commercial | NULL | Expired | Annual / Operating - Annual/Operating: Relates to the operation of a design which requires regular or ongoing maintenance. -we received Occupancy Permit in 2021 and the main electrical contractor (Allwest Electric) opened last years Electrical Operating permit. This year we are moving forward with Grimes and White Electrical as our electrician for ongoing maintenance/repairs under the Electrical Operating permit. | Grimes & White Electrical Services Ltd.
EP-2022-03947 | 2022-05-13 | 2205 MAIN STREET, Vancouver, BC V5T 3C8 | Electrical Permit | Commercial | Addition | Completed | Installation / Repair - Commercial - Security System Installation: running wires for keypad, siren and wired contact. Also, installing those devices First tenant improvement - new TI fit out for a doctor and dentist office in a "shell space" at the 1st floor and part of the 2nd floor of this existing building. NOTE: the 2019 VBBL applies to this permit application which has bene reviewed during the Covid-19 pandemic. | Price's Alarm Systems Ltd.
EP-2022-04679 | 2022-06-07 | 2275 MAIN STREET, Vancouver, BC V5T 3C8 | Electrical Permit | Commercial | New | Completed | Installation / Repair - Commercial - Low voltage cabling of music and tvs (video distribution) >BP: Interior and exterior alterations: Interior and exterior alterations to provide tenant improvements (1st T.I.) for this new restaurant tenant in this existing mixed use building on this site. New roof-top units on roof. Building Review Branch Notes: 1) Total proposed Occupant load is 104 seats + 11 staffs = 115 Persons. 2) A permanent sign indicating the above proposed occupant load shall be posted in a conspicuous location near the suite's principal entrance. 3) Separate permit will be required for any changes to the interior seating. 4) Separate permit is required for outdoor patio seating. Additional washroom may be required. Sprinkler commitment Letter on file. Mechanical Review Notes: 1. Class 1 cooking operations (Grease-Laden Vapours). 2. Commercial kitchen exhaust system to NFPA 96 (one Type 1 hood and one Type 2 hood connected). CRP: P.J. Mallen Architect. Tel. 604-875-8667 Email: info@mgba.com Note: "This permit has been reviewed under the 2019 Vancouver Building By-law (#12511)." | West Coast Plasma Gallery Inc
EP-2022-03547 | 2022-05-02 | 2275 MAIN STREET, Vancouver, BC V5T 3C8 | Electrical Permit | Commercial | Renovation | Completed | Installation / Repair - Commercial - Install new lighting, receptacles, kitchen equipment connections, data lines for POS stations. >BP: Interior and exterior alterations: Interior and exterior alterations to provide tenant improvements (1st T.I.) for this new restaurant tenant in this existing mixed use building on this site. New roof-top units on roof. Building Review Branch Notes: 1) Total proposed Occupant load is 104 seats + 11 staffs = 115 Persons. 2) A permanent sign indicating the above proposed occupant load shall be posted in a conspicuous location near the suite's principal entrance. 3) Separate permit will be required for any changes to the interior seating. 4) Separate permit is required for outdoor patio seating. Additional washroom may be required. Sprinkler commitment Letter on file. Mechanical Review Notes: 1. Class 1 cooking operations (Grease-Laden Vapours). 2. Commercial kitchen exhaust system to NFPA 96 (one Type 1 hood and one Type 2 hood connected). CRP: P.J. Mallen Architect. Tel. 604-875-8667 Email: info@mgba.com Note: "This permit has been reviewed under the 2019 Vancouver Building By-law (#12511)." | FOS Electric Systems Ltd
PP-2022-01248 | 2022-04-21 | 2275 MAIN STREET, Vancouver, BC V5T 3C8 | Plumbing Permit | Commercial | Tenant Improvement | Completed | Commercial - Install plumbing systems for commercial kitchen and restaurant Interior and exterior alterations: Interior and exterior alterations to provide tenant improvements (1st T.I.) for this new restaurant tenant in this existing mixed use building on this site. New roof-top units on roof. | Meridian West Mechanical Ltd
SP-2021-01783 | 2022-05-24 | 2275 MAIN STREET, Vancouver, BC V5T 3C8 | Sprinkler Permit | Commercial | Tenant Improvement | Completed | Commercial - Sprinkler alterations to provide tenant improvements (1st T.I.) for this new restaurant tenant in this existing mixed use building on this site. | Escape Fire Protection Ltd
EP-2022-07191 | 2022-08-29 | 2275 MAIN STREET, Vancouver, BC V5T 3C8 | Electrical Permit | Commercial | New | Completed | Installation / Repair - Commercial - Wiring. Install alarm system with TL880 alarm.com communicator. | PALADIN TECHNOLOGIES INC
GP-2022-01494 | 2022-05-13 | 1849 CREELMAN AVENUE, Vancouver, BC V6J 1B7 | Gas Permit | Residential | Addition | Issued | Residential - Gas fireplace installation | Vaglio Fireplace LTD
PP-2022-00823 | 2022-03-09 | 7557 OAK STREET, Vancouver, BC V6P 4A4 | Plumbing Permit | Commercial | New | Completed | Commercial - P1 - This Permit has been issued for the site work and below grade facilities for the proposed development: To construct five (5) Multiple Dwellings Residential buildings on this site with a total of 31 dwelling units (Strata): Building 1 (3 storey) - 6 dwelling units Building 2 (3 storey) - 4 dwelling units Building 3 ( 3 storey) - 8 dwelling units Building 4 ( 3 storey) - 8 dwelling units Building 5 ( 2 storey) - 5 dwelling units | Lucky Five Eight Plumbing & Heating Ltd
SP-2021-00097 | 2022-03-03 | 7557 OAK STREET, Vancouver, BC V6P 4A4 | Sprinkler Permit | Commercial | New | Completed | Commercial - >>>UNDERGROUND PARKADE<<<<< -This Permit has been issued for the sprinkler work and below grade facilities for the proposed development: To construct five (5) Multiple Dwellings Residential buildings on this site with a total of 31 dwelling units (Strata): Building 1 (3 storey) - 6 dwelling units - SP-2021-00098 Building 2 (3 storey) - 4 dwelling units - SP-2021-00099 Building 3 ( 3 storey) - 8 dwelling units - SP-2021-00100 Building 4 ( 3 storey) - 8 dwelling units - SP-2021-00101 Building 5 ( 2 storey) - 5 dwelling units - SP-2021-00102 All over one level of underground parking, having vehicular access from the lane. | Haven Fire Protection Ltd
EP-2022-07018 | 2022-08-23 | 7557 OAK STREET, Vancouver, BC V6P 4A4 | Electrical Permit | Commercial | New | Completed | Installation / Repair - Commercial - security, intercom, tel tv, data wiring & completion for: BP-2019-05458 (Building 1) >BP: To construct a 3-storey Multiple Dwelling (Building 1) containing 6 dwelling units all over one (1) level of common underground parking. | Repel Security Systems Ltd
EP-2023-01862 | 2023-03-07 | 7557 OAK STREET, Vancouver, BC V6P 4A4 | Electrical Permit | Commercial | New | Completed | Installation / Repair - Commercial - Sprinkler heat trace - Around 1000ft, 6 power connections and 2 465 control panels. Note: A listed heat tracing system must be installed, please see Bulletin 2020-003-BU/EL/SP for details. https://vancouver.ca/files/cov/2020-003-listed-heat-tracing-system.pdf >BP: This Permit has been issued for the site work and below grade facilities for the proposed development: To construct five (5) Multiple Dwellings Residential buildings on this site with a total of 31 dwelling units (Strata): Building 1 (3 storey) - 6 dwelling units Building 2 (3 storey) - 4 dwelling units Building 3 ( 3 storey) - 8 dwelling units Building 4 ( 3 storey) - 8 dwelling units Building 5 ( 2 storey) - 5 dwelling units Note: The construction of Building 5 is permitted under this BP. All over one level of underground parking, having vehicular access from the lane. This Permit is issued under VBBL 2014 and during the COVID-19 Pandemic. All fees for the entire development on this site applied against this permit. 18 -Sept-2020 - Stage I (Excavation and Shoring) issued. 26-Jan-2021- Stage 2 (Full Structural) issued. 10-Nov-2021- Stage 3 (Full Construction) issued. BP Revisions 03- Dec-2020 - Rev#1 - Stage 1 (Revised shoring design along east wall) issued. 27-Sep-2022 - Rev#2 Effective 17-Jun-2022 change of Electrical Engineer of Record to Mr. Abelito Camacho, P. Eng. | Brian Wuttke
EP-2022-03561 | 2022-05-03 | 7227 DUMFRIES STREET, Vancouver, BC V5P 3C3 | Electrical Permit | Residential | Renovation - Dwelling Unit(s) only | Cancelled | Installation / Repair - Residential - the wireing of the 100A service meter box is faulty. we need open the meter seal and box,to repair the damaged wiring terminals and wire. | We Do Electrical Ltd
EP-2023-00339 | 2023-01-17 | 2874 W 21ST AVENUE, Vancouver, BC V6L 1K6 | Electrical Permit | Residential | Tenant Improvement | Completed | Installation / Repair - Residential - removal of double meter base in exchange for a singe 100-amp meter base. -House is Increase service (separate permit) EP-2022-05678 to 200amps This permit is to change the meter base on laneway from dual to single (Hydro approved) | DLP Electrical Ltd
EP-2022-01172 | 2022-02-15 | 1171 JERVIS STREET #804, Vancouver, BC | Electrical Permit | Residential | Addition | Completed | Installation / Repair - Residential - Add a 40amp Car charger for stall #28, supplied by existing EV panel 'CC' of main distribution. This building has a 900amp Distribution for EV charging stations. This stall was rough wired for a charging station during construction. The demand was already calculated for the service by Nemetz Electrical Engineers. Service will not be affected as it was taken in consideration in the design. 208v 1ph 40amp car charger. | Allwest Electric Ltd
EP-2022-00936 | 2022-02-07 | 1171 JERVIS STREET #1802, Vancouver, BC | Electrical Permit | Commercial | Renovation | Completed | Installation / Repair - Commercial - Demo and installation of some new LED pot lights, the addition of some new plugs and a data line >BP: Interior alterations to provide improvements to this unit on the 18th floor of this existing mixed-use building on this site. Scope of work to include: New interior partition wall in master bedroom walk in closet, lighting SP-2021-01849 OK For Field Review per A.Patterson | ALM Electric Inc
SP-2021-01849 | 2022-02-08 | 1171 JERVIS STREET #1802, Vancouver, BC | Sprinkler Permit | Residential | Renovation - Dwelling Unit(s) only | Completed | Residential - Add (x1) new sprinkler head Relocate (x1) sprinkler head -#1802 Interior alterations to provide improvements to this unit on the 18th floor of this existing mixed-use building on this site. Scope of work to include: New interior partition wall in master bedroom walk in closet, lighting | Fire Pro Fire Protection Ltd.
SP-2022-00762 | 2022-07-21 | 599 E BROADWAY, Vancouver, BC V5T 1X4 | Sprinkler Permit | Commercial | Tenant Improvement | Completed | Commercial - relocating 11 Victaulic 5.6k concealed heads >Interior and exterior alteration and change of use and major occupancy classification of the new retail shell unit on the first floor of this 5 storey mixed use building to restaurant class-1. Class-2 Cooking operation. | H20 Fire Systems Ltd
PP-2022-02435 | 2022-07-18 | 599 E BROADWAY, Vancouver, BC V5T 1X4 | Plumbing Permit | Commercial | Renovation | Completed | Commercial - Interior and exterior alteration and change of use and major occupancy classification of the retail shell unit on the first floor of this 5-storey mixed use building to restaurant class-1 for a new tenant. Exterior work is for installing new exhaust vent on east façade only. 100 GPM GI - 2-comp - sgl prep sink - d/w (hub drain) - Combi oven (hub drain) - espresso - mop - fd >Renovation and Small suite Change of Major Occupancy Classification Interior and exterior alteration and change of use and major occupancy classification of the retail shell unit on the first floor of this 5-storey mixed use building to restaurant class-1 for a new tenant. Exterior work is for installing new exhaust vent on east façade only. Notes: 1. Class-2 Cooking operation 2. Occupant Load (interior and staff) is 36 person 3. Permit application is reviewed for compliance with VBBL 2019. | Pacific Mechanical Systems Ltd
EP-2022-06067 | 2022-07-22 | 599 E BROADWAY, Vancouver, BC V5T 1X4 | Electrical Permit | Commercial | Tenant Improvement | Completed | Installation / Repair - Commercial - Install new Lighting, Devices, Mechanical Connection, Emergency Lighting, Sub Panel and Exhausts >BP: Renovation and Small suite Change of Major Occupancy Classification Interior and exterior alteration and change of use and major occupancy classification of the retail shell unit on the first floor of this 5-storey mixed use building to restaurant class-1 for a new tenant. Exterior work is for installing new exhaust vent on east façade only. Notes: 1. Class-2 Cooking operation 2. Occupant Load (interior and staff) is 36 person 3. Permit application is reviewed for compliance with VBBL 2019. >>>>>>>> Amend: Nov 16th - see uploaded Lighting Attachment "L" form and other related document | Deltec Electric Ltd
EP-2022-06681 | 2022-08-09 | 599 E BROADWAY, Vancouver, BC V5T 1X4 | Electrical Permit | Commercial | Tenant Improvement | Completed | Installation / Repair - Commercial - Rough-in and finishing of alarm, data, telephone. Rough-in of cctv only >BP: Renovation and Small suite Change of Major Occupancy Classification Interior and exterior alteration and change of use and major occupancy classification of the retail shell unit on the first floor of this 5-storey mixed use building to restaurant class-1 for a new tenant. Exterior work is for installing new exhaust vent on east façade only. Notes: 1. Class-2 Cooking operation 2. Occupant Load (interior and staff) is 36 person 3. Permit application is reviewed for compliance with VBBL 2019. | B&E Low Voltage and Home Automation Ltd
EP-2022-03843 | 2022-05-10 | 1568 W 75TH AVENUE, Vancouver, BC V6P 6G2 | Electrical Permit | Commercial | New | Expired | Temporary Power - Commercial - To provide temporary power. SECURITY CAMERA ON A POLE | 0777792 BC Ltd
NULL | NULL | 1568 W 75TH AVENUE, Vancouver, BC V6P 6G2 | Electrical Permit | NULL | New | Draft | Temporary Power - - To provide temporary power. | 0777792 BC Ltd
EP-2022-04518 | 2022-07-25 | 1568 W 75TH AVENUE, Vancouver, BC V6P 6G2 | Electrical Permit | Commercial | New | Issued | Installation / Repair - Commercial - Building 1 (North) - Complete new electrical installation >BP: This permit has been issued to construct Building 1 (North) for the following proposed development: To construct two mixed-use buildings on this site: Building 1 (North) - 2-storey and Building 2 (South) – 4-storey. Building 1 contains: 1st & 2nd storeys - 11 (eleven) 2-storey Wholesale units SHELL (F-2) with ancillary offices, Building 2 contains: 1st and 2nd storeys - 9 (nine) 2-storey wholesale SHELL units with ancillary offices, 3rd storey - 4 (four) general office units SHELL (Group D) & 5 (five) wholesale units SHELL (Group F-2) 4th storey - 9 (nine) general office units SHELL (Group D) NOTE: Building 2 (South) is TIPs-eligible at the time of construction. All general office units, in total 13 (four at 3rd storey and 9 at 4th storey) are TIP's-eligible at the time of construction. This permit is related to DB-2020-01848 (site preparation, densification and shoreline stabilization) to allow construction of Building 1 and building 2 on this site. Stage 1 - FOUNDATION TO GRADE - Issued: May 16, 2022. | DNA Electric Ltd
PP-2022-01825 | 2022-06-14 | 1568 W 75TH AVENUE, Vancouver, BC V6P 6G2 | Plumbing Permit | Commercial | New | Issued | Commercial - underground work only requested at this time. ** Separate PP required for CIVIL*** >BP: This permit has been issued to construct Building 1 (North) for the following proposed development: To construct two mixed-use buildings on this site: Building 1 (North) - 2-storey and Building 2 (South) – 4-storey. Building 1 contains: 1st & 2nd storeys - 11 (eleven) 2-storey Wholesale units SHELL (F-2) with ancillary offices, Building 2 contains: 1st and 2nd storeys - 9 (nine) 2-storey wholesale SHELL units with ancillary offices, 3rd storey - 4 (four) general office units SHELL (Group D) & 5 (five) wholesale units SHELL (Group F-2) 4th storey - 9 (nine) general office units SHELL (Group D) NOTE: Building 2 (South) is TIPs-eligible at the time of construction. All general office units, in total 13 (four at 3rd storey and 9 at 4th storey) are TIP's-eligible at the time of construction. This permit is related to DB-2020-01848 (site preparation, densification and shoreline stabilization) to allow construction of Building 1 and building 2 on this site. Stage 1 - FOUNDATION TO GRADE - Issued: May 16, 2022 | Jensen's Plumbing & Heating Ltd
EP-2022-04519 | 2022-05-31 | 1568 W 75TH AVENUE, Vancouver, BC V6P 6G2 | Electrical Permit | Commercial | New | Completed | Interim - Commercial - Scope of work: slab, underground, raceways, grounding, branch circuits. Service connection to BC Hydro is not permitted under this permit. Complete new electrical installation - Interim for EP-2022-04518 >BP: This permit has been issued to construct Building 1 (North) for the following proposed development: To construct two mixed-use buildings on this site: Building 1 (North) - 2-storey and Building 2 (South) – 4-storey. Building 1 contains: 1st & 2nd storeys - 11 (eleven) 2-storey Wholesale units SHELL (F-2) with ancillary offices, Building 2 contains: 1st and 2nd storeys - 9 (nine) 2-storey wholesale SHELL units with ancillary offices, 3rd storey - 4 (four) general office units SHELL (Group D) & 5 (five) wholesale units SHELL (Group F-2) 4th storey - 9 (nine) general office units SHELL (Group D) NOTE: Building 2 (South) is TIPs-eligible at the time of construction. All general office units, in total 13 (four at 3rd storey and 9 at 4th storey) are TIP's-eligible at the time of construction. This permit is related to DB-2020-01848 (site preparation, densification and shoreline stabilization) to allow construction of Building 1 and building 2 on this site. Stage 1 - FOUNDATION TO GRADE - Issued: May 16, 2022. | DNA Electric Ltd
SP-2022-00082 | 2023-02-08 | 1568 W 75TH AVENUE, Vancouver, BC V6P 6G2 | Sprinkler Permit | Commercial | New | Issued | Commercial - Installation of fire sprinkler system in accordane with NFPA 13, Edition 2013, in two mixed-use industrial buildings consisting primarily of wholesale and office occupancies. | Escape Fire Protection Ltd
PP-2022-02217 | 2022-07-18 | 1568 W 75TH AVENUE, Vancouver, BC V6P 6G2 | Plumbing Permit | Commercial | New | Issued | Commercial - Site services >BP: This permit has been issued to construct Building 1 (North) for the following proposed development: To construct two mixed-use buildings on this site: Building 1 (North) - 2-storey and Building 2 (South) – 4-storey. Building 1 contains: 1st & 2nd storeys - 11 (eleven) 2-storey Wholesale units SHELL (F-2) with ancillary offices, Building 2 contains: 1st and 2nd storeys - 9 (nine) 2-storey wholesale SHELL units with ancillary offices, 3rd storey - 4 (four) general office units SHELL (Group D) & 5 (five) wholesale units SHELL (Group F-2) 4th storey - 9 (nine) general office units SHELL (Group D) NOTE: Building 2 (South) is TIPs-eligible at the time of construction. All general office units, in total 13 (four at 3rd storey and 9 at 4th storey) are TIP's-eligible at the time of construction. This permit is related to DB-2020-01848 (site preparation, densification and shoreline stabilization) to allow construction of Building 1 and building 2 on this site. Stage 1 - FOUNDATION TO GRADE - Issued: May 16, 2022. Stage 2 - In Review DPMA is required per John Greer - 1-June-2022tn | Kenco Construction Ltd
EP-2022-10493 | 2022-12-12 | 1568 W 75TH AVENUE, Vancouver, BC V6P 6G2 | Electrical Permit | Commercial | New | Expired | Temporary Power - Commercial - To provide temporary power. | DNA Electric Ltd
PP-2023-00639 | 2023-03-20 | 1568 W 75TH AVENUE, Vancouver, BC V6P 6G2 | Plumbing Permit | Commercial | New | Issued | Commercial - Plumbing within building only ** Separate PP required for CIVIL*** >BP: This permit has been issued to construct Building 1 (North) for the following proposed development: To construct two mixed-use buildings on this site: Building 1 (North) - 2-storey (BP-2021-04456) Building 2 (South) - 4-storey (BP-2022-00574) Building 1 contains: 1st & 2nd storeys - 11 (eleven) 2-storey Wholesale units SHELL (F-2) with ancillary offices. AMEND: NOV 15/2023 Would like to add 1 lav and 1 water closet to this permit rough in only for both | Jensens Mechanical Ltd
EP-2023-04721 | 2023-05-31 | 1568 W 75TH AVENUE, Vancouver, BC V6P 6G2 | Electrical Permit | Commercial | New | Completed | Installation / Repair - Commercial - Low Voltage Security - Base Building. Access control and electrified strikes, 12V. >BP: This permit has been issued to construct Building 1 (North) for the following proposed development: To construct two mixed-use buildings on this site: Building 1 (North) - 2-storey (BP-2021-04456) Building 2 (South) - 4-storey (BP-2022-00574) Building 1 contains: 1st & 2nd storeys - 11 (eleven) 2-storey Wholesale units SHELL (F-2) with ancillary offices. | Citiloc Systems Ltd
NULL | NULL | 1568 W 75TH AVENUE, Vancouver, BC V6P 6G2 | Mechanical Permit | NULL | NULL | Draft | NULL | NULL
NULL | NULL | 1568 W 75TH AVENUE, Vancouver, BC V6P 6G2 | Mechanical Permit | NULL | NULL | Draft | NULL | NULL
MP-2023-01225 | NULL | 1568 W 75TH AVENUE, Vancouver, BC V6P 6G2 | Mechanical Permit | NULL | NULL | Cancelled | NULL | Fraser Valley Refrigeration Ltd
EP-2023-07743 | 2023-08-28 | 1568 W 75TH AVENUE, Vancouver, BC V6P 6G2 | Electrical Permit | Commercial | New | Issued | Installation / Repair - Commercial - Heat trace cable install on wet sprinkler pipe level 1. >BP: This permit has been issued to construct Building 1 (North) for the following proposed development: To construct two mixed-use buildings on this site: Building 1 (North) - 2-storey (BP-2021-04456) Building 2 (South) - 4-storey (BP-2022-00574) Building 1 contains: 1st & 2nd storeys - 11 (eleven) 2-storey Wholesale units SHELL (F-2) with ancillary offices. This permit is related to DB-2020-01848 (site preparation, densification and shoreline stabilization) to allow construction of Building 1 and Building 2 on this site. 16-May-2022 - Stage 1 ( foundation to grade) issued 23-Aug-2022 - Stage 2 ( full Permit) issued | Eastern Valley Electrical Ltd
NULL | NULL | 1568 W 75TH AVENUE, Vancouver, BC V6P 6G2 | Electrical Permit | Commercial | NULL | Withdrawn | Annual / Operating - Operating Permit - Linked to EP-2022-04518 for unit substation | DNA Electric Ltd
EP-2023-08123 | 2023-09-08 | 1568 W 75TH AVENUE, Vancouver, BC V6P 6G2 | Electrical Permit | Commercial | NULL | Issued | Annual / Operating - Maintenance of existing operating electrical equipment in compliance with the Electrical By-law No. 5563. | DNA Electric Ltd
EP-2023-10507 | 2023-11-21 | 1568 W 75TH AVENUE, Vancouver, BC V6P 6G2 | Electrical Permit | Commercial | New | Issued | Temporary Power - Commercial - To provide temporary power. SECURITY CAMERA ON A POLE Renewal of EP-2022-03843 Valid: May 10, 2023 to May 9, 2024 | 0777792 BC Ltd
EP-2023-02735 | 2023-04-13 | 2220 KINGSWAY #1808, Vancouver, BC | Electrical Permit | Commercial | Renovation - Dwelling Unit(s) only | Completed | Installation / Repair - Commercial - move the microwave plug one 18 inches at the same wall and add a switch for led puck light as cabinet changed. | MILKYWAY INDUSTRY LTD
PP-2023-01190 | 2023-04-05 | 2220 KINGSWAY #1808, Vancouver, BC | Plumbing Permit | Commercial | Renovation - Dwelling Unit(s) only | Completed | Commercial - UNIT #1808 - Adding water line for Fridge from laundry box beside the kitchen | PERFECT PLUMBING & HEATING LTD.
EP-2022-04034 | 2022-05-17 | 1290 BURRARD STREET, Vancouver, BC V6Z 1Z1 | Electrical Permit | Commercial | Tenant Improvement | Completed | Installation / Repair - Commercial - Re-locate existing base building fire alarm devices into newly constructed ceilings as part of the auto dealership tenant improvement >BP: Interior tenant improvement for Toyota Auto Dealership on Levels T5, T1, 1 to 3 in the empty shell space of the Burrard Place Tower B (first TI). | PARAGON ELECTRICAL INSTALLATIONS LTD
EP-2022-05630 | 2022-07-06 | 1290 BURRARD STREET, Vancouver, BC V6Z 1Z1 | Electrical Permit | Commercial | Addition | Completed | Installation / Repair - Commercial - Connection of vehicle hoists, vehicle chargers & misc. shop equipment Only installing the chargers that have already been roughed in for. i.e. there is wire in a junction. We are simply mounting the chargers and connecting the junction box that has already been installed BP: Interior tenant improvement for Toyota Auto Dealership on Levels T5, T1, 1 to 3 in the empty shell space of the Burrard Place Tower B (first TI). | PARAGON ELECTRICAL INSTALLATIONS LTD
EP-2022-00608 | 2022-01-26 | 2461 E 40TH AVENUE, Vancouver, BC V5R 2V6 | Electrical Permit | Residential | New | Expired | Temporary Power - Residential - To provide temporary power. | Aidea Solutions Ltd
EP-2022-01000 | 2022-02-09 | 5618 TRAFALGAR STREET, Vancouver, BC V6N 1C3 | Electrical Permit | Residential | New | Issued | Installation / Repair - Residential - Low voltage installation at a laneway house >BP: Building Permit for DP-2018-01027& DP-2020-00350 MA (One-Family Infill Building and attached garage) To construct a 2-storey infill one-family dwelling ($450,000) with an attached one-car garage, and one surface parking space having vehicular access from the lane. Schedule B, KE Jian MA , P.Eng (604.599.8890) Structural and Geotechnical submitted for this project. *** THIS PERMIT HAS BEEN ISSUED UNDER THE REQUIREMENTS OF VBBL #12511 (2019)*** Building Review Branch Notes: 1. Reviewed during the 2020 pandemic crisis 2. Entire building to be sprinklered to NFPA 13D Rev#1, Feb 3, 2022 - J. Chen: - Change of Applicant and contractor/ Builder - Change floor layout and reduce shower size and relocate hot water tank and HRV. - Change windows location and size to match DP M/A | Opticnet Communications Inc
EP-2022-03580 | 2022-05-03 | 5618 TRAFALGAR STREET, Vancouver, BC V6N 1C3 | Electrical Permit | Residential | New | Issued | Installation / Repair - Residential - TO CONTINUE WORK STARTED BY OTHERS (EP-2021-00810) Service upgrade due to Lwh on site , 200 amp service connection , 125 amp goes to main house, 100 amp goes to Lwh, New wiring in Lwh >BP: To construct a 2-storey infill one-family dwelling ($450,000) with an attached one-car garage, and one surface parking space having vehicular access from the lane. Schedule B, KE Jian MA , P.Eng (604.599.8890) Structural and Geotechnical submitted for this project. *** THIS PERMIT HAS BEEN ISSUED UNDER THE REQUIREMENTS OF VBBL #12511 (2019)*** Building Review Branch Notes: 1. Reviewed during the 2020 pandemic crisis 2. Entire building to be sprinklered to NFPA 13D Rev#1, Feb 3, 2022 - J. Chen: - Change of Applicant and contractor/ Builder - Change floor layout and reduce shower size and relocate hot water tank and HRV. - Change windows location and size to match DP M/A | AECOM ELECTRIC LTD
PP-2023-02767 | 2023-08-03 | 5618 TRAFALGAR STREET, Vancouver, BC V6N 1C3 | Plumbing Permit | Residential | New | Issued | Residential - INFILL - 1FD - Plumbing for 3 bathroom laneway house >BP: To construct a 2-storey infill one-family dwelling with an attached one-car garage, and one surface parking space having vehicular access from the lane. Schedule B, KE Jian MA , P.Eng (604.599.8890) Structural and Geotechnical submitted for this project. *** THIS PERMIT HAS BEEN ISSUED UNDER THE REQUIREMENTS OF VBBL #12511 (2019)*** Building Review Branch Notes: 1. Reviewed during the 2020 pandemic crisis 2. Entire building to be sprinklered to NFPA 13D | Apple Mechanical Ltd
EP-2022-09571 | 2022-11-14 | 8123 SHAUGHNESSY STREET, Vancouver, BC | Electrical Permit | Residential | Addition | Completed | Installation / Repair - Residential - -Supply and install 30A Breaker in Main Panel -Supply and install 10AWG RW90 from main panel though pre-existing conduit to EV Charger Location -Install owner supplied EV Charger to existing Back Box -Test connections and commission installation | TDR Electric Inc
EP-2024-00389 | NULL | 1571 W 57TH AVENUE, Vancouver, BC V6P 6E9 | Electrical Permit | Commercial | Addition | Applicant Revisions | Installation / Repair - Commercial - EV Infrastucture upgrade to an existing building as per engineered drawings. | Hall Electrical Ltd
GP-2022-00626 | 2022-02-28 | 6728 PRINCE ALBERT STREET, Vancouver, BC V5X 4W4 | Gas Permit | Residential | New | Completed | Residential - INFILL - 1FD - Gas To construct a two-storey Infill One-Family Dwelling with an attached 2-cars garage (Building 2) at the rear, having vehicular access from Prince Albert Street, and a surface parking space with vehicular access from the lane on this site. | Lally Plumbing & Heating Ltd
NULL | NULL | 6728 PRINCE ALBERT STREET, Vancouver, BC V5X 4W4 | Plumbing Permit | Residential | New | Draft | Residential - Gas | Lally Plumbing & Heating Ltd
EP-2022-01681 | 2022-03-03 | 3680 E 4TH AVENUE, Vancouver, BC V1V 1V1 | Electrical Permit | Commercial | New | Completed | Installation / Repair - Commercial - Domestic water heat trace rough in. Connection by others >BP: To construct a new 5 storey industrial (Group F-2) high-rise building consisting of: Level 1- car - wash facility Level 2 to Level 5 - self storage. The building is designed to operate as a single tenant space. Note: Level 2 to Level 5 - the proposed lockers are provided with partial ceiling (deck) 8'-4" high. Separate BP application is required to allow future installation of second level of lockers. The width of the access aisles shall have minimum width of 2.4 m. A Solar Photovoltaic System is proposed on the roof. Location shown at fire alarm annunciator panel is acceptable, subject to approval from the Electrical Inspections department. This BP application has been reviewed under VBBL 2014. 15-Feb-2022 - Revision# 3 - issued. - To change the use of partial ceilings/ decks in the self storage units at Levels 2 to 5, and to install sky lockers ( 4'-0" high and 5 '-0" deep) accessible by rolling ladders operated by storage personnel only. Note: Two means of egress from the newly created floor areas at levels 2 to 5 have not been provided, nor the width of the access aisles have been changed, therefore the City agreed to permit installation of the sky-lockers under the following conditions: The entire aisle will be closed on both ends for the duration of the loading/ un-loading process of sky lockers by storage personnel only. Operational Letter of Commitment by the Owner on file. - Increased # of lockers from 800 to 1350. - Removal of most of the PV panels. Change in the Energy compliance path from ZEB to Carbon neutral. | Price Beat Electric Ltd.
EP-2022-02749 | 2022-04-05 | 3680 E 4TH AVENUE, Vancouver, BC V1V 1V1 | Electrical Permit | Commercial | New | Completed | Installation / Repair - Commercial - Class 2 HVAC control wiring >BP: To construct a new 5 storey industrial (Group F-2) high-rise building consisting of: Level 1- car - wash facility Level 2 to Level 5 - self storage. The building is designed to operate as a single tenant space. Note: Level 2 to Level 5 - the proposed lockers are provided with partial ceiling (deck) 8'-4" high. Separate BP application is required to allow future installation of second level of lockers. The width of the access aisles shall have minimum width of 2.4 m. A Solar Photovoltaic System is proposed on the roof. Location shown at fire alarm annunciator panel is acceptable, subject to approval from the Electrical Inspections department. This BP application has been reviewed under VBBL 2014. 15-Feb-2022 - Revision# 3 - issued. - To change the use of partial ceilings/ decks in the self storage units at Levels 2 to 5, and to install sky lockers ( 4'-0" high and 5 '-0" deep) accessible by rolling ladders operated by storage personnel only. Note: Two means of egress from the newly created floor areas at levels 2 to 5 have not been provided, nor the width of the access aisles have been changed, therefore the City agreed to permit installation of the sky-lockers under the following conditions: The entire aisle will be closed on both ends for the duration of the loading/ un-loading process of sky lockers by storage personnel only. Operational Letter of Commitment by the Owner on file. - Increased # of lockers from 800 to 1350. - Removal of most of the PV panels. Change in the Energy compliance path from ZEB to Carbon neutral. For full description of all changes refer to Architectural, Mechanical, Electrical Modification memos provided by the respective RPR. | Quality Guaranteed Services Inc
EP-2022-02734 | 2022-04-06 | 3680 E 4TH AVENUE, Vancouver, BC V1V 1V1 | Electrical Permit | Commercial | New | Completed | Installation / Repair - Commercial - Limited Telcom conduit Lvl 1-5 LED Lighting and conduit related to carwash Motor Connections in carwash tunnel and Mechanical room Low voltage wiring and conduit for carwash controls Signage connections on Main Level **Amend 11/02/2022** Add fire , sprinkler heat trace >BP: To construct a new 5 storey industrial (Group F-2) high-rise building consisting of: Level 1- car - wash facility Level 2 to Level 5 - self storage. The building is designed to operate as a single tenant space. Note: Level 2 to Level 5 - the proposed lockers are provided with partial ceiling (deck) 8'-4" high. Separate BP application is required to allow future installation of second level of lockers. The width of the access aisles shall have minimum width of 2.4 m. A Solar Photovoltaic System is proposed on the roof. Location shown at fire alarm annunciator panel is acceptable, subject to approval from the Electrical Inspections department. This BP application has been reviewed under VBBL 2014. -The LED lighting is directional lighting and will not be dimmed or time sensitive. Decorative LED lighting is for advertisement purposes and not used for occupancy purposes. 15-Feb-2022 - Revision# 3 - issued. - To change the use of partial ceilings/ decks in the self storage units at Levels 2 to 5, and to install sky lockers ( 4'-0" high and 5 '-0" deep) Note: Two means of egress from the newly created floor areas at levels 2 to 5 have not been provided, nor the width of the access aisles have been changed - Increased # of lockers from 800 to 1350. - Removal of most of the PV panels. Change in the Energy compliance path from ZEB to Carbon neutral. Amend: Nov 24, 2022 Add: Drainage heat trace | Miguella Stead & Sam Stead
EP-2022-02804 | 2022-04-07 | 3680 E 4TH AVENUE, Vancouver, BC V1V 1V1 | Electrical Permit | Commercial | New | Completed | Installation / Repair - Commercial - Low voltage system installation including data network, camera system, alarm and access systems >BP: To construct a new 5 storey industrial (Group F-2) high-rise building consisting of: Level 1- car - wash facility Level 2 to Level 5 - self storage. The building is designed to operate as a single tenant space. Note: Level 2 to Level 5 - the proposed lockers are provided with partial ceiling (deck) 8'-4" high. Separate BP application is required to allow future installation of second level of lockers. The width of the access aisles shall have minimum width of 2.4 m. A Solar Photovoltaic System is proposed on the roof. Location shown at fire alarm annunciator panel is acceptable, subject to approval from the Electrical Inspections department. This BP application has been reviewed under VBBL 2014. 15-Feb-2022 - Revision# 3 - issued. - To change the use of partial ceilings/ decks in the self storage units at Levels 2 to 5, and to install sky lockers ( 4'-0" high and 5 '-0" deep) accessible by rolling ladders operated by storage personnel only. Note: Two means of egress from the newly created floor areas at levels 2 to 5 have not been provided, nor the width of the access aisles have been changed, therefore the City agreed to permit installation of the sky-lockers under the following conditions: The entire aisle will be closed on both ends for the duration of the loading/ un-loading process of sky lockers by storage personnel only. Operational Letter of Commitment by the Owner on file. - Increased # of lockers from 800 to 1350. - Removal of most of the PV panels. Change in the Energy compliance path from ZEB to Carbon neutral. | Senex Security Inc
EP-2022-01158 | 2022-02-14 | 3680 E 4TH AVENUE, Vancouver, BC V1V 1V1 | Electrical Permit | Commercial | New | Expired | Temporary Power - Commercial - To provide temporary power for site crane and temp. 60 amp sub-panel temp shack. Plan will be to re-supply equipment from a temp. power pole to be obtained by others in the near future. Renewal of EP-2021-00676 Valid: Feb 5, 2022 to Feb 4, 2023 | Sasco Contractors Ltd
NULL | NULL | 3680 E 4TH AVENUE, Vancouver, BC V1V 1V1 | Electrical Permit | Commercial | NULL | Draft | Annual / Operating - OPERATING PERMIT FOR ANNUAL USE | NULL
EP-2022-10513 | NULL | 3680 E 4TH AVENUE, Vancouver, BC V1V 1V1 | Electrical Permit | Commercial | NULL | Application Incomplete | Annual / Operating - OPERATING PERMIT FOR ANNUAL USE | Miguella Stead & Sam Stead
NULL | NULL | 3680 E 4TH AVENUE, Vancouver, BC V1V 1V1 | Electrical Permit | Commercial | NULL | Withdrawn | Annual / Operating - Electrical maintenance | NULL
EP-2023-00460 | 2023-01-19 | 3680 E 4TH AVENUE, Vancouver, BC V1V 1V1 | Electrical Permit | Commercial | NULL | Expired | Annual / Operating - Annual permit for maintenance of entire building from Jan.19th, 2023 thru to Jan.19th, 2024. | Miguella Stead & Sam Stead
EP-2022-07850 | 2022-11-03 | 3680 E 4TH AVENUE, Vancouver, BC V1V 1V1 | Electrical Permit | Commercial | Addition | Completed | Installation / Repair - Commercial - Scope of work only limited to: Installation of 20 Solar panels on rooftop + installation of 3Ø 120/208V 9.0 kW Inverter. BP-2019-04961 was issued which covers the installation of the solar panels. The installation of the solar PV system is undertaken in two parts by two contractors. Shift is responsible for the installation of the solar panels and solar inverter. This includes devices that implement arc-fault protection and rapid shutdown as per CE Code Rules 64-216 and 64-218 respectively. The scope of Shift’s work is limited to the DC source circuits. The other contractor, Sasco, is undertaking the installation of the AC wiring required to interconnect the solar inverter to the building's electrical system. Sasco is also the main electrical contractor for the project. >BP: see Specific location for BP work description | Shift Energy Group Inc
PP-2022-01008 | 2022-05-12 | 2839 E HASTINGS STREET, Vancouver, BC V5K 2A1 | Plumbing Permit | Commercial | Tenant Improvement | Completed | Commercial - Plumbing for new gym. Building Permit for DP-2021-00591 To change the use and major occupancy of approximately 340.8 m² (3668.3 sq. ft.) from a Retail store to a Fitness Studio - Class 2 in this existing 6-storey mixed-use building. | HOMEGROWN MECHANICAL LTD
PP-2022-03225 | 2022-09-15 | 6821 LABURNUM STREET, Vancouver, BC V6P 5M8 | Plumbing Permit | Residential | New | Issued | Residential - Plumbing for: >BP: To construct a 2 storey laneway house building ($224,500.00) with an open parking pad providing 1 parking space over gravel, and a detached enclosed 1 car garage, providing 2 parking spaces on site in total, having vehicular access from the 20' Lane. | WDR CONTRACTING LTD
EP-2022-08116 | 2022-09-27 | 6821 LABURNUM STREET, Vancouver, BC V6P 5M8 | Electrical Permit | Residential | New | Issued | Installation / Repair - Residential - Rough in and plating of TV Network Security | Tuong Su
PP-2023-03162 | 2023-09-12 | 2675 WALLACE STREET, Vancouver, BC V6R 3V6 | Plumbing Permit | Residential | New | Completed | Residential - 1FD - Lawn irrigation system | J F P irrigation Ltd
SP-2022-00167 | 2022-02-08 | 2675 WALLACE STREET, Vancouver, BC V6R 3V6 | Sprinkler Permit | Residential | New | Issued | Residential - To Install 39 sprinkler heads >BP: To construct a 2 storey + cellar one-family dwelling with a detached accessory building (garage), at the rear providing 3 parking spaces, having vehicular access from the lane. Note: This is a 2 storey building pursuant to the Zoning and Development By-Law 1- Bar/Sink proposed in Media Room 2- No A/C unit proposed 3- Schedule B: P.K.L. Fong P.Eng (604.837.3205) Geotechnical 4- Schedule B: Clinton Yiu P.Eng (604.255.7670) Structural 5- Schedule B: AIBC Xin Mai Li ( 604-806-0268 ) Architectural 6- Schedule A: AIBC Xin Mai Li ( 604-806-0268 ) 7- Schedule D from P.Eng. Shan Huang 604-401-6588 ******THIS PERMIT HAS BEEN ISSUED UNDER THE REQUIREMENTS OF VBBL 2014 AND THE GREEN HOMES PROGRAM****** NOTE: To achieve the required FSR. A floor space exclusion of 2% has been applied to this application. | General Sprinkler Systems Ltd
NULL | NULL | 4815 ELDORADO MEWS, Vancouver, BC V5R 0B2 | Plumbing Permit | Commercial | Addition | Draft | Commercial - Replace storm force main in parkade levels P-5 to P-1. | Werner Smith Mechanical Inc
PP-2021-03449 | 2022-04-27 | 1033 NELSON STREET, Vancouver, BC V1V 1V1 | Plumbing Permit | Commercial | Renovation | Issued | Commercial - All new plumbing piping & fixtures for First Baptist Church To construct a 58-storey building with 331 market units; a 5-storey podium with new church program space and Daycare, an 8-storey social housing building with 61 units all over 9 levels of an underground parkade. To restore and renovate the exiting First Baptist Church. | Inlet Mechanical Services Ltd
SP-2021-01119 | 2022-01-18 | 1033 NELSON STREET, Vancouver, BC V1V 1V1 | Sprinkler Permit | Commercial | New | Issued | Commercial - ABOVE GRADE ONLY. To install sprinkler to NFPA 13 2013 throughout this 58-storey building with 331 market units; a 5-storey podium with new church program space and Daycare, an 8-storey social housing building with 61 units all over 9 levels of an underground parkade and to restore and renovate the exiting First Baptist Church. P. Eng Juraj Novota CP is David Steer | Kraico Mechanical Ltd
SP-2022-00026 | 2022-07-14 | 1033 NELSON STREET, Vancouver, BC V1V 1V1 | Sprinkler Permit | Commercial | Renovation | Issued | Commercial - Renovating Sprinkler system >BP: To construct a 58-storey building with 331 market units; a 5-storey podium with new church program space and Daycare, an 8-storey social housing building with 61 units all over 9 levels of an underground parkade. To restore and renovate the exiting First Baptist Church. STAGED CONSTRUCTION (SHELL PERMIT) Stage I (Excavation/Shoring and complete Structure) issued December 4, 2018. Stage II (full building permit for new construction. Existing church building excluded from this permit) issued April 29, 2020. Stage III: to allow salvage and abatement of hazardous materials of the existing church issued May 11, 2021. Stage III, Revision 1: to add demolition and replacement of footings to the scope of stage III. Demolition and abatement work to be conducted in accordance with Commitment Letter dated June 17, 2021. Stage IV to restore and renovate the existing church (issued Dec. 3, 21). Revision 2: To include architectural details in the approved Stage 4 BP drawings. Change of architect of record and CRP: Venelin Kokalov replaced Shinobu Homma as of December 21, 2020. | Evolution Fire Suppression Ltd
EP-2023-08670 | 2023-09-28 | 1033 NELSON STREET, Vancouver, BC V1V 1V1 | Electrical Permit | Commercial | New | Issued | Installation / Repair - Commercial - Domestic and sprinkler water pipes heat trace installation. >BP: To construct a 58-storey building with 331 market units; a 5-storey podium with new church program space and Daycare, an 8-storey social housing building with 61 units all over 9 levels of an underground parkade. To restore and renovate the exiting First Baptist Church. STAGED CONSTRUCTION (SHELL PERMIT) Stage I (Excavation/Shoring and complete Structure) issued December 4, 2018. Stage II (full building permit for new construction. Existing church building excluded from this permit) issued April 29, 2020. Stage III: to allow salvage and abatement of hazardous materials of the existing church issued May 11, 2021. Stage III, Revision 1: to add demolition and replacement of footings to the scope of stage III. Demolition and abatement work to be conducted in accordance with Commitment Letter dated June 17, 2021. Stage IV to restore and renovate the existing church (issued Dec. 3, 21). Revision 2: To include architectural details in the approved Stage 4 BP drawings. Change of architect of record and CRP: Venelin Kokalov replaced Shinobu Homma as of December 21, 2020. Revision 3: Revision to FD response point | Price Beat Electric Ltd.
EP-2023-11283 | 2023-12-20 | 1033 NELSON STREET, Vancouver, BC V1V 1V1 | Electrical Permit | Commercial | New | Issued | Installation / Repair - Commercial - Extra Low Voltage HVAC >BP: To construct a 58-storey building with 331 market units; a 5-storey podium with new church program space and Daycare, an 8-storey social housing building with 61 units all over 9 levels of an underground parkade. To restore and renovate the exiting First Baptist Church. STAGED CONSTRUCTION (SHELL PERMIT) Stage I (Excavation/Shoring and complete Structure) issued December 4, 2018. Stage II (full building permit for new construction. Existing church building excluded from this permit) issued April 29, 2020. Stage III: to allow salvage and abatement of hazardous materials of the existing church issued May 11, 2021. Stage III, Revision 1: to add demolition and replacement of footings to the scope of stage III. Demolition and abatement work to be conducted in accordance with Commitment Letter dated June 17, 2021. Stage IV to restore and renovate the existing church (issued Dec. 3, 21). Revision 2: To include architectural details in the approved Stage 4 BP drawings. Change of architect of record and CRP: Venelin Kokalov replaced Shinobu Homma as of December 21, 2020. Revision 3: Revision to FD response point | Control Solutions Ltd
EP-2020-07447 | 2023-06-09 | 5931 CAMBIE STREET, Vancouver, BC | Electrical Permit | Commercial | New | Issued | Installation / Repair - Commercial - Phase 1 South: VISTA #4: Service: SF6 - DIST D-Vista 4 (25kV) feeds into SF6#V4-PEVS (T-PEVS 25kV - 600/347 5000kVA), SF6#V4-B6-7R (T-B6-7R 25kV - 600/347 2500kVA, SF6#V4-B6-7C (SF6 - T-B6-7C-A 25kV - 600/347 5000kVA and SF6 - T-B6-7C-B 25kV - 600/347 5000kVA) , SF6#V4-SPR. Scope of work: Parkade – P3 to P1 levels, Podium – Level 1, Mall - Level 01 and Level 02, Buildings #6 and #7 Level 01 level and up to Residential Transfer slab at ceiling of Level 07. Medium Voltage from BC Hydro VISTA to Unit Substations, 600 Volt Distribution, 120/208 Volt Distribution, Electrical Metering, Electronic Metering, Fire Alarm Systems, Generators and ATS systems, Low Voltage system infrastructure only – pipe and boxes, Lighting Fixtures, Illuminated EXIT signs, Emergency Lighting, EV Charging infrastructure – no Charging Units. For underground works: Scope of work: • Electrical system grounding means. • Sump pump underground conduits to controller. • Outlet boxes and conduits in concrete walls required for elevator pits and bike silo. • Underground distribution conduits for Electrical and Generator Rooms. BP: To construct mixed-use development comprised of: one 32-storey tower (Building 6) and one 17-storey tower (Building 7) containing a total of 469 Dwelling Units and one 34-storey tower (Building 8) containing 286 Dwelling Units; atop a podium containing Retail/Office Uses; all over three levels of underground parking, and a portion of the future 9-acre Park. STAGED CONSTRUCTION SHELL PERMIT Stage 4: Full construction of level 6 and above of Buildings 6&7. Interior finishes for the following areas: office and residential lobbies at level 1; below-grade elevator lobbies; common areas on office levels 6&7; phase 1 south retail mall interiors. | Ozz Electric BC Inc
PP-2021-01692 | 2022-02-16 | 5931 CAMBIE STREET, Vancouver, BC | Plumbing Permit | Commercial | New | Issued | Commercial - Plumbing Permit - Fixtures P3, zones - 14, 15, 18, 19, 21, 22, 23, 25, 26, P2, zones - 14, 15, 18, 19, 21, 22, 23, 24, 25, 26, P1, zones - 10, 14, 15, 18, 19, 21, 22, 23, 24, 25, 26, AG1 zones - 14, 15, 18, 19, 22, 23, 25, 26, AG2 zones - 14, 15, 18, 19, 22, 23, 25, 26, >To construct mixed-use development comprised of: one 32-storey tower (Building 6) and one 17-storey tower (Building 7) containing a total of 469 Dwelling Units and one 34-storey tower (Building 8) containing 286 Dwelling Units; atop a podium containing Retail/Office Uses; all over three levels of underground parking, and a portion of the future 9-acre Park. STAGED CONSTRUCTION SHELL PERMIT Stage I (excavation/shoring) permit issued without the issuance of related development permit. (issued June 11, 2020) Stage 2 (foundation to grade) issued December 18,2020. Stage 2, revision 2 (full construction parkade) issued May 5, 2021 N.B.: revision #1 skipped Stage 3:construction of podium levels issued October 6, 21. | PML Professional Mechanical Ltd
SP-2021-01848 | 2022-11-22 | 5931 CAMBIE STREET, Vancouver, BC | Sprinkler Permit | Commercial | New | Issued | Commercial - L1 CRUs AND LOBBIES, L2-L5 SHELL OFFICE SPACE To install sprinkler to NFPA 13 2013 throughout levels 2-5 shell offices in this mixed-use development comprised of: one 32-storey tower (Building 6) and one 17-storey tower (Building 7) containing a total of 469 Dwelling Units and one 34-storey tower (Building 8) containing 286 Dwelling Units; atop a podium containing Retail/Office Uses; all over three levels of underground parking, and a portion of the future 9-acre Park. **Previous** Sprinkler Engineer CHRISOPHER ANDERSON CP David Stear LMDG **New** Fire Protection - KEITH TRULSON CP David Steer LMDG | Gisborne Industrial Construction Ltd
SP-2022-00001 | 2022-10-25 | 5931 CAMBIE STREET, Vancouver, BC | Sprinkler Permit | Commercial | New | Issued | Commercial - To install sprinkler to NFPA 13 2013 and standpipes to NFPA 14 2013 in this mixed-use development comprised of: one 32-storey tower (Building 6) and one 17-storey tower (Building 7) containing a total of 469 Dwelling Units and one 34-storey tower (Building 8) containing 286 Dwelling Units; atop a podium containing Retail/Office Uses; all over three levels of underground parking, and a portion of the future 9-acre Park. | Tyco Integrated Fire & Security Canada Inc/Tyco Feu Et Securite Integres Canada Inc
PP-2022-00530 | 2022-03-09 | 5931 CAMBIE STREET, Vancouver, BC | Plumbing Permit | Commercial | New | Issued | Commercial - UNDERGROUND - Underground works for Phase1M at Oakridge Mall, including installation of piping, sumps and catch basins. Foundation and Level P3 Zone 08, 09, 13, 14, 15, 18 only ** Underground works for Phase1M at Oakridge Mall. To construct mixed-use development comprised of: one 32-storey tower (Building 6) and one 17-storey tower (Building 7) containing a total of 469 Dwelling Units and one 34-storey tower (Building 8) containing 286 Dwelling Units; atop a podium containing Retail/Office Uses; all over three levels of underground parking, and a portion of the future 9-acre Park. STAGED CONSTRUCTION SHELL PERMIT Amend: Aug 3, 2022 There are 7 additional drains on Level P3. | Trotter and Morton Building Technologies Inc
EP-2024-00268 | 2024-01-18 | 5931 CAMBIE STREET, Vancouver, BC | Electrical Permit | Commercial | New | Issued | Installation / Repair - Commercial - Heat trace cable install on sprinkler system for SOUTH phase of inspection >BP: To construct mixed-use development comprised of: one 34-storey tower (Building 6) and one 24-storey tower (Building 7) containing a total of 469 Dwelling Units and one 34-storey tower (Building 8) containing 286 Dwelling Units; atop a podium containing Retail/Office Uses; all over three levels of underground parking, and a portion of the future 9-acre Park. STAGED CONSTRUCTION SHELL PERMIT Stage I (excavation/shoring) permit issued without the issuance of related development permit. (issued June 11, 2020) Stage 2 (foundation to grade) issued December 18,2020. Stage 2, revision 2 (full construction parkade) issued May 5, 2021 N.B.: revision #1 skipped Stage 3:construction of podium levels issued October 6, 21. Stage 3, Rev.#1: To update floor levels (structural drawings only) issued issued June 21/ 22 Stage 4: Full construction of level 6 and above of Buildings 6&7. Interior finishes for the following areas: office and residential lobbies at level 1; below-grade elevator lobbies; common areas on office levels 6&7; phase 1 south retail mall interiors. Change of Architect of record: As of March 31, 2023 Christopher Wegner is replacing William R. Bradley Revision #2: Revisions to base building shell within the future Food Store areas on Levels P2 and P1. | Eastern Valley Electrical Ltd
NULL | NULL | 5931 CAMBIE STREET, Vancouver, BC | Sprinkler Permit | NULL | NULL | Draft | - To install sprinkler to NFPA 13 throughout levels 1-2 shell offices in this mixed-use development comprised of: one 32-storey tower (Building 6) and one 17-storey tower (Building 7) containing a total of 469 Dwelling Units and one atop a podium containing Retail/Office uses; all over three levels of underground parking, and a portion of the future 9-acre park. | Johnson Controls Canada LP
SP-2023-01566 | 2023-08-25 | 5931 CAMBIE STREET, Vancouver, BC | Sprinkler Permit | Commercial | New | Issued | Commercial - Installation of sprinkler system per NFPA 13 in Office and CRU shell spaces and Residential Lobbies. >BP: To construct mixed-use development comprised of: one 34-storey tower (Building 6) and one 24-storey tower (Building 7) containing a total of 469 Dwelling Units and one 34-storey tower (Building 8) containing 286 Dwelling Units; atop a podium containing Retail/Office Uses; all over three levels of underground parking, and a portion of the future 9-acre Park. *****This application does not include any of the following: 1. Not more than 20 sprinklers (add, relocate, or remove), 2. hydraulic calculations, 3. change in occupancy and /or hazard classification, 4. warehouse storage arrangements, 5. mobile compact storage arrangements, 6. alternative solutions, 7. changes to the sprinkler system supply piping (e.g. valves, mains, cross-mains, branch-lines, etc.), or 8. flexible sprinkler pipe. | Johnson Controls Canada LP
SP-2023-00810 | 2023-07-19 | 5931 CAMBIE STREET, Vancouver, BC | Sprinkler Permit | Commercial | New | Issued | Commercial - Levels 8 to 25 Sprinklers Only To install sprinklers throughout this 24 storey Building 7 atop a podium containing Retail/Office Uses; all over three levels of underground parking (covered under other permits., and a portion of the future 9-acre Park. | Gisborne Industrial Construction Ltd
PP-2023-03249 | 2023-10-30 | 5931 CAMBIE STREET, Vancouver, BC | Plumbing Permit | Commercial | New | Issued | Commercial - Plumbing: Two residential towers starting on Level 6; Tower 6 up to Level 34, Tower 7 up to Level 23 and roofs. >BP: : To construct mixed-use development comprised of one 34-storey tower (Building 6) and one 23-storey tower (Building 7) containing a total of 469 Dwelling Units atop a podium containing Retail/Office Uses; all over three levels of underground parking, and a portion of the future 9-acre Park. STAGED CONSTRUCTION SHELL PERMIT Stage I (excavation/shoring) permit issued without the issuance of related development permit. (issued June 11, 2020) Stage 2 (foundation to grade) issued December 18,2020. Stage 2, revision 2 (full construction parkade) issued May 5, 2021 N.B.: revision #1 skipped Stage 3:construction of podium levels issued October 6, 21. Stage 3, Rev.#1: To update floor levels (structural drawings only) issued June 21/ 22 Stage 4: Full construction of level 6 and above of Buildings 6&7. Interior finishes for the following areas: office and residential lobbies at level 1; below-grade elevator lobbies; common areas on office levels 6&7; phase 1 south retail mall interiors.. | Pitt Meadows Plumbing & Mechanical Systems (2001) Ltd
EP-2023-06534 | 2023-07-19 | 5931 CAMBIE STREET, Vancouver, BC | Electrical Permit | Commercial | New | Issued | Installation / Repair - Commercial - Installation of Extra Low Voltage HVAC. >BP: To construct mixed-use development comprised of: one 34-storey tower (Building 6) and one 24-storey tower (Building 7) containing a total of 469 Dwelling Units and one 34-storey tower (Building 8) containing 286 Dwelling Units; atop a podium containing Retail/Office Uses; all over three levels of underground parking, and a portion of the future 9-acre Park. STAGED CONSTRUCTION SHELL PERMIT Stage I (excavation/shoring) permit issued without the issuance of related development permit. (issued June 11, 2020) Stage 2 (foundation to grade) issued December 18,2020. Stage 2, revision 2 (full construction parkade) issued May 5, 2021 N.B.: revision #1 skipped Stage 3:construction of podium levels issued October 6, 21. Stage 3, Rev.#1: To update floor levels (structural drawings only) issued issued June 21/ 22 Stage 4: Full construction of level 6 and above of Buildings 6&7. Interior finishes for the following areas: office and residential lobbies at level 1; below-grade elevator lobbies; common areas on office levels 6&7; phase 1 south retail mall interiors. Change of Architect of record: As of March 31, 2023 Christopher Wegner is replacing William R. Bradley | Control Solutions Ltd
EP-2023-05575 | 2023-06-22 | 5931 CAMBIE STREET, Vancouver, BC | Electrical Permit | Commercial | New | Issued | Installation / Repair - Commercial - Parkade - Phase 1 (Middle) Install heat trace to DC/DW water, non-potable water, chilled water, heating water, pumped San/Storm, grease lines - all noted piping that is 3" and down only. All electrical connections by others. >BP: To construct mixed-use development comprised of: one 34-storey tower (Building 6) and one 24-storey tower (Building 7) containing a total of 469 Dwelling Units and one 34-storey tower (Building 8) containing 286 Dwelling Units; atop a podium containing Retail/Office Uses; all over three levels of underground parking, and a portion of the future 9-acre Park. STAGED CONSTRUCTION SHELL PERMIT Stage I (excavation/shoring) permit issued without the issuance of related development permit. (issued June 11, 2020) Stage 2 (foundation to grade) issued December 18,2020. Stage 2, revision 2 (full construction parkade) issued May 5, 2021 N.B.: revision #1 skipped Stage 3:construction of podium levels issued October 6, 21. Stage 3, Rev.#1: To update floor levels (structural drawings only) issued issued June 21/ 22 Stage 4: Full construction of level 6 and above of Buildings 6&7. Interior finishes for the following areas: office and residential lobbies at level 1; below-grade elevator lobbies; common areas on office levels 6&7; phase 1 south retail mall interiors. Change of Architect of record: As of March 31, 2023 Christopher Wegner is replacing William R. Bradley | Artech Electric Ltd
PP-2023-01016 | 2023-04-17 | 5931 CAMBIE STREET, Vancouver, BC | Plumbing Permit | Commercial | New | Issued | Commercial - ABOVEGROUND - Aboveground works for Phase1 MID at Oakridge Mall, including installation of piping, grease interceptors and fixtures. 2 Levels of Parkade (P2 & P3), 3 Levels of Mall (L1, L2 & L3) and Mall Roof (L4). >BP: To construct mixed-use development comprised of: one 32-storey tower (Building 6) and one 17-storey tower (Building 7) containing a total of 469 Dwelling Units and one 34-storey tower (Building 8) containing 286 Dwelling Units; atop a podium containing Retail/Office Uses; all over three levels of underground parking, and a portion of the future 9-acre Park. STAGED CONSTRUCTION SHELL PERMIT Stage I (excavation/shoring) permit issued without the issuance of related development permit. (issued June 11, 2020) Stage 2 (foundation to grade) issued December 18,2020. Stage 2, revision 2 (full construction parkade) issued May 5, 2021 N.B.: revision #1 skipped Stage 3:construction of podium levels issued October 6, 21. Stage 3, Rev.#1: To update floor levels (structural drawings only) issued issued June 21/ 22 Stage 4: Full construction of level 6 and above of Buildings 6&7. Interior finishes for the following areas: office and residential lobbies at level 1; below-grade elevator lobbies; common areas on office levels 6&7; phase 1 south retail mall interiors. (in review) | Trotter and Morton Building Technologies Inc
SP-2023-00716 | 2023-07-19 | 5931 CAMBIE STREET, Vancouver, BC | Sprinkler Permit | Commercial | New | Issued | Commercial - Oakridge Building 6 Residential Tower Levels 11 to 36 Only To install sprinklers to NFPA 13 2013 and standpipes throughout this 34-storey tower (Building 6) atop a podium containing Retail/Office Uses; all over three levels of underground parking, and a portion of the future 9-acre Park. | Gisborne Industrial Construction Ltd
PP-2022-04098 | 2023-01-09 | 5931 CAMBIE STREET, Vancouver, BC | Plumbing Permit | Commercial | New | Issued | Commercial - To complete the mechanical and plumbing installation for three (3) levels of Office space, located on L3-5, Building 6, Oakridge Phase 1 South. Address: 6001 Cambie St - Office / Commercial Lobby. >To construct mixed-use development comprised of: one 32-storey tower (Building 6) and one 17-storey tower (Building 7) containing a total of 469 Dwelling Units and one 34-storey tower (Building 8) containing 286 Dwelling Units; atop a podium containing Retail/Office Uses; all over three levels of underground parking, and a portion of the future 9-acre Park. STAGED CONSTRUCTION SHELL PERMIT Stage I (excavation/shoring) permit issued without the issuance of related development permit. (issued June 11, 2020) Stage 2 (foundation to grade) issued December 18,2020. Stage 2, revision 2 (full construction parkade) issued May 5, 2021 N.B.: revision #1 skipped Stage 3:construction of podium levels issued October 6, 21. Stage 3, Rev.#1: To update floor levels (structural drawings only) issued issued June 21/ 22 Stage 4: Full construction of level 6 and above of Buildings 6&7. Interior finishes for the following areas: office and residential lobbies at level 1; below-grade elevator lobbies; common areas on office levels 6&7; phase 1 south retail mall interiors. (in review) | Pitt Meadows Plumbing & Mechanical Systems (2001) Ltd
EP-2023-03171 | 2023-04-18 | 2343 STEPHENS STREET, Vancouver, BC V6K 3W7 | Electrical Permit | Residential | Renovation | Completed | Installation / Repair - Residential - To remove all electrical boxes, switches and lights from attice (CF-2021-014169) >BP: Interior alterations to provide residential improvements at 2343 Stephens Street on the Upper Floor of this existing Two-Family Dwelling Building on this site. Scope of work is limited to: 1) new cabinets in the kitchen 2) relocation of the sink 3) new dishwasher 4) updating kitchen appliances and bathroom fixtures 5) removal of non-loadbearing walls between the kitchen and the dining room 6) removal of closet between entry way and living room 7) new pony wall separating entry way and living room 8) new gas fire place insert 9) new pot lights in drop ceiling 10) update baseboard heaters NOTE: 1) This permit is for interior alterations listed in the scope of work only. Any unauthorized work on this site, existing or otherwise, is neither recognized nor approved and may be subject to enforcement action. Separate Permits are required to validate OR remove unauthorized work at the exterior of the building and in the attic. 2) The attic is approved as inhabitable space. Separate Permits and approvals will be required to alter the interior to habitable space. 3) Related to CF-2021-014169 The services of a Structural Engineer may be required, based upon site inspection by the District Building Inspector. | RST Electric Corp
EP-2022-01609 | 2022-03-02 | 2343 STEPHENS STREET, Vancouver, BC V6K 3W7 | Electrical Permit | Residential | Renovation | Completed | Installation / Repair - Residential - Replacing all baseboard heaters with new ones. Replacing all existing receptacles and switches. Installing potlights in living room and kitchen area. Replacing the smoke detector with a new one. Adding one circuit to the baseboard heater in the living room area. >BP: Interior alterations to provide residential improvements at 2343 Stephens Street on the Upper Floor of this existing Two-Family Dwelling Building on this site. Scope of work is limited to: 1) new cabinets in the kitchen 2) relocation of the sink 3) new dishwasher 4) updating kitchen appliances and bathroom fixtures 5) removal of non-loadbearing walls between the kitchen and the dining room 6) removal of closet between entry way and living room 7) new pony wall separating entry way and living room 8) new gas fire place insert 9) new pot lights in drop ceiling 10) update baseboard heaters NOTE: 1) This permit is for interior alterations listed in the scope of work only. Any unauthorized work on this site, existing or otherwise, is neither recognized nor approved and may be subject to enforcement action. Separate Permits are required to validate OR remove unauthorized work at the exterior of the building and in the attic. 2) The attic is approved as inhabitable space. Separate Permits and approvals will be required to alter the interior to habitable space. 3) Related to CF-2021-014169 The services of a Structural Engineer may be required, based upon site inspection by the District Building Inspector. ADDRESSING NOTE: 2343 Stephens Street - Upper Floor 2341 Stephens Street - Lower Floor | RST Electric Corp
PP-2023-02740 | 2023-08-02 | 825 PACIFIC STREET, Vancouver, BC V6Z 1C3 | Plumbing Permit | Commercial | Renovation | Completed | Commercial - Add a bottle filler with DCVA >BP: Interior alterations to provide first tenant improvements to an Artist Studio in this 7 storey multi-purpose arts and culture hub building. 2nd level - no alterations proposed Basement level not included under this permits scope of work Scope of work includes: new interior partitions/doors, lighting/electrical, mechanical/plumbing | PHD PLUMBING HEATING & DRAINAGE LTD
EP-2022-10751 | 2022-12-22 | 825 PACIFIC STREET, Vancouver, BC V6Z 1C3 | Electrical Permit | Commercial | Tenant Improvement | Completed | Installation / Repair - Commercial - Tenant Improvement on 7 story artist building BP: Interior alterations to provide first tenant improvements to an Artist Studio in this 7 storey multi-purpose arts and culture hub building. 2nd level - no alterations proposed Basement level not included under this permits scope of work Scope of work includes: new interior partitions/doors, lighting/electrical, mechanical/plumbing A separate sprinkler permit is required Tenant: 221A Schedule B Architectural & Schedule A - Peter Atkinson - 778-991-5593 Schedule B Mechanical/Plumbing - Satwinder Pal Singh P.Eng - 604-564-6800 Schedule B Electrical - Shivjeet Sidhu P.Eng - 604-724-0701 | WESTPEAK ELECTRICAL LTD
SP-2022-01563 | 2022-09-29 | 825 PACIFIC STREET, Vancouver, BC V6Z 1C3 | Sprinkler Permit | Commercial | Tenant Improvement | Completed | Commercial - Customer to build deviding walls and pendents to be added. >BP: Interior alterations to provide first tenant improvements to an Artist Studio in this 7 storey multi-purpose arts and culture hub building. 2nd level - no alterations proposed Basement level not included under this permits scope of work Scope of work includes: new interior partitions/doors, lighting/electrical, mechanical/plumbing A separate sprinkler permit is required Tenant: 221A *****This application does not include any of the following: 1. Not more than 20 sprinklers (add, relocate, or remove), 2. hydraulic calculations, 3. change in occupancy and /or hazard classification, 4. warehouse storage arrangements, 5. mobile compact storage arrangements, 6. alternative solutions, 7. changes to the sprinkler system supply piping (e.g. valves, mains, cross-mains, branch-lines, etc.), or 8. flexible sprinkler pipe. | Rising Force Fire Sprinkler Installations and Service Inc
SP-2022-01551 | 2022-09-26 | 3518 W 27TH AVENUE, Vancouver, BC V6S 1P8 | Sprinkler Permit | Residential | New | Issued | Residential - LWH - new sprinkler system >DB: To construct a 2 storey laneway house building with an attached garage and 1 open parking pad, providing a total of 3 parking spaces, having vehicular access from the 20' Lane. Note: This is a 1 ½ storey building pursuant to the Zoning & Development By-law. 1. Covenant registered at the Land Title Office under CA7492559 2. No Strata Titling permitted 3. No A/C Unit proposed | Haven Fire Protection Ltd
EP-2022-06287 | 2022-07-26 | 8415 GRANVILLE STREET, Vancouver, BC V6P 4Z9 | Electrical Permit | Residential | New | Expired | Temporary Power - Residential - To provide temporary power. | Zee Electrical Ltd
SP-2022-01884 | NULL | 8415 GRANVILLE STREET, Vancouver, BC V6P 4Z9 | Sprinkler Permit | Residential | New | Applicant Revisions | Residential - For all sprinkler work to the 2019 VBBL; NFPA 13, 2013; standpipe work to NFPA 14, 2013; fire pump work to NFPA 20, 2010; and alternative solutions prepared by McAuley Consulting Site Description: To construct a 10 storey mixed-use building consisting of: - 1st storey - 8 retail (shell) units (Group E) - 2nd storey - 10 office ( shell) suites (Group D) & commercial amenity space, and - 3rd to 10th storeys - 64 residential market units, with a residential amenity space at 4th storey, all over 4 levels of underground parking garage. THIS IS A CERTIFIED PROFESSIONAL PROJECT and the CP is Tavis McAuley of McAuley Consulting This application does not include any of the following: • Warehouse storage arrangements, or mobile compact storage arrangements. • Flexible sprinkler pipe. • Information Technology Equipment Rooms (e.g. IT Rooms, LAN Rooms, etc.). Related Permits: AL-2022-00133 - Single Exit Serving P1 Parking AL-2021-00175 - Exit Exposure Protection + 3.9 m AL-2021-00174 - Commercial Exit Stair Through Lobby AL-2021-00102 - Water Curtain at Loading Bay Notes: 1. Fire Protection Engineer of Record Scott Rattray of Introba Canada LLP. T: 604 687 1800 E: Scott.Rattray@introba.com 2. One set of approved drawings and permit to be available for viewing at the jobsite. 3. Construction Standpipe to Bulletin 2017-003-BU/FI, VBBL, NFPA 14, and VFBL. 4. Separate documents and application are required for the tenant improvement. | Gisborne Industrial Construction Ltd
PP-2022-04455 | 2023-01-27 | 8415 GRANVILLE STREET, Vancouver, BC V6P 4Z9 | Plumbing Permit | Commercial | New | Issued | Commercial - Underground Plumbing >BP: To construct a 10 storey mixed-use building consisting of: 1st storey - 8 retail (shell) units (Group E) 2nd storey - 10 office ( shell) suites (Group D) & commercial amenity space, and 3rd to 10th storeys - 64 residential market units, with a residential amenity space at 4th storey, all over 4 levels of underground parking garage. NOTE: This building is designed to meet Accessibility Requirements of Section 3.8 of the VBBL, with exception of interior accessible routes where designed to meet provisions of CSA B651-12. 28 Mar-2022 - Stage I (Excavation & Shoring) issued. 24-Nov-2022 - Stage II (Full Permit) issued. 23-Nov-2022 - Rev1, Stage 1, tn Revision to Excavation & Shoring drawings for additional excavation depth to accommodate crane path foundation depth. | Enersolv Design & Build Ltd
PP-2023-02310 | 2023-09-05 | 8415 GRANVILLE STREET, Vancouver, BC V6P 4Z9 | Plumbing Permit | Commercial | New | Issued | Commercial - Full plumbing system less the foundation piping (pulled on separate permit). >BP: To construct a 10 storey mixed-use building consisting of: 1st storey - 8 retail (shell) units (Group E) 2nd storey - 10 office ( shell) suites (Group D) & commercial amenity space, and 3rd to 10th storeys - 64 residential market units, with a residential amenity space at 4th storey, all over 4 levels of underground parking garage. NOTE: This building is designed to meet Accessibility Requirements of Section 3.8 of the VBBL, with exception of interior accessible routes where designed to meet provisions of CSA B651-12. 28 Mar-2022 - Stage I (Excavation & Shoring) issued. 24-Nov-2022 - Stage II (Full Permit) issued. | Enersolv Design & Build Ltd
EP-2023-02433 | 2023-06-13 | 8415 GRANVILLE STREET, Vancouver, BC V6P 4Z9 | Electrical Permit | Commercial | New | Issued | Installation / Repair - Commercial - Electrical installation for a new 10 story concrete building with 4 level of parkade and CRU and office space. >BP: To construct a 10 storey mixed-use building consisting of: 1st storey - 8 retail (shell) units (Group E) 2nd storey - 10 office ( shell) suites (Group D) & commercial amenity space, and 3rd to 10th storeys - 64 residential market units, with a residential amenity space at 4th storey, all over 4 levels of underground parking garage. NOTE: This building is designed to meet Accessibility Requirements of Section 3.8 of the VBBL, with exception of interior accessible routes where designed to meet provisions of CSA B651-12. 28 Mar-2022 - Stage I (Excavation & Shoring) issued. 24-Nov-2022 - Stage II (Full Permit) issued. 23-Nov-2022 - Rev1, Stage 1, tn Revision to Excavation & Shoring drawings for additional excavation depth to accommodate crane path foundation depth. | Zee Electrical Ltd
EP-2023-01039 | 2023-02-16 | 8415 GRANVILLE STREET, Vancouver, BC V6P 4Z9 | Electrical Permit | Residential | New | Issued | Temporary Power - Residential - To provide temporary power. -second permit for 600 volt temp service | Zee Electrical Ltd
EP-2022-02722 | 2022-04-05 | 288 E HASTINGS STREET, Vancouver, BC V6A 0H7 | Electrical Permit | Commercial | NULL | Expired | Annual / Operating - Minor electrical installation, repair and maintenance. | Berts Electric (2001) Ltd
EP-2023-02936 | 2023-04-04 | 288 E HASTINGS STREET, Vancouver, BC V6A 0H7 | Electrical Permit | Commercial | NULL | Issued | Annual / Operating - Minor electrical installation, repair and maintenance. Renewal of EP-2022-02722 Valid: Apr 5, 2023 to Apr 4, 2024 | Berts Electric (2001) Ltd
SP-2022-00347 | 2022-05-11 | 5679 MAIN STREET, Vancouver, BC V5W 2S6 | Sprinkler Permit | Commercial | Tenant Improvement | Issued | Commercial - Tenant Improvement, relocation and addition of sprinklers as needed Interior alterations to provide first tenant improvements to the existing retail space to a new Liquor Store Type-3 in a newly constructed mixed use residential building. This permit has been reviewed under the 2019 Vancouver Building By-law (#12511). Building to be sprinklered to NFPA 13 requirements. *****This application does not include any of the following: 1. Not more than 20 sprinklers (add, relocate, or remove), 2. hydraulic calculations, 3. change in occupancy and /or hazard classification, 4. warehouse storage arrangements, 5. mobile compact storage arrangements, 6. alternative solutions, 7. changes to the sprinkler system supply piping (e.g. valves, mains, cross-mains, branch-lines, etc.), or 8. flexible sprinkler pipe. | Frontier Fire Protection Ltd
EP-2023-07190 | NULL | 5679 MAIN STREET, Vancouver, BC V5W 2S6 | Electrical Permit | Commercial | New | Withdrawn | Installation / Repair - Commercial - Vusual inspection of heat trace installation | Graham Russell
PP-2023-01938 | 2023-05-31 | 5679 MAIN STREET, Vancouver, BC V5W 2S6 | Plumbing Permit | Commercial | Tenant Improvement | Completed | Commercial - tenant improvement for retail liquor store >BP: Interior alterations to provide first tenant improvements to the existing retail space to a new Liquor Store Type-3 in a newly constructed mixed use residential building. | Zappone Plumbing & Heating
EP-2023-00488 | 2023-01-24 | 5679 MAIN STREET, Vancouver, BC V5W 2S6 | Electrical Permit | Commercial | Tenant Improvement | Issued | Installation / Repair - Commercial - Tennant improvement for new liquor store -include branch/appliance circuits, fixtures/ fittings, lighting, emergency/exit lighting, and sub panel >BP: Interior alterations to provide first tenant improvements to the existing retail space to a new Liquor Store Type-3 in a newly constructed mixed use residential building. This permit has been reviewed under the 2019 Vancouver Building By-law (#12511). Building to be sprinklered to NFPA 13 requirements. Related to DP-2021-00051. CP First TI Stage 1 - Full Construction - issued on April 20, 2022 | Graham Russell
EP-2022-06312 | 2022-07-27 | 188 E WOODSTOCK AVENUE, Vancouver, BC V5W 0B1 | Electrical Permit | Commercial | New | Expired | Temporary Power - Commercial - TEMP POWER POLE SERVICE VALID JULY 07, 2022 -JULY 08, 2023 EXPIRED PERMIT: EP-2021-05106 | BUSY BOYS ELECTRICAL LTD
EP-2022-05304 | 2022-06-22 | 188 E WOODSTOCK AVENUE, Vancouver, BC V5W 0B1 | Electrical Permit | Commercial | New | Issued | Installation / Repair - Commercial - Installation of security cameras To construct a 6-storey mixed-use building consisting: 1st storey with mezzanine - 3 retail units (shell only) and 1 dwelling unit 2nd to 6th storeys - 45 secured rental housing units pursuant to the City's Rental 100 Program all over 2 levels of underground parking providing having vehicular access from the lane. Separate tenant improvement permits are required for the shell spaces. This is a CP process, CP is Bill May, P.Eng. This permit has been reviewed under the 2014 Vancouver Building By-law (#10908). Reviewed during the 2020 pandemic crisis. | 1408168 Ontario Inc
EP-2022-07679 | 2022-09-14 | 188 E WOODSTOCK AVENUE, Vancouver, BC V5W 0B1 | Electrical Permit | Residential | New | Issued | Installation / Repair - Residential - Installation of Cat5e and RG6 Cables >BP: To construct a 6-storey mixed-use building consisting: 1st storey with mezzanine - 3 retail units (shell only) and 1 dwelling unit 2nd to 6th storeys - 45 secured rental housing units pursuant to the City's Rental 100 Program all over 2 levels of underground parking providing having vehicular access from the lane. Separate tenant improvement permits are required for the shell spaces. | Tri-Tech Communications Ltd
EP-2023-04636 | 2023-05-29 | 188 E WOODSTOCK AVENUE, Vancouver, BC V5W 0B1 | Electrical Permit | Commercial | New | Issued | Installation / Repair - Commercial - 2 heat trace lines mechanical room. >BP: To construct a 6-storey mixed-use building consisting: 1st storey with mezzanine - 3 retail units (shell only) and 1 dwelling unit 2nd to 6th storeys - 45 secured rental housing units pursuant to the City's Rental 100 Program all over 2 levels of underground parking providing having vehicular access from the lane. Separate tenant improvement permits are required for the shell spaces. This is a CP process, CP is Bill May, P.Eng. This permit has been reviewed under the 2014 Vancouver Building By-law (#10908). Reviewed during the 2020 pandemic crisis. STAGED CONSTRUCTION Stage 1 - Excavation and Shoring - issued January 13, 2020 Stage 2 - Foundation to Grade - issued June 24, 2020 Stage 3 - Grade to 2nd Storey Slab Structure Only - issued December 7, 2020 Stage 4 - Full Construction - issued April 1, 2021 Revision 1 - Update CRU address - issued April 1, 2021 Revision 2 - Change of Electrical EoR from Herb Sweeney to Kevin Zirul, effective May 25, 2021. - issued December 16, 2022 | MCKINLEY ELECTRIC LTD
EP-2023-03177 | 2023-04-19 | 188 E WOODSTOCK AVENUE, Vancouver, BC V5W 0B1 | Electrical Permit | Commercial | New | Issued | Temporary Power - Commercial - TO CONTINUE WORK STARTED BY OTHERS (EP-2022-06312) To provide temporary power. | Red Seal Electric Ltd
EP-2023-03926 | 2023-05-24 | 188 E WOODSTOCK AVENUE, Vancouver, BC V5W 0B1 | Electrical Permit | Commercial | New | Issued | Installation / Repair - Commercial - To Continue work Started by others under permit number EP-2020-03160 >BP: To construct a 6-storey mixed-use building consisting: 1st storey with mezzanine - 3 retail units (shell only) and 1 dwelling unit 2nd to 6th storeys - 45 secured rental housing units pursuant to the City's Rental 100 Program all over 2 levels of underground parking providing having vehicular access from the lane. Separate tenant improvement permits are required for the shell spaces. This is a CP process, CP is Bill May, P.Eng. This permit has been reviewed under the 2014 Vancouver Building By-law (#10908). Reviewed during the 2020 pandemic crisis. STAGED CONSTRUCTION Stage 1 - Excavation and Shoring - issued January 13, 2020 Stage 2 - Foundation to Grade - issued June 24, 2020 Stage 3 - Grade to 2nd Storey Slab Structure Only - issued December 7, 2020 Stage 4 - Full Construction - issued April 1, 2021 Revision 1 - Update CRU address - issued April 1, 2021 Revision 2 - Change of Electrical EoR from Herb Sweeney to Kevin Zirul, effective May 25, 2021. - issued December 16, 2022 | Red Seal Electric Ltd
EP-2023-01827 | 2023-03-06 | 188 E WOODSTOCK AVENUE, Vancouver, BC V5W 0B1 | Electrical Permit | Residential | New | Issued | Installation / Repair - Residential - Security System >BP: To construct a 6-storey mixed-use building consisting: 1st storey with mezzanine - 3 retail units (shell only) and 1 dwelling unit 2nd to 6th storeys - 45 secured rental housing units pursuant to the City's Rental 100 Program all over 2 levels of underground parking providing having vehicular access from the lane. Separate tenant improvement permits are required for the shell spaces. This is a CP process, CP is Bill May, P.Eng. This permit has been reviewed under the 2014 Vancouver Building By-law (#10908). Reviewed during the 2020 pandemic crisis. STAGED CONSTRUCTION Stage 1 - Excavation and Shoring - issued January 13, 2020 Stage 2 - Foundation to Grade - issued June 24, 2020 Stage 3 - Grade to 2nd Storey Slab Structure Only - issued December 7, 2020 Stage 4 - Full Construction - issued April 1, 2021 Revision 1 - Update CRU address - issued April 1, 2021 Revision 2 - Change of Electrical EoR from Herb Sweeney to Kevin Zirul, effective May 25, 2021. - issued December 16, 2022 | Citiloc Systems Ltd
EP-2024-00651 | 2024-01-30 | 188 E WOODSTOCK AVENUE, Vancouver, BC V5W 0B1 | Electrical Permit | Commercial | New | Issued | Installation / Repair - Commercial - Installation of CO/NO2 system as required to control PEF-1. >BP: To construct a 6-storey mixed-use building consisting: 1st storey with mezzanine - 3 retail units (shell only) and 1 dwelling unit 2nd to 6th storeys - 45 secured rental housing units pursuant to the City's Rental 100 Program all over 2 levels of underground parking providing having vehicular access from the lane. Separate tenant improvement permits are required for the shell spaces. This is a CP process, CP is Bill May, P.Eng. This permit has been reviewed under the 2014 Vancouver Building By-law (#10908). Reviewed during the 2020 pandemic crisis. STAGED CONSTRUCTION Stage 1 - Excavation and Shoring - issued January 13, 2020 Stage 2 - Foundation to Grade - issued June 24, 2020 Stage 3 - Grade to 2nd Storey Slab Structure Only - issued December 7, 2020 Stage 4 - Full Construction - issued April 1, 2021 Revision 1 - Update CRU address - issued April 1, 2021 Revision 2 - Change of Electrical EoR from Herb Sweeney to Kevin Zirul, effective May 25, 2021. - issued December 16, 2022 Revision 3 - Change of CP from Bill May to Petar Dimov, effective June 1, 2023. - issued November 29, 2023 | Mak Systems Inc
EP-2022-10230 | 2022-12-06 | 311 E 16TH AVENUE, Vancouver, BC V5T 2T7 | Electrical Permit | Commercial | Addition | Completed | Installation / Repair - Commercial - Electric Vehicle Charging Infrastructure - Wiring installation for electric vehicle supply equipment (EVSE). Install 20 EVSE's, existing panel EV to be used. Power sharing to be enabled. A 4 to 1 wiring configuration is to be installed amongst the EVSE's. | Cielo Electric Ltd
EP-2022-09488 | 2022-11-08 | 2018 W 51ST AVENUE, Vancouver, BC V6P 1C9 | Electrical Permit | Residential | New | Expired | Temporary Power - Residential - To provide temporary power. | Altech Electric Ltd
EP-2023-11009 | 2023-12-07 | 2018 W 51ST AVENUE, Vancouver, BC V6P 1C9 | Electrical Permit | Residential | New | Issued | Temporary Power - Residential - To provide temporary power. | Altech Electric Ltd
EP-2022-09267 | 2022-11-01 | 2095 E 28TH AVENUE, Vancouver, BC V5N 2X7 | Electrical Permit | Residential | Renovation | Completed | Installation / Repair - Residential - remove the electrical wire from the stove and remove the hood fan. (CF-2022-011628) | Technics Electric Ltd
EP-2022-04849 | 2022-06-09 | 7228 ADERA STREET, Vancouver, BC V1V 1V1 | Electrical Permit | Commercial | NULL | Expired | Annual / Operating - Minor electrical installation, repair and maintenance. VALID: May 26, 2022 to May 25, 2023 Renewal of EP-2021-03626 | Berts Electric (2001) Ltd
EP-2022-05936 | NULL | 7228 ADERA STREET, Vancouver, BC V1V 1V1 | Electrical Permit | Commercial | Addition | Withdrawn | Installation / Repair - Commercial - Add 1 EVSE Outlet for stall 281 | Berts Electric (2001) Ltd
EP-2023-04816 | 2023-05-31 | 7228 ADERA STREET, Vancouver, BC V1V 1V1 | Electrical Permit | Commercial | NULL | Issued | Annual / Operating - Minor electrical installation, repair and maintenance. VALID: May 26, 2023 to May 25, 2024 Renewal of EP-2022-04849 | Berts Electric (2001) Ltd
MP-2023-01042 | 2023-06-07 | 610 W 21ST AVENUE, Vancouver, BC V5Z 1Y8 | Mechanical Permit | NULL | NULL | Completed | NULL | Vector Home Services Inc
EP-2023-05109 | 2023-07-05 | 610 W 21ST AVENUE, Vancouver, BC V5Z 1Y8 | Electrical Permit | Residential | Addition | Completed | Installation / Repair - Residential - Install # 12 awg circuit for mini split heat pump Heat Pump: 2420W *MP-2023-01042: Issued (Cooling) | Vector Home Services Inc
GP-2022-01343 | 2022-05-11 | 8420 ANGUS DRIVE, Vancouver, BC V6P 5L3 | Gas Permit | Residential | New | Issued | Residential - gas rough in and finish taking over from GP-2021-01282 >BP: To construct a 1 storey laneway house building with an open parking pad, providing 1 parking space, having vehicular access from the lane. Note: This is a 1 ½ storey building pursuant to the Zoning & Development By-law 1. Covenant registered at the Land Title Office under CA7448499 2. No Strata Titling permitted 3. No A/C unit located 4. Schedule B: Cesar Parayno P.Eng (604.241.9638) Structural & Geotechnical 8420 Angus Dr - Laneway House (1 storey) Address assigned per approved plans. Fire and Emergency street access (walkway) to the laneway house is from the south side. Street access must be provided and maintained at all times in accordance with the Building By-law. ******THIS PERMIT HAS BEEN ISSUED UNDER THE REQUIREMENTS OF VBBL 2014****** | ARCO PLUMBING & HEATING LTD
PP-2023-01307 | NULL | 8420 ANGUS DRIVE, Vancouver, BC V6P 5L3 | Plumbing Permit | Residential | New | Draft | Residential - plumbing finishing only | ARCO PLUMBING & HEATING LTD
EP-2022-05725 | 2022-07-07 | 8420 ANGUS DRIVE, Vancouver, BC V6P 5L3 | Electrical Permit | Residential | New | Issued | Installation / Repair - Residential - LWH - Low voltage for alarm, tel., tv, data & door bell To construct a 1 storey laneway house building with an open parking pad, providing 1 parking space, having vehicular access from the lane. Note: This is a 1 ½ storey building pursuant to the Zoning & Development By-law 1. Covenant registered at the Land Title Office under CA7448499 2. No Strata Titling permitted 3. No A/C unit located | Casbal Services Ltd
SP-2022-01048 | 2022-06-27 | 8420 ANGUS DRIVE, Vancouver, BC V6P 5L3 | Sprinkler Permit | Residential | New | Issued | Residential - new fire sprinkler system installation >To construct a 1 storey laneway house building with an open parking pad, providing 1 parking space, having vehicular access from the lane. Note: This is a 1 ½ storey building pursuant to the Zoning & Development By-law 1. Covenant registered at the Land Title Office under CA7448499 2. No Strata Titling permitted 3. No A/C unit located 4. Schedule B: Cesar Parayno P.Eng (604.241.9638) Structural & Geotechnical 8420 Angus Dr - Laneway House (1 storey) Address assigned per approved plans. Fire and Emergency street access (walkway) to the laneway house is from the south side. Street access must be provided and maintained at all times in accordance with the Building By-law. ******THIS PERMIT HAS BEEN ISSUED UNDER THE REQUIREMENTS OF VBBL 2014****** | CENTRE LINE FIRE SPRINKLERS LTD
EP-2022-00064 | 2022-01-06 | 1215 E 27TH AVENUE, Vancouver, BC V5V 2L9 | Electrical Permit | Residential | Addition | Expired | Temporary Power - Residential - To provide temporary power. | I WILL ELECTRIC LTD
PP-2022-03018 | 2022-09-15 | 5066 JOYCE STREET, Vancouver, BC V5R 4G6 | Plumbing Permit | Commercial | Renovation | Completed | Commercial - Rough in and finishing sinks. Hub drain. Washroom x1. Backflow x2. Grease interceptor x1. Electrical hot water heater x1. >BP: Interior alterations and change of use from Retail Shell to Retail to provide first tenant improvements at 5066 Joyce Street on the ground floor of this existing mixed use building on this site. Mechanical/ Plumbing Schedule B provided by Alex Z. Q. Lin Structural Schedule B provided by Yongkang Deng | THE ONE PLUMBING AND HEATING INC.
EP-2022-10403 | 2022-12-12 | 5066 JOYCE STREET, Vancouver, BC V5R 4G6 | Electrical Permit | Commercial | Renovation | Completed | Installation / Repair - Commercial - A juice shop renovation: supply power to equipment, sign and logo ,installation of lightings and plug, Tel/ data. >BP: Interior alterations and change of use from Retail Shell to Retail to provide first tenant improvements at 5066 Joyce Street on the ground floor of this existing mixed use building on this site. | Vanstar Electric Ltd
SP-2023-00094 | 2023-01-18 | 5066 JOYCE STREET, Vancouver, BC V5R 4G6 | Sprinkler Permit | Commercial | Tenant Improvement | Completed | Commercial - Tenant Improvement on exisiting sprinkler system >Interior alterations and change of use from Retail Shell to Retail to provide first tenant improvements at 5066 Joyce Street on the ground floor of this existing mixed use building on this site. Mechanical/ Plumbing Schedule B provided by Alex Z. Q. Lin Structural Schedule B provided by Yongkang Deng | Escape Fire Protection Ltd
EP-2022-03437 | 2022-04-28 | 41 E HASTINGS STREET, Vancouver, BC V6A 1M9 | Electrical Permit | Commercial | NULL | Expired | Annual / Operating - Minor Electrical installation, repair and maintenance. | Berts Electric (2001) Ltd
EP-2023-03716 | 2023-04-28 | 41 E HASTINGS STREET, Vancouver, BC V6A 1M9 | Electrical Permit | Commercial | NULL | Issued | Annual / Operating - ANNUAL OPERATING PERMIT Minor Electrical installation, repair and maintenance. -renewal of EP-2022-03437 -valid: April 29, 2023 - April 28, 2024 | Berts Electric (2001) Ltd
EP-2022-04976 | 2022-06-14 | 1649 E BROADWAY, Vancouver, BC V5N 1V9 | Electrical Permit | Commercial | New | Completed | Installation / Repair - Commercial - Installation of heat trace in parkade for Domestic Cold Water lines (including hosebibs) and Forced Sanitary and Storm lines. Sprinkler heat trace NOT included. >BP: To construct a 12 storey mixed-use building comprising of retail units (Group E) at Level 1 and 114 secured rental units all over two levels of parking underground. This permit was reviewed under VBBL2014 and issued during the COVID19 pandemic. Stage 1 – Excavation and shoring only - issued- 06-Aug-2020 Stage 2 - Foundation to grade ( S/M/P/E) - issued -06-Jan-2021 Stage 3 - Full Structural excluding top two storeys Level 11 and Level 12 - issued - 31- Mar-2021 Stage 4- Full Construction - - issued - 09-Nov-2021 16-Sep-2021 - Stage 3 Rev.1 tn To add structure of 2 additional storeys approved under DP-2020-00766. Structural changes at multiple locations as shown on structural drawings. Project description updated. Note: Okay to locate the commercial kitchen exhaust termination point to the street, under the glass canopy - cleared by John Greer on Nov 8, 2021. Provisions for future tenant kitchen exhaust for all three tenant spaces at Level 1 are provided 10' away from the property line on east and under the glass canopy as approved by John Greer. Equipment or operations identified as parts of the future TI permits have the potential of emitting contaminates (ex. particulate, ozone, odour, VOCs, NOx, etc.). Where complaints are received as a result of the equipment or operations the owner, manager or tenant (owner) is responsible to make the required corrections (ex. menu change, cooking line-up change, exhaust equipment change, etc.) at the owner’s expense. | Brian Wuttke
EP-2022-00622 | 2022-01-27 | 1649 E BROADWAY, Vancouver, BC V5N 1V9 | Electrical Permit | Commercial | New | Cancelled | Temporary Power - Commercial - To provide temporary power. Valid January 25, 2022 Until January 24, 2023 | K S Maude Electric Ltd
SP-2022-00103 | 2022-03-01 | 1649 E BROADWAY, Vancouver, BC V5N 1V9 | Sprinkler Permit | Commercial | New | Completed | Commercial - Above Grade Permit To install sprinklers throughout the above grade portions of this 12 storey mixed-use building comprising of retail units (Group E) at Level 1 and 114 secured rental units all over two levels of parking underground. This permit was reviewed under VBBL2014 and issued during the COVID19 pandemic. See related permits SP-2020-01963 - Standpipe SP-2021-01711 - Parkade | Frontier Fire Protection Ltd
EP-2022-01486 | 2022-02-24 | 1649 E BROADWAY, Vancouver, BC V5N 1V9 | Electrical Permit | Commercial | New | Expired | Temporary Power - Commercial - To provide temporary power. Inside the perimeter of the site - PREWIRE ONLY: Security Cameras We need to install the security cameras only inside the perimeters of the site , power given by the client | Polo Security Services Ltd
EP-2022-01288 | 2022-02-17 | 1649 E BROADWAY, Vancouver, BC V5N 1V9 | Electrical Permit | Commercial | New | Expired | Temporary Power - Commercial - To provide temporary power. | Berts Electric (2001) Ltd
EP-2022-01089 | 2022-02-11 | 1649 E BROADWAY, Vancouver, BC V5N 1V9 | Electrical Permit | Commercial | New | Completed | Installation / Repair - Commercial - low voltage for TV, Telephone and Internet, and security-prewire. >BP: To construct a 12 storey mixed-use building comprising of retail units (Group E) at Level 1 and 114 secured rental units all over two levels of parking underground. -Stage 1 – Excavation and shoring only - issued- 06-Aug-2020 Stage 2 - Foundation to grade ( S/M/P/E) - issued -06-Jan-2021 Stage 3 - Full Structural excluding top two storeys Level 11 and Level 12 - issued - 31- Mar-2021 Stage 4- Full Construction - - issued - 09-Nov-2021 This permit was reviewed under VBBL2014 and issued during the COVID19 pandemic. | Fortune Link Electrical Ltd
SP-2021-01711 | 2022-02-01 | 1649 E BROADWAY, Vancouver, BC V5N 1V9 | Sprinkler Permit | Commercial | New | Completed | Commercial - Parkade levels only, plus Parking ramp on L1/L1M Site Deception: 12 storey, related to DP-2020-00766) mixed-use building comprising of retail units (Group E) at level 1, 45 secured market rental units at levels 2 to 5, and 41 market units at levels 6 to 10, all over two levels of parking underground. THIS IS A CERTIFIED PROFESSIONAL PROJECT and the CP is Susana Chui, P.Eng C.P. Notes: 1. Permit reviewed during COVID-19 pandemic. 2. Sprinkler Engineer of Rob Gregg, P.Eng. of MCW. P: 604.687.1821 E: rgregg@mcw.com XXXXXX Conditional Approval XXXXXXX Permit issue without updated drawings. Updated drawings are to be submitted with upper levels set. | Frontier Fire Protection Ltd
EP-2023-01977 | 2023-03-07 | 1649 E BROADWAY, Vancouver, BC V5N 1V9 | Electrical Permit | Commercial | New | Issued | Temporary Power - Commercial - To provide temporary power. -Renewal of EP-2022-01486 -Removed Cameras Inside the perimeter of the site - PREWIRE ONLY: Security Cameras We need to install the security cameras only inside the perimeters of the site , power given by the client | Polo Security Services Ltd
EP-2022-09539 | 2022-11-10 | 1649 E BROADWAY, Vancouver, BC V5N 1V9 | Electrical Permit | Commercial | NULL | Expired | Annual / Operating - Maintenance of existing operating electrical equipment. Minor electrical installations, repairs, and maintenance. | Berts Electric (2001) Ltd
EP-2022-09580 | 2022-11-14 | 1649 E BROADWAY, Vancouver, BC V5N 1V9 | Electrical Permit | Commercial | Addition | Completed | Installation / Repair - Commercial - Install street light bases and ducts as shown in attached drawing | Boileau Electric & Pole Line Ltd
EP-2022-09663 | 2022-11-17 | 1649 E BROADWAY, Vancouver, BC V5N 1V9 | Electrical Permit | Commercial | New | Completed | Installation / Repair - Commercial - access control system, enterphone system, camera system, ULC fire alarm communicator system | Reliable Security Systems Ltd
EP-2023-10790 | 2024-01-25 | 1649 E BROADWAY, Vancouver, BC V5N 1V9 | Electrical Permit | Commercial | Renovation | Issued | Installation / Repair - Commercial - Install 800A splitter, disconnects, metering, and a panel in the commercial electrical room. Install a 200A panel in CRU 1 (1651), and a 400A panel in both CR 2 (1653) & 3 (1655). 1" EMT run to each CRU for communications. Existing 800A breaker feeding the commercial distribution. Removing the existing 800A panel that would not support 400A and 200A breakers. Installing 800A splitter and disconnects with meter cabinets where required. Service to building not affected. See BP-2023-04568. | Nightingale Electric Ltd
SP-2024-00039 | 2024-01-16 | 1649 E BROADWAY, Vancouver, BC V5N 1V9 | Sprinkler Permit | Commercial | Tenant Improvement | Completed | Commercial - CRU Division >BP: Interior alterations to demise the ground floor into three Retail (Group E) units addressed at 1651, 1653, and 1655 E Broadway in this mixed use building on this site. Scope of work includes base building demising walls and mechanical pre-shaft crossing tenant spaces. *****This application does not include any of the following: 1. Not more than 20 sprinklers (add, relocate, or remove), 2. hydraulic calculations, 3. change in occupancy and /or hazard classification, 4. warehouse storage arrangements, 5. mobile compact storage arrangements, 6. alternative solutions, 7. changes to the sprinkler system supply piping (e.g. valves, mains, cross-mains, branch-lines, etc.), or 8. flexible sprinkler pipe. | Frontier Fire Protection Ltd
EP-2023-09122 | 2023-10-11 | 1649 E BROADWAY, Vancouver, BC V5N 1V9 | Electrical Permit | Commercial | NULL | Issued | Annual / Operating - Maintenance of existing operating electrical equipment. Minor electrical installations, repairs, and maintenance. Renewal of EP-2022-09539 Valid: Nov 10, 2023 to Nov 9, 2024 | Berts Electric (2001) Ltd
EP-2023-08103 | 2023-09-07 | 379 E BROADWAY, Vancouver, BC V5T 1W6 | Electrical Permit | Commercial | Addition | Completed | Installation / Repair - Commercial - Existing EV Ready wiring to be reconfigured to ensure 29 residential parking stalls are EV Ready based on a 4-1 power sharing configuration (208-volt, 40-amp, 1 phase circuits). | Cielo Electric Ltd
PP-2022-00398 | 2022-02-08 | 157 MAIN STREET, Vancouver, BC V1V 1V1 | Plumbing Permit | Commercial | Renovation | Completed | Commercial - to renovate from Retail (shell) to General Office space with new plumbing fixtures Interior alterations and to change the use of approximately 772 sq. ft. from Retail (shell) to General Office at 157 Main St on the ground floor of this existing mixed-used building on the site. Interior alterations include new partition walls, ceiling and floor finishes, new plumbing fixtures and new lighting fixtures. | GML Mechanical Ltd
EP-2022-01211 | 2022-02-23 | 157 MAIN STREET, Vancouver, BC V1V 1V1 | Electrical Permit | Commercial | Tenant Improvement | Completed | Installation / Repair - Commercial - Tenant improvement - supply and installation of new electrical devices. -NRG is NOT supplying the lighting, only installing them >BP: Interior alterations and to change the use of approximately 772 sq. ft. from Retail (shell) to General Office at 157 Main St on the ground floor of this existing mixed-used building on the site. Interior alterations include new partition walls, ceiling and floor finishes, new plumbing fixtures and new lighting fixtures. Architectural Schedule B submitted by Jessie Arora Architect AIBC OAA SAA AAA MRAIC RA, 604.662.8689 Electrical Schedule B submitted by Sher Singh Deo, P.L.Eng., 604.946.7680 Mechanical and Plumbing Schedule B submitted by Edmond Cheung, 604.581.6338 Ok for field review per Bryan T, Jan 7, 2022 Note: 1. Related to DP-2021-00992 2. Energy Upgrade Exempted: First TI | NRG Electric Ltd
EP-2022-01886 | 2022-03-08 | 157 MAIN STREET, Vancouver, BC V1V 1V1 | Electrical Permit | Commercial | Renovation | Completed | Installation / Repair - Commercial - Installation of a camera system and alarm monitoring system >BP: Interior alterations and to change the use of approximately 772 sq. ft. from Retail (shell) to General Office at 157 Main St on the ground floor of this existing mixed-used building on the site. Interior alterations include new partition walls, ceiling and floor finishes, new plumbing fixtures and new lighting fixtures. | Arpel Security & Monitoring Ltd
EP-2022-00736 | 2022-02-03 | 2101 LAHB AVENUE, Vancouver, BC V6L 0B9 | Electrical Permit | Commercial | NULL | Expired | Annual / Operating - Electrical maintenance up to 750V. Renewal of EP-2021-00786 Valid: Feb 4, 2022 to Feb 3, 2023 | Quantum Lighting Inc
EP-2023-01448 | 2023-02-22 | 2101 LAHB AVENUE, Vancouver, BC V6L 0B9 | Electrical Permit | Commercial | NULL | Expired | Annual / Operating - Electrical Maintenance up to 750V. Renewal of EP-2022-00736 Valid: Feb 4, 2023 to Feb 3, 2024 | Quantum Lighting Inc
PP-2023-01587 | 2023-05-05 | 2101 LAHB AVENUE, Vancouver, BC V6L 0B9 | Plumbing Permit | Commercial | Renovation | Completed | Commercial - Install/amend backflow preventers as required by City backflow Cross Connection Survey conducted Nov 21 2022. | Vantage Mechanical Ltd
EP-2023-00617 | 2023-01-30 | 4101 ARBUTUS STREET, Vancouver, BC V1V 1V1 | Electrical Permit | Commercial | Tenant Improvement | Completed | Installation / Repair - Commercial - Connection of exterior sign. Submitting Bulletin 2005-006-EL-AD Attachment A Letter of Commitment related: SI-2022-00504 >BP: 4101 Arbutus St Interior alterations to provide improvements and a change of use from Retail (Shell) to Retail with ancillary School - Arts and Self Improvement for a new tenant at unit 4101 Arbutus St on the second floor of this mixed-use building on this site. | Reliable Electrical Contracting Ltd
PP-2022-04054 | 2022-11-14 | 4101 ARBUTUS STREET, Vancouver, BC V1V 1V1 | Plumbing Permit | Commercial | New | Completed | Commercial - install one handicap toilet and one basin AMEND: NOV 11/2022 CHANGE ADDRESS TO 4101 ARBUTUS ST >DB: Interior alterations to provide improvements and a change of use from Retail (Shell) to Retail with ancillary School - Arts and Self Improvement for a new tenant at unit 4101 Arbutus St on the second floor of this mixed-use building on this site. | H W PLUMBING & HEATING
EP-2022-08929 | 2022-10-25 | 4101 ARBUTUS STREET, Vancouver, BC V1V 1V1 | Electrical Permit | Commercial | Tenant Improvement | Completed | Installation / Repair - Commercial - Raise transformer, general lighting and plugs for commercial space, power for exterior sign (exterior sign by others). SI-2022-00504. Amend: Nov 17, 2022 Please amend parcel to 029-960-835 - 4101 Arbutus St, Vancouver, BC V6L 0B9 - 712-087-93-0000 Reference building permit - DB-2022-02193 Amend: Dec 13, 2022 Engineer seismic stamp | Reliable Electrical Contracting Ltd
SP-2022-02032 | 2022-12-07 | 4101 ARBUTUS STREET, Vancouver, BC V1V 1V1 | Sprinkler Permit | Commercial | Renovation | Completed | Commercial - relocating 16 heads >Interior alterations to provide improvements and a change of use from Retail (Shell) to Retail with ancillary School - Arts and Self Improvement for a new tenant at unit 4101 Arbutus St on the second floor of this mixed-use building on this site. OK for Field Review per W.Wong, April 27, 2022 Okay to apply and get a temporary occupancy as retail; Applicant to apply for change of occupancy to School through DRB after DP issuance. | Gisborne Industrial Construction Ltd
EP-2022-09409 | 2022-11-08 | 448 W GEORGIA STREET, Vancouver, BC V1V 1V1 | Electrical Permit | Commercial | Tenant Improvement | Completed | Installation / Repair - Commercial - Low voltage HVAC controls >BP: Tenant Improvement and change of major occupancy from office (D) to school (A2) in this 25 storey mixed use commercial building for Northeastern University on Level 1 entrance and Level 2. To conduct University Level Education. Space to support classroom teaching, support space for study and AR/VR stations. This is a fist TI to a new shell space. To be reviewed under the 2019 VBBL. Stage 1 - full construction - accepted Nov.2/22 Erv | Olympic Controls Inc
SP-2022-01763 | 2023-01-17 | 448 W GEORGIA STREET, Vancouver, BC V1V 1V1 | Sprinkler Permit | Commercial | Tenant Improvement | Completed | Commercial - For sprinkler system alterations to the 2019 VBBL and NFPA 13, 2013 for the tenant improvements to provide tenant improvements and change of major occupancy from office (D) to school (A2) in this 25 storey mixed use commercial building for Northeastern University on Level 1 entrance and Level 2. To conduct University Level Education. Space to support classroom teaching, support space for study and AR/VR stations. This is a fist TI to a new shell space. 1. This application does not include any of the following: • Warehouse storage arrangements, or mobile compact storage arrangements. • Changes to the sprinkler system supply piping (e.g. valves, mains, cross-mains, etc.). • New alternative solutions and/or modifications to existing alternative solutions. Engineer of Record: Elston Johnston 604-272-0105 elston@ironstoneeng.com | Escape Fire Protection Ltd
PP-2022-03982 | 2022-11-14 | 448 W GEORGIA STREET, Vancouver, BC V1V 1V1 | Plumbing Permit | Commercial | Tenant Improvement | Completed | Commercial - Adding new fixtures such as Kitchen sink, dishwasher, coffee machine and bottle filler with water chiller. >BP: Tenant Improvement and change of major occupancy from office (D) to school (A2) in this 25 storey mixed use commercial building for Northeastern University on Level 1 entrance and Level 2. To conduct University Level Education. Space to support classroom teaching, support space for study and AR/VR stations. This is a fist TI to a new shell space. To be reviewed under the 2019 VBBL. Stage 1 - full construction - in process | Broadway Refrigeration & Air Conditioning Co
EP-2022-09402 | 2022-11-07 | 448 W GEORGIA STREET, Vancouver, BC V1V 1V1 | Electrical Permit | Commercial | Tenant Improvement | Issued | Installation / Repair - Commercial - Lighting, lighting controls, and emergency lighting rough in, Data/Communication rough-in, Security/Card access rough-in >BP: Tenant Improvement and change of major occupancy from office (D) to school (A2) in this 25 storey mixed use commercial building for Northeastern University on Level 1 entrance and Level 2. To conduct University Level Education. Space to support classroom teaching, support space for study and AR/VR stations. This is a fist TI to a new shell space. To be reviewed under the 2019 VBBL. Stage 1 - full construction - in process | Action Electric Ltd
EP-2023-02370 | 2023-03-21 | 448 W GEORGIA STREET, Vancouver, BC V1V 1V1 | Electrical Permit | Commercial | Tenant Improvement | Completed | Installation / Repair - Commercial - Low voltage cabling for sound masking system and 2x meeting rooms. >BP: Tenant Improvement and change of major occupancy from Office (D) to school (A2) in this 25-storey mixed-use commercial building for Northeastern University on Level 1 entrance and Level 2 - To conduct University Level Education. Space to support classroom teaching, support space for study and AR/VR stations. This is a fist TI to a new SHELL space. To be reviewed under the 2019 VBBL. SRAGE I - Full Construction - accepted Nov.2/22 Erv | AVI-SPL Canada Ltd
EP-2022-04417 | 2022-06-24 | 7288 ADERA STREET, Vancouver, BC | Electrical Permit | Commercial | Renovation - Dwelling Unit(s) only | Completed | Installation / Repair - Commercial - Installation of 3 pot lights to kitchen, installation of closet light | Berts Electric (2001) Ltd
SP-2022-00522 | 2022-08-02 | 114 E 4TH AVENUE, Vancouver, BC V5T 1G2 | Sprinkler Permit | Commercial | Renovation | Completed | Commercial - Sprinkler system alterations for the tenant improvements to provide interior alterations to provide first TI for this existing Digital Entertainment and Information Communication Technology tenant on 4th (full floor) and #510 - 5th floor of this existing commercial building. | Gisborne Industrial Construction Ltd
EP-2022-00649 | 2022-02-04 | 114 E 4TH AVENUE, Vancouver, BC V5T 1G2 | Electrical Permit | Commercial | Tenant Improvement | Completed | Installation / Repair - Commercial - Installation of DDC Controls 6th Floor Lab Area -7th Floor Partial -Lab Area -Roof - (2) Units >First Tenant Improvement for a new Medical Cancer Research Company located on multiple levels: - part of west half of Level 2 (Ancillary Office spaces) - east half of Level 5 (Office spaces) - entire Level 6 (Lab - Group F3 ) - entire Level 7 (Office) - entire Level 8 - Reception and Amenity OK for BP, but DP MUST be issued first, John Greer Aug 17/20 Related to: DP-2020-00895 DP-2020-00810 DP-2020-00326 DP-2020-00895 This Permit was reviewed under the VBBL 2019. This Permit was issued during the COVID 19 pandemic. Revision#1 15-June-2021 tn Revisions to Level 6 laboratory layout including revisions to the ancillary office area at Level2. Project description was updated. Architectural, Mechanical and Electrical Revision Summary Letters on file. Revision#2 10-Aug-2021 tn Change of Electrical Engineer of Record. Effective June 24 th 2021 John Moore, P. Eng. will be assuming responsibilities as the Registered Professional of Record for Electrical discipline. Letter from the outgoing engineer Anca Cojocaru, P. Eng. on file. | Mountain Pacific Electrical Ltd
EP-2022-00138 | 2022-01-12 | 114 E 4TH AVENUE, Vancouver, BC V5T 1G2 | Electrical Permit | Commercial | Addition | Completed | Installation / Repair - Commercial - Install heat trace to chilled water supply/return: electrical connections by others >BP: First Tenant Improvement for a new Medical Cancer Research Company located on multiple levels: - part of west half of Level 2 (Ancillary Office spaces) - east half of Level 5 (Office spaces) - entire Level 6 (Lab - Group F3 ) - entire Level 7 (Office) - entire Level 8 - Reception and Amenity OK for BP, but DP MUST be issued first, John Greer Aug 17/20 Related to: DP-2020-00895 DP-2020-00810 DP-2020-00326 DP-2020-00895 This Permit was reviewed under the VBBL 2019. This Permit was issued during the COVID 19 pandemic. Revision#1 15-June-2021 tn Revisions to Level 6 laboratory layout including revisions to the ancillary office area at Level2. Project description was updated. Architectural, Mechanical and Electrical Revision Summary Letters on file. Revision#2 10-Aug-2021 tn Change of Electrical Engineer of Record. Effective June 24 th 2021 John Moore, P. Eng. will be assuming responsibilities as the Registered Professional of Record for Electrical discipline. Letter from the outgoing engineer Anca Cojocaru, P. Eng. on file. | Artech Electric Ltd
EP-2022-07368 | 2022-09-01 | 114 E 4TH AVENUE, Vancouver, BC V5T 1G2 | Electrical Permit | Commercial | New | Completed | Installation / Repair - Commercial - Access control and CCTV systems. >BP: To construct a new 8-story mixed use building consisting of: Level 1 - Industrial Spaces Shell (F-2) Level 2 (West) - General office ancillary to F-2 (lab) Level 2 (East) - Industrial Space Shell (F-2) Levels 3 & 4 - Digital Entertainment & Information Communication Technology Shell (D) and General Office ( D) level 5 - Digital Entertainment & Information Communication Technology Shell (D) and General Office Shell (D) Levels 6 - Laboratory ( F-2) Level 7 & 8 - General office (Group D) and Amenity space all over 4 levels of underground parking. Note: Any TI application to be reviewed & coordinated with the accessory amenity spaces as shown on DP-2021-00895. 14-Mar-2019 - Stage 1 (excavation) issued. 19-July-2019 - Stage 2( foundation to grade -structural only) issued. 25-Feb-2020 - Stage 3 (full construction) issued. 07-June-2021 - Revision#1 issued. The project description was updated. Changes to plans approved under DP-2020-00326, DP-2020-00810 & DP-2021-00895. DP Confirmation Letter by William Bradley, Architect AIBC on file. Changes to the interconnected stairs #18 for Level 1 and 2. To re-distribute 10% Accessory Amenity spaces within the individual tenant leased premises for the tenants own use as shown on the approved DPMA drawings ( see DP-2021-00895). | Smart-Tek Communications Inc
EP-2022-05731 | 2022-07-08 | 114 E 4TH AVENUE, Vancouver, BC V5T 1G2 | Electrical Permit | Commercial | Tenant Improvement | Completed | Installation / Repair - Commercial - Installation of lighting and Emergency lighting. Data communication, Distribution and Fire Alarm. >BP: Building Permit for DP-2022-00229: Interior alterations to provide first TI for this existing Digital Entertainment and Information Communication Technology tenant on 4th(full floor) & #510 - 5th floor of this existing commercial building. Scope of work includes interconnecting stair between both floors, additional washrooms and partition walls on both floors. Note: Application is reviewed under VBBL2019. | Action Electric Ltd
EP-2022-06217 | 2022-07-26 | 114 E 4TH AVENUE, Vancouver, BC V5T 1G2 | Electrical Permit | Commercial | Renovation | Completed | Installation / Repair - Commercial - DDC controls on FCU's and VAV's >BP: Building Permit for DP-2022-00229: Interior alterations to provide first TI for this existing Digital Entertainment and Information Communication Technology tenant on 4th(full floor) & #510 - 5th floor of this existing commercial building. Scope of work includes interconnecting stair between both floors, additional washrooms and partition walls on both floors. Note: Application is reviewed under VBBL2019. | ESC Automation Inc
PP-2022-02491 | 2022-07-29 | 114 E 4TH AVENUE, Vancouver, BC V5T 1G2 | Plumbing Permit | Commercial | Tenant Improvement | Completed | Commercial - New TI - all new plumbing for (2) floors Building Permit for DP-2022-00229: Interior alterations to provide first TI for this existing Digital Entertainment and Information Communication Technology tenant on 4th(full floor) & #510 - 5th floor of this existing commercial building. Scope of work includes interconnecting stair between both floors, additional washrooms and partition walls on both floors. | PACIFIC FLO MECHANICAL
EP-2023-10091 | 2023-11-23 | 114 E 4TH AVENUE, Vancouver, BC V5T 1G2 | Electrical Permit | Commercial | Addition | Completed | Installation / Repair - Commercial - Rack and conduit installation. Communication cabling, access control and 2 camera installations. Low voltage work >BP: First Tenant Improvement for a new Medical Cancer Research Company located on multiple levels: - part of west half of Level 2 (Ancillary Office spaces) - east half of Level 5 (Office spaces) - entire Level 6 (Lab - Group F3 ) - entire Level 7 (Office) - entire Level 8 - Reception and Amenity OK for BP, but DP MUST be issued first, John Greer Aug 17/20 Related to: DP-2020-00895 DP-2020-00810 DP-2020-00326 DP-2020-00895 This Permit was reviewed under the VBBL 2019. This Permit was issued during the COVID 19 pandemic. Revision#1 15-June-2021 tn Revisions to Level 6 laboratory layout including revisions to the ancillary office area at Level2. Project description was updated. Architectural, Mechanical and Electrical Revision Summary Letters on file. Revision#2 10-Aug-2021 tn Change of Electrical Engineer of Record. Effective June 24 th 2021 John Moore, P. Eng. will be assuming responsibilities as the Registered Professional of Record for Electrical discipline. Letter from the outgoing engineer Anca Cojocaru, P. Eng. on file. | 4th Utility Inc
EP-2023-10890 | 2024-01-04 | 1428 W BROADWAY, Vancouver, BC V6H 1H4 | Electrical Permit | Commercial | Renovation | Issued | Installation / Repair - Commercial - Fire alarm main panel replacement. Note: This fire alarm system upgrade is limited only to the replacement of existing fire alarm panel without altering the existing wiring or outlet boxes. The issuance of this permit is based on Bulletin 2018-004-BU/EL. | Azzad Electrical Corp
SP-2022-00570 | 2022-04-21 | 1576 W 62ND AVENUE, Vancouver, BC V6P 2E9 | Sprinkler Permit | Residential | New | Completed | Residential - Install sprinklers in Lwh >BP: To construct a 2 storey laneway house building ($302,560.00) with an attached garage and 1 open parking pad, providing a total of 3 parking spaces, having vehicular access from the lane. Note: This is a 1 ½ storey building pursuant to the Zoning & Development By-law 1. Covenant registered at the Land Title Office under CA7335995 2. No Strata Titling permitted 4. Schedule B: KE JIAN MA . P.Eng (604-599-8890) Structural & Geotechnical 5. HPO: Residential Builder- R&M VANCOUVER CONSTRUCTION CO LTD Address has been assigned per the approved plans as the fire/emergency access to the laneway house is from the east side. This access must be provided & maintained at all times in accordance with the Building By-law. ******THIS PERMIT HAS BEEN ISSUED UNDER THE REQUIREMENTS OF VBBL 2014 AND THE GREEN HOMES PROGRAM****** | Gold Key Fire Protection Ltd
EP-2022-00074 | 2022-01-13 | 1463 W 8TH AVENUE, Vancouver, BC V6H 1C9 | Electrical Permit | Commercial | NULL | Expired | Annual / Operating - General maintenance of building and electrical system. Valid January 13, 2022 until January 12, 2023 | Delbrook Electric Ltd
EP-2023-02912 | 2023-04-04 | 1463 W 8TH AVENUE, Vancouver, BC V6H 1C9 | Electrical Permit | Commercial | NULL | Issued | Annual / Operating - Maintenance of existing operating electrical equipment. (CF-2023-003200) Amendment October 6, 2023: "The uploaded Work Log Book is subject to the district electrical inspector's acceptance." | Santec Electric Inc
SP-2022-01062 | 2022-07-04 | 1469 W 8TH AVENUE, Vancouver, BC V6H 1C9 | Sprinkler Permit | Commercial | Tenant Improvement | Completed | Commercial - ADD AND RELOCATE 4 SPRINKLER HEADS >BP: Interior alterations and change of use from Retail Shell to Beauty Salon on the ground floor of unit 1469 W 8th Avenue to provide first tenant improvements at this existing mixed use building on this site. Scope of Work: - Partitioning and furnishing of 2 washrooms (1 staff, 1 accessible), 1 storage room, reception area, 1 staff room, and 1 office. - Installation of hair wash stations, shampoo basins, and sinks - Installation of light fixtures The building is sprinklered throughout Lighting automatic shut off to be provided as per ASHRAE 90.1 - 2016 Change of use from Retail (E) to Hair Salon (D). | Priority Fire Systems Ltd
EP-2022-04290 | 2022-05-24 | 1469 W 8TH AVENUE, Vancouver, BC V6H 1C9 | Electrical Permit | Commercial | Tenant Improvement | Completed | Installation / Repair - Commercial - rough in electrical to new salon, rough in electrical outlets and switches to new wall locations, installation of new lighting throughout salon >BP: Interior alterations and change of use from Retail Shell to Beauty Salon on the ground floor of unit 1469 W 8th Avenue to provide first tenant improvements at this existing mixed use building on this site. Scope of Work: - Partitioning and furnishing of 2 washrooms (1 staff, 1 accessible), 1 storage room, reception area, 1 staff room, and 1 office. - Installation of hair wash stations, shampoo basins, and sinks - Installation of light fixtures The building is sprinklered throughout Lighting automatic shut off to be provided as per ASHRAE 90.1 - 2016 Change of use from Retail (E) to Hair Salon (D). | James P Kennedy
PP-2022-02127 | 2022-06-17 | 1469 W 8TH AVENUE, Vancouver, BC V6H 1C9 | Plumbing Permit | Commercial | New | Completed | Commercial - Tie off to main plumbing and run cast to all Fixtures complete with venting and water lines | Matthew Desjarlais
EP-2022-01895 | 2022-03-23 | 1464 W 7TH AVENUE, Vancouver, BC V1V 1V1 | Electrical Permit | Commercial | Tenant Improvement | Completed | Installation / Repair - Commercial - Installation of 120/208volt 100amp sub panel and branch circuits/receptacles for existing kitchen. no changes to lighting. -The new sub panel will be fed from existing 100amp 3pole breaker located in 200amp 3ph 120/208volt house distribution. Equipment originally fed from this breaker was removed at some point in the past. New panelboard is 120/208volt 3ph | Corporate Electric Limited
PP-2022-00887 | 2022-03-17 | 1464 W 7TH AVENUE, Vancouver, BC V1V 1V1 | Plumbing Permit | Commercial | Addition | Completed | Commercial - Plumbing | Avante Plumbing & Heating Ltd
SP-2022-01495 | 2023-02-24 | 1464 W 7TH AVENUE, Vancouver, BC V1V 1V1 | Sprinkler Permit | Commercial | Tenant Improvement | Completed | Commercial - Sprinkler alterations to provide improvements to office units #301, #302 and demise #303 into #303, #304 & #305 on level 3 of this mixed-use building on this site. | PML Professional Mechanical Ltd
EP-2022-08619 | 2023-01-16 | 1464 W 7TH AVENUE, Vancouver, BC V1V 1V1 | Electrical Permit | Commercial | Renovation | Completed | Installation / Repair - Commercial - New receptacles, new lighting and internet outlet installation >BP: Interior alterations to provide first tenant improvements to a new office tenant on the 3rd floor, (#301, #302, #303) of this existing commercial/residential mixed-use building on site. Scope of Work: Remove the demising wall to combine the 3 units (retaining ????) to become a full floor tenant. Construct new partition walls for new offices, new door, electrical and sprinkler work. TENANT: Grand Lodge of BC and Yukon OK for Field Review per W. Wong August 23, 2022 Architectural Schedule B submitted by Nick Sully, AIBC, Architect, 778.735.1331 Building Sprinklered – Separate sprinkler permit required for proposed sprinkler work. Energy upgrade exempt for 1st TI Energy checklist is currently no longer required with your Building Permit (BP) application. Some supporting documents are still required at BP stage, specifically Envelope and HVAC, if applicable. Service Water Heating and Lighting supporting documents, if applicable, must be submitted with your related trades permits (e.g. electrical and plumbing). All energy upgrades will be checked during inspections stage. It is the applicant’s responsibility to identify and note all required upgrades including energy upgrades on their BP drawings at BP stage. | M G S Electric Inc
EP-2022-03848 | 2022-05-10 | 534 E 8TH AVENUE, Vancouver, BC V5T 1S8 | Electrical Permit | Residential | Tenant Improvement | Cancelled | Temporary Power - Residential - To provide temporary power. | Villa Electric (1980) Ltd
GP-2022-01702 | 2022-06-03 | 7788 HUDSON STREET, Vancouver, BC V6P 4L8 | Gas Permit | Residential | Renovation | Completed | Residential - Furnace re&re | Ferenc Nagy
EP-2022-06326 | 2022-07-29 | 523 W KING EDWARD AVENUE, Vancouver, BC V5Z 2C4 | Electrical Permit | Commercial | Addition | Completed | Installation / Repair - Commercial - Installation / Repair - Commercial - Bike Charging Station: Supply and install bike share panel with mini breakers and main breaker. Connect to 120/208V 20 amp cct provided by city or property manager. Run 16/2 cable tire from panel board to each charging dock, terminate connections. Run no.10 AWG bond from panel board to each charging doc. Verification and testing. >>Location: 1523 West King Edward St, Mobi/ Shaw bike share station outside building | MJR Electric Ltd
PP-2022-01352 | 2022-04-26 | 325 CARRALL STREET, Vancouver, BC V6B 2J4 | Plumbing Permit | Commercial | Tenant Improvement | Completed | Commercial - Adding a Pizza Pizza restaurant in an existing dwelling First TI and Demising 325 into two units (to be 325 and 329 Carrall St) To demise 325 Carrall St into two units (to be 325 and 329 Carrall St), and to alter the interior and exterior to provide tenant improvements in 325 Carrall St for a new Retail (limited food service 16 or less seats, Group E) tenant, Pizza Pizza, on the ground floor of this existing 7-storey mixed-use building (Group C and E). | David Beck
EP-2022-03049 | 2022-04-21 | 325 CARRALL STREET, Vancouver, BC V6B 2J4 | Electrical Permit | Commercial | Tenant Improvement | Completed | Installation / Repair - Commercial - Installing some lights, appliances branch circuits, kitchen inter- lock system, power to the exhaust and intake, connecting the fire Supration system to the fire alarm and running power to the sign - It is existing and we might need to run a new feed >BP: First TI and Demising 325 into two units (to be 325 and 329 Carrall St) To demise 325 Carrall St into two units (to be 325 and 329 Carrall St), and to alter the interior and exterior to provide tenant improvements in 325 Carrall St for a new Retail (limited food service 16 or less seats, Group E) tenant, Pizza Pizza, on the ground floor of this existing 7-storey mixed-use building (Group C and E). Note: 329 Carrall St is approved as a retail SHELL SPACE ONLY. Separate permit(s) are required prior to any future tenant improvements and/or occupancies. Exterior scope limited to work on the roof for a new exhaust duct on the roof. Cleared for DB by Aemelia on December 13th, 2021 Building review Branch Notes: - Retail Limited Food, maximum 16 persons consuming food or drink as per 3.1.2.9. Total proposed occupant load is 20. Only one universal washroom is available. - Using the existing shaft duct for MAU - Base building occupancy permit issued on November 3rd, 2021 (OC-2021-00462). No upgrade is required as per 11.2.1.2(3). - Schedule A, B (Architectural, Mechanical/Plumbing/Fire Protection, Electrical) submitted. CRP is Jeff Xinjun Shen, AIBC, (604) 210 9698. Class-1 Cooking operation * Reviewed as per VBBL 2019 * Amend: Aug 17, 2022 add low voltage and data to my permit | Canucks Electric Inc
SP-2022-01236 | 2022-08-04 | 325 CARRALL STREET, Vancouver, BC V6B 2J4 | Sprinkler Permit | Commercial | Tenant Improvement | Completed | Commercial - Relocating 9 upright sprinkler heads for new T-bar ceiling, install 1 new dry pendant sprinkler head for walk in cooler. >BP: First TI and Demising 325 into two units (to be 325 and 329 Carrall St) To demise 325 Carrall St into two units (to be 325 and 329 Carrall St), and to alter the interior and exterior to provide tenant improvements in 325 Carrall St for a new Retail (limited food service 16 or less seats, Group E) tenant, Pizza Pizza, on the ground floor of this existing 7-storey mixed-use building (Group C and E). Note: 329 Carrall St is approved as a retail SHELL SPACE ONLY. Separate permit(s) are required prior to any future tenant improvements and/or occupancies. Exterior scope limited to work on the roof for a new exhaust duct on the roof. Cleared for DB by Aemelia on December 13th, 2021 Building review Branch Notes: - Retail Limited Food, maximum 16 persons consuming food or drink as per 3.1.2.9. Total proposed occupant load is 20. Only one universal washroom is available. - Using the existing shaft duct for MAU - Base building occupancy permit issued on November 3rd, 2021 (OC-2021-00462). No upgrade is required as per 11.2.1.2(3). - Schedule A, B (Architectural, Mechanical/Plumbing/Fire Protection, Electrical) submitted. CRP is Jeff Xinjun Shen, AIBC, (604) 210 9698. Class-1 Cooking operation * Reviewed as per VBBL 2019 * *****This application does not include any of the following: 1. Not more than 20 sprinklers (add, relocate, or remove), 2. hydraulic calculations, 3. change in occupancy and /or hazard classification, 4. warehouse storage arrangements, 5. mobile compact storage arrangements, 6. alternative solutions, 7. changes to the sprinkler system supply piping (e.g. valves, mains, cross-mains, branch-lines, etc.), or 8. flexible sprinkler pipe. | Stuart Andrews
EP-2022-02431 | NULL | 3601 RAE AVENUE, Vancouver, BC V5R 2P6 | Electrical Permit | Residential | Renovation | Withdrawn | Installation / Repair - Residential - air conditioner | All Best Electrical Ltd
EP-2022-05021 | 2022-07-07 | 3601 RAE AVENUE, Vancouver, BC V5R 2P6 | Electrical Permit | Commercial | New | Completed | Installation / Repair - Commercial - Taking over electrical project from another electrical contractor (All Best Electrical Ltd; EP-2020-03201) see letter from G.C in documents >BP: To construct 4-storey stacked townhouses containing 26 dwelling units, all over 2 levels of underground storage garage having access from a Lane. NOTE: Several months after the intake meeting the site address was changed to 3601 Rae Avenue (originally submitted as 3633 Rae Av). | ATOMIC ELECTRICAL SOLUTIONS LTD.
EP-2023-00370 | 2023-02-03 | 8605 LAUREL STREET, Vancouver, BC V6P 3V5 | Electrical Permit | Commercial | NULL | Expired | Annual / Operating - Maintenance of existing operating electrical equipment. | Westgate Electric Corp
EP-2022-10676 | 2022-12-22 | 8605 LAUREL STREET, Vancouver, BC V6P 3V5 | Electrical Permit | Commercial | New | Completed | Installation / Repair - Commercial - Access Control, CCTV and Enterphone system | Hennox Technologies Inc
EP-2022-08542 | 2022-10-11 | 873 W 20TH AVENUE, Vancouver, BC V5Z 1Y3 | Electrical Permit | Residential | New | Completed | Installation / Repair - Residential - Alarm installation only -Complete Security Alarm System >BP:To construct a 1 storey laneway house building with a basement providing 1 on grade parking space, having vehicular access from the lane. Envelope and Environmental Separation designed according to Part 5. Note: This is a 1 storey building pursuant to the Zoning & Development By-law 1. Covenant registered at the Land Title Office under CA7527483 2. No Strata Titling permitted 3. Schedule B, Nick de Ridder P.Eng (604-731-7412) Structural 4. Schedule B, Marian Letavay P.Eng (604-439-0922) Geotechnical 5. A/C - Heat Pump unit proposed North elevation rear yard. 6. HPO - Vanglo Sustainable Construction Group Ltd. | Husky Alarm Integration Ltd
EP-2022-01095 | NULL | 2025 W 11TH AVENUE, Vancouver, BC V6J 2C7 | Electrical Permit | Commercial | Renovation | Withdrawn | Installation / Repair - Commercial - Lighting upgrade, retrofit the existing fixtures to LED | Mott Electric General Partnership
SP-2022-00112 | NULL | 1055 VERNON DRIVE, Vancouver, BC V6A 3P4 | Sprinkler Permit | Commercial | Tenant Improvement | Withdrawn | Commercial - Tenant Improvement. >BP: #400 - Interior alteration to provide tenant fitout for this new General Office tenant and exterior alterations to install a new HRV unit and penetrations to the existing exterior wall and roof at unit #400 at this existing mixed-use industrial and office building. Tenant: Precision Nanosystems Inc. Exterior alterations for a new HRV unit and penetrations to the existing exterior wall and roof at unit #400 has been accepted by planner Samantha Patterson, January 14, 2022. OK for field review as per Howie Chow, January 12, 2022. | Pacific Rim Fire Protection (2008) Ltd
PP-2021-03025 | 2022-02-10 | 1055 VERNON DRIVE, Vancouver, BC V6A 3P4 | Plumbing Permit | Commercial | Tenant Improvement | Completed | Commercial - Rough in plumbing for a body shop Tenant Improvement on the 1st Floor of an existing building at 1055 Vernon Drive (base building currently under construction). Tenant fit out totals approx 28,500sf. 24,500sf of which is the Motor Vehicle Repair Shop, and, 4,000sf is support areas (office, lunch rooms, etc.) NO DP REQUIRED AS PER JOHN GREER FEB-11-21 | MEC Mechanical Inc
EP-2022-04123 | 2022-05-19 | 2889 E 1ST AVENUE, Vancouver, BC V5M 1A9 | Electrical Permit | Commercial | NULL | Expired | Annual / Operating - Minor Electrical Installations, Repairs & Maintenance in common areas. Renewal of EP-2021-03099 Valid: April 12, 2022 to April 11, 2023 | Berts Electric (2001) Ltd
EP-2022-03586 | NULL | 2889 E 1ST AVENUE, Vancouver, BC V5M 1A9 | Electrical Permit | Commercial | NULL | Draft | Annual / Operating - New Annual permit Expired annual permit EP-2021-03099 | Centrum Electric Ltd
EP-2023-06329 | 2023-07-14 | 2889 E 1ST AVENUE, Vancouver, BC V5M 1A9 | Electrical Permit | Commercial | NULL | Issued | Annual / Operating - Minor Electrical Installations, Repairs & Maintenance in common areas. CF-2023-007026 -renewal of EP-2022-04123 -valid: May 20, 2023 - May 19, 2024 | Berts Electric (2001) Ltd
SP-2022-00985 | 2022-06-20 | 2893 E 1ST AVENUE, Vancouver, BC V5M 1A9 | Sprinkler Permit | Commercial | Tenant Improvement | Completed | Commercial - Add 1 new head in bathroom as per NFPA 13 standards >Change of use from Retail (shell) to Hair Salon and interior alterations to provide improvements for new tenant (First TI) at 2893 E 1st Ave in this exsting mixed-use buiding. Tenant: Yeonhwa Park OK for field review as per Nehzat J., March 11, 2022 Letters of assurance submitted: - Sch A: Jinong Yum, Architect, 604-771-8311 - Sch B (Arch): Jinong Yum, Architect, 604-771-8311 - Sch B (Plumb, Mech): Hardeer S. Gill, P.eng., 778-240-7781 Notes: - BP-2020-03820 shall be completed prior to the completion of this building permit, BP-2022-01284. | Bernin Fire Protection Ltd
EP-2022-04107 | 2022-05-19 | 7833 COLUMBIA STREET, Vancouver, BC V1V 1V1 | Electrical Permit | Commercial | New | Issued | Installation / Repair - Commercial - Sprinkler heat trace on parkade wet system. Line voltage connections and supply power by other. To construct a 4 storey sprinklered building with 21 secured market rental dwelling units over 1 level of underground parking. The occupancy classification is Group C, residential in accordance with Article 3.2.2.50. | Eastern Valley Electrical Ltd
SP-2020-00232 | 2022-02-07 | 7833 COLUMBIA STREET, Vancouver, BC V1V 1V1 | Sprinkler Permit | Commercial | New | Issued | Commercial - For all sprinkler work to the 2014 VBBL; NFPA 13, 2013; standpipe work to NFPA 14, 2010 and generic alternative solutions prepared by Pioneer Engineering Consultants Ltd for this newly construct a 4 storey sprinklered building with 21 secured market rental dwelling units over 1 level of underground parking. The occupancy classification is Group C, residential in accordance with Article 3.2.2.50. This is a Certified Professional project and the CP is Michael Meszaros, P.Eng. CP This application does not include any of the following: • Warehouse storage arrangements, or mobile compact storage arrangements. • Flexible sprinkler pipe. • Information Technology Equipment Rooms (e.g. IT Rooms, LAN Rooms, etc.). Related Documents / Permits: 1. Generic alternative for protection of exits to Sentence 3.2.3.13.(5) of the 2019 VBBL. Notes: 1. Sprinkler Engineer of record is Ryan Pavey, P.Eng. of Cardinal Engineering. E: pavey@cardinalfire.ca. T: (604) 605-0606 2. Construction Standpipe to Bulletin 2017-003-BU/FI, VBBL, NFPA 14, and VFBL. | Cove Mechanical Ltd
EP-2022-02669 | 2022-04-01 | 3123 W BROADWAY, Vancouver, BC V6K 2H2 | Electrical Permit | Commercial | NULL | Expired | Movie Set / Filming - To allow for Movie Set/Filming Applicant shall provide completed Contractor Declaration form, and dates of filming and associated location(s) to csinspection.clerks@vancouver.ca prior to the commencement of filming. Visit vancouver.ca/inspections for more details. | Pinky Project Canada Limited
EP-2022-05183 | 2022-06-20 | 3137 W BROADWAY, Vancouver, BC V6K 2H2 | Electrical Permit | Commercial | NULL | Expired | Annual / Operating - Annual electrical operating permit for high voltage unit substation and fire alarm system. | Advanco Electric Ltd
NULL | NULL | 3137 W BROADWAY, Vancouver, BC V6K 2H2 | Electrical Permit | Commercial | New | Withdrawn | Installation / Repair - Commercial - security pre-wire and cameras | Advanco Electric Ltd
EP-2022-06972 | 2022-08-18 | 3137 W BROADWAY, Vancouver, BC V6K 2H2 | Electrical Permit | Commercial | New | Completed | Installation / Repair - Commercial - Utility fibre optic installation. | Mott Electric General Partnership
EP-2023-05751 | 2023-06-27 | 3137 W BROADWAY, Vancouver, BC V6K 2H2 | Electrical Permit | Commercial | NULL | Issued | Annual / Operating - Annual electrical operating permit for high voltage unit substation and fire alarm system. Renewal of previous annual permit (EP-2022-05183) -Valid: June 21, 2023 - June 20, 2024 | Advanco Electric Ltd
SP-2023-00339 | 2023-03-27 | 3141 W BROADWAY, Vancouver, BC V6K 2H2 | Sprinkler Permit | Commercial | Tenant Improvement | Completed | Commercial - adding 2 dry pendent sprinkler heads too freezer and coolers 2 separate lines from 1.5" branch lines >BP: 3141 W Broadway Interior alterations to change the use from Restaurant to Retail Limited food for a new tenant in the mixed use building on this site. *****This application does not include any of the following: 1. Not more than 20 sprinklers (add, relocate, or remove), 2. hydraulic calculations, 3. change in occupancy and /or hazard classification, 4. warehouse storage arrangements, 5. mobile compact storage arrangements, 6. alternative solutions, 7. changes to the sprinkler system supply piping (e.g. valves, mains, cross-mains, branch-lines, etc.), or 8. flexible sprinkler pipe | Vantec Fire Safety Ltd
EP-2022-07918 | 2022-10-11 | 3141 W BROADWAY, Vancouver, BC V6K 2H2 | Electrical Permit | Commercial | Renovation | Completed | Installation / Repair - Commercial - Re-work commercial retail unit power service. Install new 112.5kVA transformer and associated disconnects/wiring. Reinstall BC Hydro meter. | Advanco Electric Ltd
EP-2022-10414 | 2023-01-03 | 3141 W BROADWAY, Vancouver, BC V6K 2H2 | Electrical Permit | Commercial | Tenant Improvement | Completed | Installation / Repair - Commercial - Tenant Upgrades i.e branch circuits for general plugs, lighting and bakery equipment. >BP: Interior alterations to change the use from Restaurant to Retail Limited food for a new tenant in the mixed use building on this site. Tenant: Serano Greek Pastry. | Nicholaos Economou
PP-2022-04444 | 2022-12-16 | 3141 W BROADWAY, Vancouver, BC V6K 2H2 | Plumbing Permit | Commercial | Tenant Improvement | Completed | Commercial - install plumbing r/I and finish | Crystal Creek Property Services Limited
EP-2023-01780 | 2023-03-03 | 4408 CAMBIE STREET, Vancouver, BC V5Z 2Y7 | Electrical Permit | Commercial | NULL | Expired | Annual / Operating - Annual Operating Permit Minor electrical installations, repairs and maintenance. Renewal of EP-2022-01495 Valid February 4, 2023 - February 3, 2024 | Berts Electric (2001) Ltd
EP-2022-01495 | 2022-02-25 | 4408 CAMBIE STREET, Vancouver, BC V5Z 2Y7 | Electrical Permit | Commercial | NULL | Expired | Annual / Operating - Minor electrical installations, repairs and maintenance. Renewal of EP-2021-00869 Valid February 4, 2022 - February 3, 2023 | Berts Electric (2001) Ltd
EP-2023-02299 | 2023-03-17 | 34 W 7TH AVENUE #350, Vancouver, BC | Electrical Permit | Commercial | Renovation | Completed | Installation / Repair - Commercial - RE/RE lighting and controls, branch circuits, data and AV wiring. >BP: Interior alterations to this existing office unit at #350 - 34 W 7th Avenue. Scope of work includes: 1) To construct 1 boardroom and 2 breakout rooms. 2) Replace pendant light fixtures in the breakout rooms with new. 3) Minor power and data alterations in boardroom. Ok for Field Review as per Manuel Meier. | Action Electric Ltd
SP-2023-01075 | 2023-06-19 | 34 W 7TH AVENUE #350, Vancouver, BC | Sprinkler Permit | Commercial | Tenant Improvement | Completed | Commercial - Interior alterations to existing office >BP: Interior alterations to this existing office unit at #350 - 34 W 7th Avenue. Scope of work includes: 1) To construct 1 boardroom and 2 breakout rooms. 2) Replace pendant light fixtures in the breakout rooms with new. 3) Minor power and data alterations in boardroom. | Escape Fire Protection Ltd
EP-2022-09177 | 2022-10-28 | 34 W 7TH AVENUE #401, Vancouver, BC | Electrical Permit | Commercial | Renovation | Completed | Installation / Repair - Commercial - Demolition; Cap Off 3 Existing floor boxes; Install Lighting supplied by others; Install Switch bank with (4) 0-10V wireless dimmers (Pico) and timeclock for master on-/off; #401 Interior alterations to install a show suite in the existing office for the full floor tenant at unit #401 in the commercial building on this site. Tenant: Alabaster Homes | Leading Edge Electric Inc
PP-2022-03881 | 2022-11-01 | 620 E BROADWAY, Vancouver, BC V5T 0J1 | Plumbing Permit | Commercial | New | Completed | Commercial - New plumbing serving Dental Office <BP: Interior alterations to demise this existing retail store #620 into #620 and #622 and provide first TI to the newly created #620 for a health care office on the ground floor of this existing mixed-use building. Scope of work includes coring of the slab and a new condensing unit at the parking level. New Tenant: Little Mountain Dental Centre | Status Mechanical Ltd
EP-2023-05000 | 2023-06-20 | 161 E 4TH AVENUE, Vancouver, BC V5T 1G4 | Electrical Permit | Commercial | New | Completed | Installation / Repair - Commercial - data/tel wiring. Low voltage communications wiring | BKS Cablecom Systems Ltd
SP-2023-00780 | 2023-06-13 | 161 E 4TH AVENUE, Vancouver, BC V5T 1G4 | Sprinkler Permit | Commercial | Tenant Improvement | Completed | Commercial - For sprinkler system alterations to the 2019 VBBL and NFPA 13, 2013 for the tenant improvements to provide interior alterations and change of use from Miscellaneous Products Manufacturing Shell to Office/Laboratory at this existing mixed use building on this site. Engineer of Record: Tian Cai 604-475-7733 tcsprinkler@gmail.com Revision #1 - 23-11-23 Revised to incorporate AL-2023-00157 - Sprinkler Protected Glazed Door and match the updated architectural floor plans. | Viking Fire Protection Inc
EP-2023-07016 | 2023-08-03 | 161 E 4TH AVENUE, Vancouver, BC V5T 1G4 | Electrical Permit | Commercial | Renovation | Completed | Installation / Repair - Commercial - AV cabling and equipment installation in main boardroom, large conference areas. Signage monitors in common areas for info. Distributed audio system throughout. >BP: #501, #601 and #701 - 5, 6, and 7th floor (full floors) Interior alterations to provide first tenant improvements to the 5th floor (#501) for a tech office (DEICT), 6th floor (#601) for a general office and 7th floor (#701) for a general office in this mixed use building in this site. Scope of work: construct partition walls, doors, finishes, ceiling work, lighting, HVAC, electrical, mechanical, plumbing and sprinkler work. REVISION #1: interior layout changes. Apr. 18, 2023 mlh NOTE: Single tenant occupying #501, #601 and #701 TENANT: Canadian Forest Products Ltd. | MVCC VIDEO COMMUNICATIONS
EP-2023-07001 | 2023-08-03 | 161 E 4TH AVENUE, Vancouver, BC V5T 1G4 | Electrical Permit | Commercial | Renovation | Completed | Installation / Repair - Commercial - Installation of cable/equipment in boardrooms for local and distance collaboration meetings. Install signage displays/pc for propaganda and information. #101 Interior alterations to provide first tenant improvements and change of use from Miscellaneous Products Manufacturing Shell to Laboratory at this existing mixed use building on this site. Scope of work includes the change of address from 165 E 4th Av to #101 - 161 E 4th Av as the main entrance to the unit has been relocated to be within 161 E 4th Av. New Tenant: Canadian Forest Products LTD | MVCC VIDEO COMMUNICATIONS
EP-2023-07002 | 2023-08-03 | 161 E 4TH AVENUE, Vancouver, BC V5T 1G4 | Electrical Permit | Commercial | Renovation | Completed | Installation / Repair - Commercial - Installation of AV cabling and equipment for presentation in training rooms. Local and distance collaboration equipment in meeting rooms. Signage displace is common areas for information/propaganda #301 & #401 - 3rd and part of 4th floor Interior alterations to provide first tenant improvements for a new Tech Office (DEICT) tenant on the full 3rd floor (#301) and on the 4th floor (#401) in this existing mixed use building on this site. Scope of work: construct partition walls, doors, finishes, millwork, ceiling work, HVAC, lighting, electrical, mechanical, plumbing and sprinkler work. REVISION #1: partition changes to #301 and #401 and relocation of servery. May 24, 2023 mlh | MVCC VIDEO COMMUNICATIONS
PP-2023-00696 | 2023-03-02 | 161 E 4TH AVENUE, Vancouver, BC V5T 1G4 | Plumbing Permit | Commercial | Tenant Improvement | Completed | Commercial - Full mechanical work for tenant improvement >BP: #501, #601 and #701 - 5, 6, and 7th floor (full floors) Interior alterations to provide first tenant improvements to the 5th floor (#501) for a tech office (DEICT), 6th floor (#601) for a general office and 7th floor (#701) for a general office in this mixed use building in this site. Scope of work: construct partition walls, doors, finishes, ceiling work, lighting, HVAC, electrical, mechanical, plumbing and sprinkler work. | MDE Enterprises Ltd
PP-2023-00695 | 2023-03-02 | 161 E 4TH AVENUE, Vancouver, BC V5T 1G4 | Plumbing Permit | Commercial | Tenant Improvement | Completed | Commercial - Full mechanical work for tenant improvement >BP: #301 & #401 - 3rd and part of 4th floor Interior alterations to provide first tenant improvements for a new Tech Office (DEICT) tenant on the full 3rd floor (#301) and on the 4th floor (#401) in this existing mixed use building on this site. Scope of work: construct partition walls, doors, finishes, millwork, ceiling work, HVAC, lighting, electrical, mechanical, plumbing and sprinkler work. March 2/23-AMEND -to remove from work description | MDE Enterprises Ltd
SP-2023-00353 | 2023-05-04 | 161 E 4TH AVENUE, Vancouver, BC V5T 1G4 | Sprinkler Permit | Commercial | Renovation | Completed | Commercial - For sprinkler system alterations to the 2019 VBBL and NFPA 13, 2013 for the tenant improvements to provide interior alterations to the 5th floor (#501) for a tech office (DEICT), 6th floor (#601) for a general office and 7th floor (#701) for a general office in this mixed use building in this site. Engineer of Record: Tian Cai 604-475-7733 tcsprinkler@gmail.com | Viking Fire Protection Inc
SP-2023-00349 | 2023-05-26 | 161 E 4TH AVENUE, Vancouver, BC V5T 1G4 | Sprinkler Permit | Commercial | Tenant Improvement | Completed | Commercial - For sprinkler system alterations to the 2019 VBBL and NFPA 13, 2013 for the tenant improvements to provide interior alterations for a new Tech Office (DEICT) tenant on the full 3rd floor (#301) and on the 4th floor (#401) in this existing mixed use building on this site. Engineer of Record: Tian Cai 604-475-7733 tcsprinkler@gmail.com | Viking Fire Protection Inc
NULL | NULL | 161 E 4TH AVENUE, Vancouver, BC V5T 1G4 | Electrical Permit | Commercial | Tenant Improvement | Withdrawn | Installation / Repair - Commercial - scope of work is installation of new light fixtures, power, new sub panel for floor. re-doing fire alarm and new emergency lighting layout. | Wicks Electric Inc
PP-2023-00281 | 2023-06-16 | 161 E 4TH AVENUE, Vancouver, BC V5T 1G4 | Plumbing Permit | Commercial | Tenant Improvement | Completed | Commercial - Full mechanical work for tenant improvement >Interior alterations to provide first tenant improvements and change of use from Miscellaneous Products Manufacturing Shell to Laboratory at this existing mixed use building on this site. Scope of work includes the change of address from 165 E 4th Av to #101 - 161 E 4th Av as the main entrance to the unit has been relocated to be within 161 E 4th Av. New Tenant: Canadian Forest Products LTD Okay for BP Field review per I. Mackie Notes: - Schedule A and B, Architectural, Andrew Igel, Architect, 778-839-4260. - Schedule B, Mechanical & Plumbing, Darashdeep Singh, P.Eng, 604-685-9381. - Schedule B, Electrical, Andrew Tashiro, P.Eng, 604-685-9381. - This building is sprinklered. a separate sprinkler permit is required for all related work. - No translucent or opaque film, artwork, posters, shelving, display cases or similar elements are to be installed on or directly outside or inside of the approved glazing frontages and windows. | MDE Enterprises Ltd
EP-2023-00971 | 2023-02-06 | 161 E 4TH AVENUE, Vancouver, BC V5T 1G4 | Electrical Permit | Commercial | NULL | Issued | Annual / Operating - Electrical annual permit -General electrical small jobs, included: replace ballasts, switches, lamps, lights, ect... Renewal of EP-2022-01087 Valid: February 11, 2023 until February 10, 2024 | MDE Enterprises Ltd
EP-2023-01287 | 2023-03-08 | 161 E 4TH AVENUE, Vancouver, BC V5T 1G4 | Electrical Permit | Commercial | Tenant Improvement | Completed | Installation / Repair - Commercial - Installation of new light fixtures, power, new sub panel, re-doing fire alarm devices and new emergency lighting layout. >BP: Interior alterations to provide first tenant improvements to the 5th floor (#501) for a tech office (DEICT), 6th floor (#601) for a general office and 7th floor (#701) for a general office in this mixed use building in this site. Scope of work: construct partition walls, doors, finishes, ceiling work, lighting, HVAC, electrical, mechanical, plumbing and sprinkler work. NOTE: Single tenant occupying #501, #601 and #701 TENANT: Canadian Forest Products Ltd. Letters of Assurance submitted by: Schedule A and Architectural Schedule B, Andrew Igel, Architect, ph: 778-839-4260 Mechanical and Plumbing Schedule B, Darashdeep Singh, P.Eng., PMP, LEEP AP BD+C, ph: 604-685-9381 Electrical Schedule B, Andrew Tashiro, P.Eng., ph: 604-685-9381 OK for Field Review per I. Mackie; May 27, 2022 Energy checklist is currently no longer required with your Building Permit (BP) application. Some supporting documents are still required at BP stage, specifically Envelope and HVAC, if applicable. Service Water Heating and Lighting supporting documents, if applicable, must be submitted with your related trades permits (e.g. electrical and plumbing). All energy upgrades will be checked during inspections stage. It is the applicant’s responsibility to identify and note all required upgrades including energy upgrades on their BP drawings at BP stage. | Wicks Electric Inc
EP-2023-01290 | 2023-03-08 | 161 E 4TH AVENUE, Vancouver, BC V5T 1G4 | Electrical Permit | Commercial | Tenant Improvement | Completed | Installation / Repair - Commercial - Installation of new light fixtures, power, new sub panel, re-doing fire alarm devices and new emergency lighting layout. >BP: Interior alterations to provide first tenant improvements for a new Tech Office (DEICT) tenant on the full 3rd floor (#301) and on the 4th floor (#401) in this existing mixed use building on this site. Scope of work: construct partition walls, doors, finishes, millwork, ceiling work, HVAC, lighting, electrical, mechanical, plumbing and sprinkler work. NOTE: Single tenant occupying #301 and #401 TENANT: Canadian Forest Products Ltd. Letters of Assurance submitted by: Schedule A and Architectural Schedule B, Andrew Igel, Architect, ph: 778-839-4260 Mechanical and Plumbing Schedule B, Darashdeep Singh, P.Eng., PMP, LEEP AP BD +C, ph: 604-685-9381 Electrical Schedule B, OK for Field Review per I. Mackie Energy checklist is currently no longer required with your Building Permit (BP) application. Some supporting documents are still required at BP stage, specifically Envelope and HVAC, if applicable. Service Water Heating and Lighting supporting documents, if applicable, must be submitted with your related trades permits (e.g. electrical and plumbing). All energy upgrades will be checked during inspections stage. It is the applicant’s responsibility to identify and note all required upgrades including energy upgrades on their BP drawings at BP stage. | Wicks Electric Inc
EP-2023-01292 | 2023-03-08 | 161 E 4TH AVENUE, Vancouver, BC V5T 1G4 | Electrical Permit | Commercial | Tenant Improvement | Completed | Installation / Repair - Commercial - Installation of new light fixtures, power, new sub panel, re-doing fire alarm devices and new emergency lighting. >BP: Interior alterations to provide first tenant improvements and change of use from Miscellaneous Products Manufacturing Shell to Laboratory at this existing mixed use building on this site. Scope of work includes the change of address from 165 E 4th Av to #101 - 161 E 4th Av as the main entrance to the unit has been relocated to be within 161 E 4th Av. New Tenant: Canadian Forest Products LTD Okay for BP Field review per I. Mackie Notes: - Schedule A and B, Architectural, Andrew Igel, Architect, 778-839-4260. - Schedule B, Mechanical & Plumbing, Darashdeep Singh, P.Eng, 604-685-9381. - Schedule B, Electrical, Andrew Tashiro, P.Eng, 604-685-9381. - This building is sprinklered. a separate sprinkler permit is required for all related work. - No translucent or opaque film, artwork, posters, shelving, display cases or similar elements are to be installed on or directly outside or inside of the approved glazing frontages and windows. | Wicks Electric Inc
EP-2023-11180 | 2023-12-15 | 161 E 4TH AVENUE, Vancouver, BC V5T 1G4 | Electrical Permit | Commercial | Tenant Improvement | Completed | Installation / Repair - Commercial - Data/tel wiring. Low Voltage communications wiring >BP: Interior alterations to the 4th floor to expand unit #401 into #450 (retaining #401) and to provide a first tenant improvement to the expanded shell area in this existing commercial building. Scope of work: remove a demising wall and complete tenant fit-out to shell space for new office tenant. TENANT: Canadian Forest Products Ltd. Letters of Assurance submitted; Schedule A by Andrew Igel, Architect, AIBC. ph#778-839-4260 Architectural Schedule B by Andrew Igel, Architect, AIBC. ph#778-839-4260 -Mechanical/Plumbing Schedule B by Darashdeep Singh, P.Eng. PMP, LEEP AP BD+C . ph#604-685-9381. - Electrical Schedule B by Andrew Tashiro, P.Eng. Ph#604-685-9381 Energy checklist is currently no longer required with your Building Permit (BP) application. Some supporting documents are still required at BP stage, specifically Envelope and HVAC, if applicable. Service Water Heating and Lighting supporting documents, if applicable, must be submitted with your related trades permits (e.g. electrical and plumbing). | BKS Cablecom Systems Ltd
EP-2023-10379 | 2023-11-28 | 161 E 4TH AVENUE, Vancouver, BC V5T 1G4 | Electrical Permit | Commercial | Tenant Improvement | Completed | Installation / Repair - Commercial - Heat Trace domestic water pipe in P1 level >BP: #101 Interior alterations to provide first tenant improvements and change of use from Miscellaneous Products Manufacturing Shell to Laboratory at this existing mixed use building on this site. Scope of work includes the change of address from 165 E 4th Av to #101 - 161 E 4th Av as the main entrance to the unit has been relocated to be within 161 E 4th Av. Revision #1: 1. Relocate the vestibule 2. Relocate universal washroom fixtures 3. Relocate millwork in the Open Storage Area on the mezzanine level B.Wong - Aug 21/23 New Tenant: Canadian Forest Products LTD Okay for BP Field review per I. Mackie Notes: - Schedule A and B, Architectural, Andrew Igel, Architect, 778-839-4260. - Schedule B, Mechanical & Plumbing, Darashdeep Singh, P.Eng, 604-685-9381. - Schedule B, Electrical, Andrew Tashiro, P.Eng, 604-685-9381. - This building is sprinklered. a separate sprinkler permit is required for all related work. - No translucent or opaque film, artwork, posters, shelving, display cases or similar elements are to be installed on or directly outside or inside of the approved glazing frontages and windows. | BRENMACK ELECTRIC LTD
EP-2023-10208 | 2023-11-27 | 161 E 4TH AVENUE, Vancouver, BC V5T 1G4 | Electrical Permit | Commercial | Renovation | Completed | Installation / Repair - Commercial - Office space lighting, fire alarm and general power for the first tenant improvement to the expanded shell area in this existing commercial building. >BP: #401 - 4th floor (#450 & #401 combining) Interior alterations to the 4th floor to expand unit #401 into #450 (retaining #401) and to provide a first tenant improvement to the expanded shell area in this existing commercial building. Scope of work: remove a demising wall and complete tenant fit-out to shell space for new office tenant. TENANT: Canadian Forest Products Ltd. | Wicks Electric Inc
SP-2023-01755 | 2023-09-25 | 161 E 4TH AVENUE, Vancouver, BC V5T 1G4 | Sprinkler Permit | Commercial | Tenant Improvement | Completed | Commercial - Add and relocate as required to accommodate tenant improvement >BP: #401 - 4th floor (#450 & #401 combining) Interior alterations to the 4th floor to expand unit #401 into #450 (retaining #401) and to provide a first tenant improvement to the expanded shell area in this existing commercial building. Scope of work: remove a demising wall and complete tenant fit-out to shell space for new office tenant. *****This application does not include any of the following: 1. Not more than 20 sprinklers (add, relocate, or remove), 2. hydraulic calculations, 3. change in occupancy and /or hazard classification, 4. warehouse storage arrangements, 5. mobile compact storage arrangements, 6. alternative solutions, 7. changes to the sprinkler system supply piping (e.g. valves, mains, cross-mains, branch-lines, etc.), or 8. flexible sprinkler pipe. | Viking Fire Protection Inc
EP-2022-01087 | 2022-02-11 | 161 E 4TH AVENUE, Vancouver, BC V5T 1G4 | Electrical Permit | Commercial | NULL | Expired | Annual / Operating - ANNUAL/OPERATING ELECTRICAL PERMIT General electrical work: ballasts, switches, lamps, and other small electrical works. Valid February 11, 2022 until February 10, 2023. | MDE Enterprises Ltd
NULL | NULL | 161 E 4TH AVENUE, Vancouver, BC V5T 1G4 | Electrical Permit | Commercial | NULL | Withdrawn | Annual / Operating - Operation of electrical equipment requires regular or ongoing maintenance. Equipment is operated or maintained for emergency service and/or is part of a fire alarm system Rated service capacity of equipment as per the manufacturer’s nameplate rating is capable of handling electrical supply of over 250 kVA (e.g, main service switch, main transforming equipment, electrical panel, or transformer) | MDE Enterprises Ltd
SP-2021-01661 | 2022-04-04 | 425 W 6TH AVENUE, Vancouver, BC V5Y 1L3 | Sprinkler Permit | Commercial | Tenant Improvement | Completed | Commercial - Interior alterations for first tenant improvement for offices for Best Buy Canada Ltd. within the base building shell spaces on Level 1 (for mail room), and Levels 6 to 10 (for offices). There will be a new intercommunicating stair that connects Levels 6 to 10. Ryan Pavey P.Eng | Titan Fire Protection Ltd
SP-2022-00143 | 2022-07-21 | 425 W 6TH AVENUE, Vancouver, BC V5Y 1L3 | Sprinkler Permit | Commercial | Tenant Improvement | Completed | Commercial - Sprinkler alterations for the first tenant improvement for offices for Bardel Entertainment within the base building shell space on Level 5. This tenant will occupy the entire Level 5. CP - Barry Thorson P.Eng - Ryan Pavey - 604-605-0606 | Titan Fire Protection Ltd
PP-2022-01004 | 2022-04-14 | 425 W 6TH AVENUE, Vancouver, BC V5Y 1L3 | Plumbing Permit | Commercial | New | Completed | Commercial - LEVEL 5 - Supply & Install Plumbing Fixtures Interior alterations for the first tenant improvement for offices for Bardel Entertainment within the base building shell space on Level 5. This tenant will occupy the entire Level 5. | Ocean Park Mechanical Ltd
EP-2022-01951 | 2022-04-25 | 425 W 6TH AVENUE, Vancouver, BC V5Y 1L3 | Electrical Permit | Commercial | New | Completed | Installation / Repair - Commercial - Low Voltage Voice & Data Cabling >BP: Interior alterations for the first tenant improvement for offices for Bardel Entertainment within the base building shell space on Level 5. This tenant will occupy the entire Level 5. | Optinet Systems Inc
EP-2022-01870 | 2022-03-09 | 425 W 6TH AVENUE, Vancouver, BC V5Y 1L3 | Electrical Permit | Commercial | Tenant Improvement | Completed | Installation / Repair - Commercial - Level 5 Tenant Fire Alarm Installation >Adding and relocating smoke detectors, speakers and strobes on level 5 for the new tenant. Some devices are being dropped to the new drywall ceilings and relocated due to moving walls and ceiling finishes. >BP: Interior alterations for the first tenant improvement for offices for Bardel Entertainment within the base building shell space on Level 5. This tenant will occupy the entire Level 5. | Allwest Electric Ltd
EP-2022-01785 | 2022-04-06 | 425 W 6TH AVENUE, Vancouver, BC V5Y 1L3 | Electrical Permit | Commercial | Tenant Improvement | Completed | Installation / Repair - Commercial - Lighting, power and distribution -Electrical scope is new lighting, lighting control and receptacles in walls and furniture on the 5th floor plus related distribution. FA and data are not in scope. This is a new building that has not been occupied yet. The main service is not being affected but a new 400A/600V feeder will be run to the 5th floor from the main electrical room on P1. This will feed a 400A/600V panel which in turn will feed a 300kva 600-120/208V txfmr, a 1200A 120/208V CDP and 5 sub panels - all on the 5th floor. >BP: Interior alterations for the first tenant improvement for offices for Bardel Entertainment within the base building shell space on Level 5. This tenant will occupy the entire Level 5. | Western Pacific Enterprises Ltd
NULL | NULL | 425 W 6TH AVENUE, Vancouver, BC V5Y 1L3 | Electrical Permit | Commercial | Tenant Improvement | Draft | Installation / Repair - Commercial - Lighting, power and distribution | Western Pacific Enterprises Ltd
EP-2022-03145 | 2022-04-20 | 425 W 6TH AVENUE, Vancouver, BC V5Y 1L3 | Electrical Permit | Commercial | NULL | Expired | Annual / Operating - Follow the Operating Permit requirements | Allwest Electric Ltd
EP-2022-02486 | 2022-04-04 | 425 W 6TH AVENUE, Vancouver, BC V5Y 1L3 | Electrical Permit | Commercial | New | Completed | Installation / Repair - Commercial - Access Control system with door strikes THERE WILL NOT BE ANY MAGLOCKS ON THIS SITE -for the 5th floor only | Atlas Alarms Ltd
SP-2022-00770 | 2022-08-02 | 425 W 6TH AVENUE, Vancouver, BC V5Y 1L3 | Sprinkler Permit | Commercial | Tenant Improvement | Completed | Commercial - #320 - 425 W 6th Avenue Sprinkler alterations to provide First TI to office space (#320) on the 3rd floor of this commercial building. | Titan Fire Protection Ltd
SP-2022-00758 | 2022-09-22 | 425 W 6TH AVENUE, Vancouver, BC V5Y 1L3 | Sprinkler Permit | Commercial | Tenant Improvement | Completed | Commercial - To alter sprinkler system per NFPA 13, 2013, to accomodate TI work on Level 4. | Titan Fire Protection Ltd
EP-2022-04738 | 2022-06-07 | 425 W 6TH AVENUE, Vancouver, BC V5Y 1L3 | Electrical Permit | Commercial | Tenant Improvement | Completed | Installation / Repair - Commercial - S/I lights, lighting controls, emergency lights, new panels, receptacles, low voltage >BP: #320 - 425 W 6th Avenue Interior alterations to provide First TI to office space (#320) on the 3rd floor of this commercial building. Scope of work includes: 1) Addition of new partition walls. 2) New interior doors and glass panel front. 3) New VAV boxes as part of HVAC system. 4) New plumbing for kitchen and research area 5) New lighting layout. 6) New emergency lighting. 7) New fire speaker at means of egress. Provided CP -3 letter. | Blueline Electrical Services Ltd
PP-2022-01956 | 2022-07-21 | 425 W 6TH AVENUE, Vancouver, BC V5Y 1L3 | Plumbing Permit | Commercial | Tenant Improvement | Completed | Commercial - Supply and install of plumbing fixtures as per drawing and spec. Part of the interior alterations to provide first TI to office space (#320) on the 3rd floor of this commercial building. #320 - 425 W 6th Avenue Interior alterations to provide First TI to office space (#320) on the 3rd floor of this commercial building. Scope of work includes: 1) Addition of new partition walls. 2) New interior doors and glass panel front. 3) New VAV boxes as part of HVAC system. 4) New plumbing for kitchen and research area 5) New lighting layout. 6) New emergency lighting. 7) New fire speaker at means of egress. | SOMATIC HVAC SOLUTIONS LTD
EP-2023-08368 | 2023-09-18 | 425 W 6TH AVENUE, Vancouver, BC V5Y 1L3 | Electrical Permit | Commercial | Renovation | Completed | Installation / Repair - Commercial - Add receptacles, supply power for TV. >BP: Interior alterations to provide tenant improvement to this existing office tenant on the 4th floor (#400) in in this existing mixed use commercial building. Scope of work: Demolish an interior partition between 2 rooms to make 1 meeting room, relocate glazing, doors, frames and new floor finish. TENANT: Sanctuary Cognitive Systems Corporation Energy checklist is currently no longer required with your Building Permit (BP) application. Some supporting documents are still required at BP stage, specifically Envelope and HVAC, if applicable. Service Water Heating and Lighting supporting documents, if applicable, must be submitted with your related trades permits (e.g. electrical and plumbing). | Action Electric Ltd
EP-2023-11275 | 2023-12-20 | 425 W 6TH AVENUE, Vancouver, BC V5Y 1L3 | Electrical Permit | Commercial | NULL | Issued | Annual / Operating - Base Building Service and Maintenance | Ino-Tek Electric Ltd.
EP-2023-01000 | 2023-02-22 | 425 W 6TH AVENUE, Vancouver, BC V5Y 1L3 | Electrical Permit | Commercial | New | Completed | Installation / Repair - Commercial - Installation of security system, cameras, access system Credential swipes will be needed to unlock the doors but there are no maglocks incorporated into the system. They are all strike-based with free mechanical egress. | Provident Security Corp
EP-2023-02221 | 2023-03-24 | 425 W 6TH AVENUE, Vancouver, BC V5Y 1L3 | Electrical Permit | Commercial | Tenant Improvement | Completed | Installation / Repair - Commercial - Tenant Improvement - Fitness facility, with different work out areas, cycling studios, yoga studios, change rooms -This project is over 3 levels with all new lighting, emergency lighting and lighting control. Power for workout equipment, mechanical equipment and offices. Additional sub-distribution equipment including new panels and transformers . Conduit systems for AV, access control, cameras and data/tel. Supply and install new cable tray. Main service is not changing. Grounding/Bonding is for the cable tray and new transformers. >BP: Building Permit for DP-2022-00428 Minor amendment to DP-2018-00660 Change of use and major occupancy of CRU#1 and portion of #2 from retail, Level 2 and a portion of Level 3 from office to fitness center. It includes a smoothie bar on the ground floor. Note: Application is reviewed under VBBL 2019. | High Point Electric Ltd
SP-2023-00323 | 2023-05-15 | 425 W 6TH AVENUE, Vancouver, BC V5Y 1L3 | Sprinkler Permit | Commercial | Tenant Improvement | Completed | Commercial - For sprinkler system alterations to the 2019 VBBL and NFPA 13, 2013 for the tenant improvements to provide a change of use and major occupancy of CRU#1 and portion of #2 from retail, Level 2 and a portion of Level 3 from office to fitness center. It includes a smoothie bar on the ground floor. Notes: 1 - Flexible Sprinkler Pipe - Altea Active - Automatic sprinkler system has been designed for the use of Victaulic AH-2 flexible sprinkler drops with 1/2" outlets, up to 48" with a maximum of 8 90 degree bends at a 2" bend radius for use with standard spray pendent sprinklers as noted on the sprinkler system shop drawings. 2 - Engineer of Record: Ryan Pavey; 604-605-0606; pavey@cardinalfire.ca | Titan Fire Protection Ltd
PP-2023-00749 | 2023-03-17 | 425 W 6TH AVENUE, Vancouver, BC V5Y 1L3 | Plumbing Permit | Commercial | Tenant Improvement | Completed | Commercial - Install of plumbing fixtures for new Fitness Centre >BP: Change of use and major occupancy of CRU#1 and portion of #2 from retail, Level 2 and a portion of Level 3 from office to fitness center. It includes a smoothie bar on the ground floor. | Ocean Park Mechanical Ltd
EP-2023-07036 | 2023-08-08 | 425 W 6TH AVENUE, Vancouver, BC V5Y 1L3 | Electrical Permit | Commercial | Renovation | Completed | Installation / Repair - Commercial - Install Audio and Video wiring. >BP: Change of use and major occupancy of CRU#1 and portion of #2 from retail, Level 2 and a portion of Level 3 from office to fitness center. It includes a smoothie bar on the ground floor. Note: Application is reviewed under VBBL 2019. | Wright AV Solutions
EP-2022-09195 | 2022-10-28 | 425 W 6TH AVENUE, Vancouver, BC V5Y 1L3 | Electrical Permit | Commercial | Tenant Improvement | Completed | Installation / Repair - Commercial - Install and verify fire alarm devices. >BP: Interior alterations to provide the first tenant improvement at suite #400 Office (Group D) for Sanctuary AI in this existing mixed use commercial building. This tenant will occupy the entire Level 4. This office space will be associated with the showroom on Level 1 at 433 West 6th Ave. The TI BP for the showroom is under a separate BP application. NO DP AS PER JOHN GREER FEB-9-22 Amend: Dec 15, 2022 Added updated Fire Alarm Verification & Appendix C for documents. | Allwest Electric Ltd
EP-2022-08112 | 2022-09-27 | 425 W 6TH AVENUE, Vancouver, BC V5Y 1L3 | Electrical Permit | Commercial | Renovation | Completed | Installation / Repair - Commercial - Data/tel wiring. Low voltage communications wiring Interior alterations to provide the first tenant improvement at suite #400 Office (Group D) for Sanctuary AI in this existing mixed use commercial building. This tenant will occupy the entire Level 4. This office space will be associated with the showroom on Level 1 at 433 West 6th Ave. | BKS Cablecom Systems Ltd
EP-2022-07386 | 2022-09-02 | 425 W 6TH AVENUE, Vancouver, BC V5Y 1L3 | Electrical Permit | Commercial | Tenant Improvement | Completed | Installation / Repair - Commercial - Installation of AV equipment in 3 meeting rooms >BP: Interior alterations to provide First TI to office space (#320) on the 3rd floor of this commercial building. Scope of work includes: 1) Addition of new partition walls. 2) New interior doors and glass panel front. 3) New VAV boxes as part of HVAC system. 4) New plumbing for kitchen and research area 5) New lighting layout. 6) New emergency lighting. 7) New fire speaker at means of egress. Provided CP -3 letter. | MVCC VIDEO COMMUNICATIONS
EP-2022-05584 | NULL | 425 W 6TH AVENUE, Vancouver, BC V5Y 1L3 | Electrical Permit | Commercial | Tenant Improvement | Withdrawn | Interim - Commercial - Demo and temp power in preparation for main scope | Action Electric Ltd
EP-2022-05747 | 2022-07-15 | 425 W 6TH AVENUE, Vancouver, BC V5Y 1L3 | Electrical Permit | Commercial | Tenant Improvement | Completed | Installation / Repair - Commercial - Demo existing. New Branch Circuits, new lighting, new electrical panels, UPS, EM and exits -This EP is connected to BP-2022-00499 and full drawings were submitted wit that application This is also connected to interim permit application EP-2022-05584 >BP: Interior alterations to provide the first tenant improvement at suite #400 Office (Group D) for Sanctuary AI in this existing mixed use commercial building. This tenant will occupy the entire Level 4. This office space will be associated with the showroom on Level 1 at 433 West 6th Ave. The TI BP for the showroom is under a separate BP application. NO DP AS PER JOHN GREER FEB-9-22 | Action Electric Ltd
PP-2022-02392 | 2022-09-02 | 425 W 6TH AVENUE, Vancouver, BC V5Y 1L3 | Plumbing Permit | Commercial | Tenant Improvement | Completed | Commercial - New workshop + kitchen >Interior alterations to provide the first tenant improvement at suite #400 Office (Group D) for Sanctuary AI in this existing mixed use commercial building. This tenant will occupy the entire Level 4. This office space will be associated with the showroom on Level 1 at 433 West 6th Ave. The TI BP for the showroom is under a separate BP application. NO DP AS PER JOHN GREER FEB-9-22 Amend: Oct 17, 2022 Add (1) Floor Drain to permit | PACIFIC FLO MECHANICAL
SP-2022-01471 | 2023-03-28 | 3818 RUPERT STREET, Vancouver, BC V5M 2Z3 | Sprinkler Permit | Commercial | Tenant Improvement | Completed | Commercial - For sprinkler system alterations to the 2019 VBBL and NFPA 13, 2013 for the tenant improvements to provide interior alteration to renovate a shell space into a grocery store on Level 1 in this new mixed-use building. Engineer of Record: Dan Wong 778-847-0572 denveng7@gmail.com | 1ST SHOT FIRE PROTECTION LTD
PP-2023-01811 | 2023-05-25 | 3818 RUPERT STREET, Vancouver, BC V5M 2Z3 | Plumbing Permit | Commercial | New | Completed | Commercial - new build marker >BP: Interior alteration to renovate a shell space into a grocery store on Level 1 in this new mixed-use building. *This permit has been reviewed under the provisions of VBBL 2019.* **This is a CP process and the applicant is David Ho, P.Eng.** First tenant improvement. Mechanical review Notes: 1. Class 1 cooking operations (Grease-Laden Vapours). 2. Commercial kitchen exhaust system to NFPA 96 (Type 1 hood). 3. Four Type 1 hoods and one Type 2 hood (for dish washer) are proposed. | J&YMechanical Ltd
EP-2023-04888 | 2023-06-02 | 3818 RUPERT STREET, Vancouver, BC V5M 2Z3 | Electrical Permit | Commercial | Renovation | Completed | Installation / Repair - Commercial - Install low voltage wiring excluding alarm; Network, data, telephone, intercom, PA system, etc. >BP: Interior alteration to renovate a shell space into a grocery store on Level 1 in this new mixed-use building. *This permit has been reviewed under the provisions of VBBL 2019.* **This is a CP process and the applicant is David Ho, P.Eng.** First tenant improvement. Mechanical review Notes: 1. Class 1 cooking operations (Grease-Laden Vapours). 2. Commercial kitchen exhaust system to NFPA 96 (Type 1 hood). 3. Four Type 1 hoods and one Type 2 hood (for dish washer) are proposed. | Kalen Leung
EP-2023-05060 | 2023-06-07 | 3818 RUPERT STREET, Vancouver, BC V5M 2Z3 | Electrical Permit | Commercial | Tenant Improvement | Completed | Installation / Repair - Commercial - Refrigeration systems electrical, connections, and commissioning. >BP: Interior alteration to renovate a shell space into a grocery store on Level 1 in this new mixed-use building. *This permit has been reviewed under the provisions of VBBL 2019.* **This is a CP process and the applicant is David Ho, P.Eng.** First tenant improvement. Mechanical review Notes: 1. Class 1 cooking operations (Grease-Laden Vapours). 2. Commercial kitchen exhaust system to NFPA 96 (Type 1 hood). 3. Four Type 1 hoods and one Type 2 hood (for dish washer) are proposed. | Colwin Electrical Group
EP-2023-02707 | 2023-03-29 | 3818 RUPERT STREET, Vancouver, BC V5M 2Z3 | Electrical Permit | Commercial | Tenant Improvement | Completed | Installation / Repair - Commercial - Electrical TI with the following (electrical drawing attached) -panelboards, and power distribution -conduiting -lighting installation *Refrigeration control circuits done by others (with separated permit) *extra low voltage done by others with separated permit -outdoor sign power connection -equipment wiring >Permit Amendment Sep 19, 2023 -Adding 150KVA 600-120/208V 3ph transformer in electrical room for 155amp 208V 3ph oven and future usage ( revised electrical engineer single line drawing attached ) -"Please see attached revised E1.0 with cloud" *Document(s) uploaded to "Application Documents" tab for Electrical Inspector review. Documents are at pending status at time of permit amendment approval >BP: Interior alteration to renovate a shell space into a grocery store on Level 1 in this new mixed-use building. *This permit has been reviewed under the provisions of VBBL 2019.* **This is a CP process and the applicant is David Ho, P.Eng.** First tenant improvement. Mechanical review Notes: 1. Class 1 cooking operations (Grease-Laden Vapours). 2. Commercial kitchen exhaust system to NFPA 96 (Type 1 hood). 3. Four Type 1 hoods and one Type 2 hood (for dish washer) are proposed. | H.A.O Electric Ltd
EP-2023-10600 | 2023-11-24 | 3818 RUPERT STREET, Vancouver, BC V5M 2Z3 | Electrical Permit | Commercial | Addition | Completed | Installation / Repair - Commercial - Five receptacles will be added to the existing dedicated circuit. Originally there was only one receptacle on the circuit. After adding 5 , making the total number six for Lotto Terminal and networking devices, also Run one new dedicated circuit with one receptacle for lotto DS TV . | Lang's Ventures Inc
SP-2023-00156 | 2023-01-27 | 3878 RUPERT STREET, Vancouver, BC V5M 2Z3 | Sprinkler Permit | Commercial | Tenant Improvement | Completed | Commercial - adding and relocating sprinkler heads in new drop ceiling and cooler for new restaurant -From base building to new TI 11 8 relocated heads upright changed to pendants and 3 new pendants total of 11 heads. >Minor renovation Interior alterations for the first tenant improvement of this new shell CRU suite for a limited food service-retail tenant (Pizza Pizza) at the ground floor of this 6-storey mixed use building. NOTE: 1. 2019 VBBL applies to this permit application 2. Two Class-1 cooking operations *****This application does not include any of the following: 1. Not more than 20 sprinklers (add, relocate, or remove), 2. hydraulic calculations, 3. change in occupancy and /or hazard classification, 4. warehouse storage arrangements, 5. mobile compact storage arrangements, 6. alternative solutions, 7. changes to the sprinkler system supply piping (e.g. valves, mains, cross-mains, branch-lines, etc.), or 8. flexible sprinkler pipe. | 1ST SHOT FIRE PROTECTION LTD
EP-2022-09776 | 2022-11-24 | 3878 RUPERT STREET, Vancouver, BC V5M 2Z3 | Electrical Permit | Commercial | Tenant Improvement | Completed | Installation / Repair - Commercial - Lightings, some branch circuits, low voltage such as data and security, fire alarm connection, appliances feeds, sign power, interlock system, walking cooler wiring. (SI-2022-00354) >BP: Minor renovation Interior alterations for the first tenant improvement of this new shell CRU suite for a limited food service-retail tenant (Pizza Pizza) at the ground floor of this 6-storey mixed use building. NOTE: 1. 2019 VBBL applies to this permit application 2. Two Class-1 cooking operations | Canucks Electric Inc
PP-2023-00109 | 2023-01-18 | 3878 RUPERT STREET, Vancouver, BC V5M 2Z3 | Plumbing Permit | Commercial | New | Completed | Commercial - New Restaurant >BP: Minor renovation Interior alterations for the first tenant improvement of this new shell CRU suite for a limited food service-retail tenant (Pizza Pizza) at the ground floor of this 6-storey mixed use building. NOTE: 1. 2019 VBBL applies to this permit application 2. Two Class-1 cooking operations | David Beck
SP-2023-00122 | NULL | 3878 RUPERT STREET, Vancouver, BC V5M 2Z3 | Sprinkler Permit | Commercial | Tenant Improvement | Withdrawn | Commercial - 10 new heads for new tbar/drywall ceiling, 2 dry heads for cooler/freezer | Stuart Andrews
GP-2022-01311 | 2022-04-27 | 3473 E 4TH AVENUE, Vancouver, BC V5M 1M1 | Gas Permit | Residential | Tenant Improvement | Completed | Residential - Boiler replacement ** Amend 05/05/2022** 3477 E. 4th Ave. The system is installed in the laneway house. The Laneway house address is 3473 E. 4th Ave. | Wah Fai Plumbing & Heating Inc
EP-2022-07322 | 2022-09-28 | 397 W 7TH AVENUE, Vancouver, BC V1V 1V1 | Electrical Permit | Commercial | NULL | Expired | Annual / Operating - ANNUAL OPERATING PERMIT -Renewal of EP-2021-05980 -Valid: August 19, 2022 - August 18, 2023 Maintenance check of facility and service of equipment as requested >NOTE: Note: Where a facility is fed from a high voltage supply to a transformer, and no equipment other than the supply service and the transformer operates at voltages over 750 V, the owners Class B field safety representative named on the operating permit. In this case, the Class B FSR is only responsible for the equipment that is connected to the secondary side (750 V or less) of the transformer. Terms and conditions will require that the owner obtain the services of a licensed electrical contractor who has a Class A certified FSR named on the licence, or other persons authorized under the Safety Standards Act, to perform regular maintenance on the high voltage equipment. | MCKINLEY ELECTRIC LTD
EP-2023-08048 | 2023-09-06 | 397 W 7TH AVENUE, Vancouver, BC V1V 1V1 | Electrical Permit | Commercial | NULL | Issued | Annual / Operating - Operating - Maintenance safety check on alarms record any work done -Renewal of EP-2022-07322 -Valid: August 19, 2023 - August 18, 2024 | MCKINLEY ELECTRIC LTD
NULL | NULL | 288 W KING EDWARD AVENUE, Vancouver, BC V1V 1V1 | Mechanical Permit | NULL | NULL | Draft | NULL | JJ&A Mechanical LTD
EP-2023-01527 | 2023-02-23 | 1056 COMOX STREET, Vancouver, BC V6Z 1Y6 | Electrical Permit | Commercial | Tenant Improvement | Completed | Installation / Repair - Commercial - To run low voltage security cable from the security panel to the new gate card reader and door strike. Includes (1) 5C security cable for card reader. Includes (1) 2C security cable for door strike. >BP: Ground Floor - Comox Building Interior alterations to existing administrative space for ground floor. Scope of work: - Remove & install interior doors, frame and walls, Remove ceiling in rooms 101 and 102 - Add one additional men's and one additional women's washroom, meeting room, reception area, and lunch room - Relocate electrical and plumbing, millwork, plumbing fixtures and sprinkler Sprinkler permit required Energy Upgrade: E2 - Lighting - Upgrade to incorporate Scheduled Shutoff (per 9.4.1.1.(i) of ASHRAE 90.1-2016) Letter of Assurances Rec'd: Schedule B Architectural & Schedule A submitted per Ted Feestra, Architect AIBC, 604739-8888 Schedule B Mechanical, Plumbing, Fire Suppression Systems submitted per Tom Jaholkowski, P. Eng, 604-504-5450 Schedule B Electrical submitted per John Jarvis, P. Eng, 604-850-0449 | Sasco Contractors Ltd
EP-2023-04684 | 2023-05-30 | 1056 COMOX STREET, Vancouver, BC V6Z 1Y6 | Electrical Permit | Commercial | Addition | Completed | Installation / Repair - Commercial - Supply and install wiring for 4 5 KW HVAC units on level 4 Comox building. Work along side HVAC contractor, supply and install dedicated circuits and new service outlets in equipment locations. Use of roof curbs and waterproof connectors on the roof. Tie into panel on level 4 F4B 2 units and outlets. Re and re of panel 5s in level 5, install new sub panel, breakers, and feeds, install two Hvac units and outlet. We are bonding an old service because it currently does not have a bond. Service remains the same size, there will be a disconnect and reconnect. | MJR Electric Ltd
MP-2023-01321 | 2023-07-21 | 1056 COMOX STREET, Vancouver, BC V6Z 1Y6 | Mechanical Permit | NULL | NULL | Issued | NULL | Ashton Service Group/Ashton Mechanical Ltd.
EP-2022-10477 | 2022-12-13 | 1056 COMOX STREET, Vancouver, BC V6Z 1Y6 | Electrical Permit | Commercial | Renovation | Completed | Installation / Repair - Commercial - surface mounted wiremold for power and telephone and data | Brodan Industries Ltd.
SP-2023-01576 | 2023-11-29 | 1056 COMOX STREET, Vancouver, BC V6Z 1Y6 | Sprinkler Permit | Commercial | Tenant Improvement | Issued | Commercial - For sprinkler system alterations to the 2019 VBBL and NFPA 13, 2013 for the tenant improvements to provide interior alterations to the basement floor of this existing six story Hospital building (B2) to be used as a short term stay beds for patients coming out of the Road to Recovery Program (B2). Engineer of Record: Macleod Grant 604-687-1800 macleod.grant@introba.com | Viking Fire Protection Inc
EP-2023-08916 | 2023-10-04 | 1056 COMOX STREET, Vancouver, BC V6Z 1Y6 | Electrical Permit | Commercial | Tenant Improvement | Issued | Installation / Repair - Commercial - Install a new power feed for the future Comox Treatment Area. Includes a new breaker in panel BH-600, 3c#1/0 Teck from the St Pauls boiler room to room B09 in the Comox building, 75KVA Transformer, 400A Panel. | Steele Electric (2001) Ltd
MP-2023-00980 | 2023-06-01 | 379 E BROADWAY #502, Vancouver, BC | Mechanical Permit | NULL | NULL | Completed | NULL | Titanium HVAC Inc
PP-2022-03614 | 2022-10-12 | 2122 W 45TH AVENUE, Vancouver, BC V6M 2J1 | Plumbing Permit | Residential | New | Completed | Residential - 1FD+SS - #1 & #2 - backflow preventor for lawn irrigation | Oriental Landscaping & Home Improvement ltd
GP-2022-02493 | 2022-08-23 | 2122 W 45TH AVENUE, Vancouver, BC V6M 2J1 | Gas Permit | Residential | New | Completed | Residential - 1FD+SS - #1 & #2 - Main house fireplace >DB: To construct a 2 storey + cellar one-family dwelling with a secondary suite located in the cellar and an open parking pad, providing 1 parking space, having vehicular access from the lane. Note: This is a 2 storey building pursuant to the Zoning and Development By-Law 1- A/C unit proposed in rear yard & second floor. | Canadian Fireplace Ltd
EP-2022-05701 | 2022-07-06 | 2122 W 45TH AVENUE, Vancouver, BC V6M 2J1 | Electrical Permit | Residential | New | Completed | Installation / Repair - Residential - New house with laneway Main consumer's service: 200A. Main house service: 125A. Laneway house service: 125A. >BP: To construct a 2 storey + cellar one-family dwelling with a secondary suite ($778,750.00) located in the cellar and an open parking pad, providing 1 parking space, having vehicular access from the lane. Note: This is a 2 storey building pursuant to the Zoning and Development By-Law 1- A/C unit proposed in rear yard & second floor. 2- Schedule B: MD. Shahidul Alam P.Eng Structural & Geotechnical 3-HPO: Residential Builder - Kasza Developments Ltd. 4-Secondary Suite/Laneway House Covenant (CA8921853) Address and suite numbers assigned as per approved plans for Fire and Emergency response. The address number is to be posted to the building to be visible from the street and the suite numbers are to be posted at the suite entries in accordance with the Building By-law prior to final inspection. ******THIS PERMIT HAS BEEN ISSUED UNDER THE REQUIREMENTS OF VBBL #12511 (2019)****** | Samreet Electrical Services Ltd
SP-2022-01075 | 2022-07-04 | 2122 W 45TH AVENUE, Vancouver, BC V6M 2J1 | Sprinkler Permit | Residential | New | Completed | Residential - new sprinkler to install To construct a 2 storey + cellar one-family dwelling with a secondary suite located in the cellar and an open parking pad, providing 1 parking space, having vehicular access from the lane. Note: This is a 2 storey building pursuant to the Zoning and Development By-Law 1- A/C unit proposed in rear yard & second floor. 2- Schedule B: MD. Shahidul Alam P.Eng Structural & Geotechnical 3-HPO: Residential Builder - Kasza Developments Ltd. 4-Secondary Suite/Laneway House Covenant (CA8921853) | Real Tech Fire Protection Ltd
GP-2022-01865 | 2022-06-22 | 2122 W 45TH AVENUE, Vancouver, BC V6M 2J1 | Gas Permit | Residential | New | Completed | Residential - 1FD+SS - 2122 W 45TH AV - #1 & #2 To install boiler 2 range BBQ and fireplace There is pipping for 1 range BBQ and fireplace To construct a 2 storey + cellar one-family dwelling with a secondary suite located in the cellar and an open parking pad, providing 1 parking space, having vehicular access from the lane. Note: This is a 2 storey building pursuant to the Zoning and Development By-Law 1- A/C unit proposed in rear yard & second floor. | JOT MECHANICAL LTD
EP-2022-05992 | 2022-07-19 | 2122 W 45TH AVENUE, Vancouver, BC V6M 2J1 | Electrical Permit | Residential | New | Completed | Installation / Repair - Residential - 1FD+SS - #1 & #2 - tv,telephone,networking,alarm prewire and complete. COMPLETE SECURITY ALARM SYSTEM To construct a 2 storey + cellar one-family dwelling with a secondary suite located in the cellar and an open parking pad, providing 1 parking space, having vehicular access from the lane. Note: This is a 2 storey building pursuant to the Zoning and Development By-Law 1- A/C unit proposed in rear yard & second floor. | Tvisha Technologies Ltd
PP-2022-01020 | 2022-03-28 | 2122 W 45TH AVENUE, Vancouver, BC V6M 2J1 | Plumbing Permit | Residential | New | Completed | Residential - Plumbing for new house | Rain Coast Plumbing & Heating Ltd
PP-2022-00421 | 2022-02-09 | 2122 W 45TH AVENUE, Vancouver, BC V6M 2J1 | Plumbing Permit | Residential | New | Completed | Residential - 1FD+SS - #1 & #2 - Sump, sanitary, and storm connection To construct a 2 storey + cellar one-family dwelling with a secondary suite located in the cellar and an open parking pad, providing 1 parking space, having vehicular access from the lane. Note: This is a 2 storey building pursuant to the Zoning and Development By-Law 1- A/C unit proposed in rear yard & second floor. | GNA Contracting Ltd
PP-2022-01763 | 2022-05-26 | 2893 E 1ST AVENUE, Vancouver, BC | Plumbing Permit | Commercial | Renovation | Completed | Commercial - Plumbing for: >BP: Change of use from Retail (shell) to Hair Salon and interior alterations to provide improvements for new tenant (First TI) at 2893 E 1st Ave in this exsting mixed-use buiding. Tenant: Yeonhwa Park OK for field review as per Nehzat J., March 11, 2022 Letters of assurance submitted: - Sch A: Jinong Yum, Architect, 604-771-8311 - Sch B (Arch): Jinong Yum, Architect, 604-771-8311 - Sch B (Plumb, Mech): Hardeer S. Gill, P.eng., 778-240-7781 Notes: - BP-2020-03820 shall be completed prior to the completion of this building permit, BP-2022-01284. | Kyoungmo Yang DBA K-Green Plumbing And Heating
NULL | NULL | 2893 E 1ST AVENUE, Vancouver, BC | Electrical Permit | Commercial | Tenant Improvement | Withdrawn | Installation / Repair - Commercial - Installation of 5ea track lights with a dimmer switch, 2ea-30A@240V receptacles , 3ea-20A@240V receptacles and 5ea-15A@120V receptacles | NULL
EP-2022-05388 | 2022-06-24 | 2893 E 1ST AVENUE, Vancouver, BC | Electrical Permit | Commercial | Tenant Improvement | Completed | Installation / Repair - Commercial - Installation of 2 ea-Led Pendant Lights,1ea-6" Recessed Pot lights, 5ea-4' Led Track lights, Extend circuit for receptacles >BP: Change of use from Retail (shell) to Hair Salon and interior alterations to provide improvements for new tenant (First TI) at 2893 E 1st Ave in this exsting mixed-use buiding. Tenant: Yeonhwa Park OK for field review as per Nehzat J., March 11, 2022 Letters of assurance submitted: - Sch A: Jinong Yum, Architect, 604-771-8311 - Sch B (Arch): Jinong Yum, Architect, 604-771-8311 - Sch B (Plumb, Mech): Hardeer S. Gill, P.eng., 778-240-7781 Notes: - BP-2020-03820 shall be completed prior to the completion of this building permit, BP-2022-01284. | Bestech Electrical Ltd
SP-2022-00094 | 2022-01-26 | 1637 RENFREW STREET, Vancouver, BC | Sprinkler Permit | Commercial | Tenant Improvement | Completed | Commercial - open celling to T-bar celling at back of the store, upright sprinklers change to pendent sprinklers, new washroom and walk in cooler need add new sprinkler in, >BP: 1637 Renfrew First TI Interior alterations to provide first tenant improvements to this existing retail space for a retail food tenant on the ground of this existing mixed-use building on this site. Scope of work includes: new partition walls, plumbing and mechanical. Maximum 16 seats permitted. OK for field review per Steve Voskakis Letter of assurance submitted: Schedule B (Mech & Plumbing): Alex P.L. Lee, 604.324.8763 Note: 1. Storefront glazing to remain clear and unobstructed. 2. Separate permits will be required for signs and/or awnings. 3. Contractor c/o owner. Contractors must have a valid Vancouver business license. SP required per DBI. >*****This application does not include any of the following: 1. Not more than 20 sprinklers (add, relocate, or remove), 2. hydraulic calculations, 3. change in occupancy and /or hazard classification, 4. warehouse storage arrangements, 5. mobile compact storage arrangements, 6. alternative solutions, 7. changes to the sprinkler system supply piping (e.g. valves, mains, cross-mains, branch-lines, etc.), or 8. flexible sprinkler pipe. | Spectrum Fire Protection Ltd
EP-2022-10379 | NULL | 1637 RENFREW STREET, Vancouver, BC | Electrical Permit | Commercial | Renovation | Withdrawn | Installation / Repair - Commercial - Extra work on existing permit to relocate heat detector. 1637 Renfrew First TI Interior alterations to provide first tenant improvements to this existing retail space for a retail food tenant on the ground of this existing mixed-use building on this site. Scope of work includes: new partition walls, plumbing and mechanical. Revision#1 - includes location of louver on the East elevation, updated oven spec, mechanical ductwork size, canopy exhaust fan spec, and new duct wrap for exhaust duct. The exterior relocation for the louvre are cleared per Daniel L. and then Andrew W. on February 15th, 2021. Maximum 16 seats permitted. OK for field review per Steve Voskakis Letter of assurance submitted: Schedule B (Mech & Plumbing): Alex P.L. Lee, 604.324.8763 Note: 1. Storefront glazing to remain clear and unobstructed. 2. Separate permits will be required for signs and/or awnings. 3. Contractor c/o owner. Contractors must have a valid Vancouver business license. SP required per DBI. | Prowatt Electric Inc
EP-2022-04115 | 2022-05-20 | 2452 TRINITY STREET, Vancouver, BC V5K 1E1 | Electrical Permit | Residential | New | Completed | Installation / Repair - Residential - Complete electrical wiring of new single family dwelling with legal basement suite (lights, receptacles, AC & car charger). >BP: To construct a 2 storey + basement and roof deck one-family dwelling with a secondary suite ($700,202.50) located in the basement with 1 surface parking space, having vehicular access from the lane. Note: This is a 2 storey building pursuant to the Zoning and Development By-Law 1- Covenant registered at the Land Title Office under CA9639137 2- No strata titling permitted 3- A/C unit proposed in the rear yard. 4- Schedule B: Jian Zhong Jin, P.Eng. (604.362.7021) Geotechnical Chungmo Chung, P.Eng. (604-469-3723) Structural 5- HPO: Residential Builder – Corbel Investments Ltd. 6- The entire building to be sprinklered to NFPA 13D. Address Note: Building 1 #1-2452 Trinity St - One Family Dwelling (1st-2nd floor, west side basement) #2-2452 Trinity St - Secondary Suite (east side basement) Address and suite numbers assigned as per approved plans for Fire and Emergency response. The address number is to be posted to the building to be visible from the street and the suite numbers are to be posted at the suite entries in accordance with the Building By-law prior to final inspection. ******THIS PERMIT HAS BEEN ISSUED UNDER THE REQUIREMENTS OF VBBL #12511 (2019)****** Amend: Jan 6, 2023 Total property service size is 200 Amp. 125 amp main house Overhead service to a 200 Amp duplex meter base located on the laneway house. Amend: Feb 8, 2023 Submitting a revised load calculation to reflect electrical installation | ENERGY ELECTRIC LTD
EP-2022-10172 | 2022-12-01 | 2452 TRINITY STREET, Vancouver, BC V5K 1E1 | Electrical Permit | Residential | New | Completed | Installation / Repair - Residential - security, intercom, camera, tel, tv, data, vacuum, speaker rough-in & completion >BP: To construct a 2 storey + basement and roof deck one-family dwelling with a secondary suite ($700,202.50) located in the basement with 1 surface parking space, having vehicular access from the lane. Note: This is a 2 storey building pursuant to the Zoning and Development By-Law 1- Covenant registered at the Land Title Office under CA9639137 2- No strata titling permitted 3- A/C unit proposed in the rear yard. 4- Schedule B: Jian Zhong Jin, P.Eng. (604.362.7021) Geotechnical Chungmo Chung, P.Eng. (604-469-3723) Structural 5- HPO: Residential Builder – Corbel Investments Ltd. 6- The entire building to be sprinklered to NFPA 13D. ******THIS PERMIT HAS BEEN ISSUED UNDER THE REQUIREMENTS OF VBBL #12511 (2019)****** | Repel Security Systems Ltd
NULL | NULL | 2452 TRINITY STREET, Vancouver, BC V5K 1E1 | Gas Permit | Residential | New | Draft | Residential - New gas installation | Performance Mechanical Inc
MP-2022-00417 | 2022-10-14 | 2452 TRINITY STREET, Vancouver, BC V5K 1E1 | Mechanical Permit | NULL | NULL | Completed | NULL | Performance Mechanical Inc
GP-2022-03477 | 2022-11-09 | 2452 TRINITY STREET, Vancouver, BC V5K 1E1 | Gas Permit | Residential | New | Completed | Residential - New gas installation. PIPING ONLY FOR FIREPLACE >BP: To construct a 2 storey + basement and roof deck one-family dwelling with a secondary suite ($700,202.50) located in the basement with 1 surface parking space, having vehicular access from the lane. Note: This is a 2 storey building pursuant to the Zoning and Development By-Law 1- Covenant registered at the Land Title Office under CA9639137 2- No strata titling permitted 3- A/C unit proposed in the rear yard. 4- Schedule B: Jian Zhong Jin, P.Eng. (604.362.7021) Geotechnical Chungmo Chung, P.Eng. (604-469-3723) Structural 5- HPO: Residential Builder – Corbel Investments Ltd. 6- The entire building to be sprinklered to NFPA 13D. | Performance Mechanical Inc
PP-2022-02738 | 2022-08-08 | 2452 TRINITY STREET, Vancouver, BC V5K 1E1 | Plumbing Permit | Residential | New | Completed | Residential - new plumbing installation >To construct a 2 storey + basement and roof deck one-family dwelling with a secondary suite ($700,202.50) located in the basement with 1 surface parking space, having vehicular access from the lane. Note: This is a 2 storey building pursuant to the Zoning and Development By-Law 1- Covenant registered at the Land Title Office under CA9639137 2- No strata titling permitted 3- A/C unit proposed in the rear yard. 4- Schedule B: Jian Zhong Jin, P.Eng. (604.362.7021) Geotechnical Chungmo Chung, P.Eng. (604-469-3723) Structural 5- HPO: Residential Builder – Corbel Investments Ltd. 6- The entire building to be sprinklered to NFPA 13D. ******THIS PERMIT HAS BEEN ISSUED UNDER THE REQUIREMENTS OF VBBL #12511 (2019)****** Amend: Oct 24, 2022 Add 2 roof drains to this permit | Performance Mechanical Inc
SP-2022-01570 | 2022-09-27 | 2452 TRINITY STREET, Vancouver, BC V5K 1E1 | Sprinkler Permit | Residential | New | Completed | Residential - 1FD+SS - #1 & #2 - fire sprinkler installation >DB: To construct a 2 storey + basement and roof deck one-family dwelling with a secondary suite located in the basement with 1 surface parking space, having vehicular access from the lane. Note: This is a 2 storey building pursuant to the Zoning and Development By-Law 1- Covenant registered at the Land Title Office under CA9639137 2- No strata titling permitted 3- A/C unit proposed in the rear yard. 6- The entire building to be sprinklered to NFPA 13D. | Ecofire Sprinklers Ltd
GP-2023-00783 | 2023-03-06 | 2452 TRINITY STREET, Vancouver, BC V5K 1E1 | Gas Permit | Residential | New | Cancelled | Residential - Installation of 1 gas fireplace - venting and hook up only. >BP: To construct a 2 storey + basement and roof deck one-family dwelling with a secondary suite ($700,202.50) located in the basement with 1 surface parking space, having vehicular access from the lane. | Urban Fireplaces Ltd
PP-2023-02910 | 2023-08-17 | 2452 TRINITY STREET, Vancouver, BC V5K 1E1 | Plumbing Permit | Residential | New | Completed | Residential - Install a 3/4" Dual Check Valve Assembly for outside garden sprinklers >BP: To construct a 2 storey + basement and roof deck one-family dwelling with a secondary suite located in the basement with 1 surface parking space, having vehicular access from the lane. | NEW LEAF IRRIGATION INC
EP-2022-09912 | 2022-11-23 | 6333 WEST BOULEVARD, Vancouver, BC V1V 1V1 | Electrical Permit | Commercial | Tenant Improvement | Issued | Installation / Repair - Commercial - Minor control wiring changes & replacement in mechanical room for DHW/Heating boiler. Controls upgrade to Building system. | Haakon Industries (Canada) Ltd.
EP-2022-06519 | 2022-08-03 | 455 SW MARINE DRIVE #2307, Vancouver, BC | Electrical Permit | Commercial | Renovation - Dwelling Unit(s) only | Completed | Installation / Repair - Commercial - SUITE #2307 - 30A Cook Top Circuit Supply and install 10/3 bx from the panel through the access hatch and into the bathroom - Cut drywall as necessary - Fish 10/3 down the wall into the cabinet - Hook up new cook top - Supply and install 30A Breaker - Price subject to confirmation of breaker size in meter cabinet | TDR Electric Inc
EP-2022-06624 | 2022-08-08 | 4783 SLOCAN STREET, Vancouver, BC V5R 2A2 | Electrical Permit | Commercial | NULL | Expired | Annual / Operating - ANNUAL OPERATING PERMIT For Regular and ongoing Maintenance | ICAN Electrical Ltd.
EP-2022-06981 | NULL | 4783 SLOCAN STREET, Vancouver, BC V5R 2A2 | Electrical Permit | Commercial | New | Withdrawn | Installation / Repair - Commercial - BLDG 1 - Alarm finish - COMPLETE SECURITY ALARM SYSTEM >BP: To construct a new 4-storey townhouse building which contains a total of 6 dwelling units plus 2 lock-off units at the dwelling units of the lowest floor level. There is no below grade parking, only at grade open parking accessed off the Lane at the rear of this site. This will be Building 1 at the North of this site and will include below grade site services. NOTE: Building 2 at South side of site (6 dwelling units + 2 lock-offs) is BP-2019-05356. | SHS Alarm BC Ltd
NULL | NULL | 3803 W 39TH AVENUE, Vancouver, BC V6N 3A8 | Electrical Permit | Residential | New | Withdrawn | Temporary Power - Residential - To provide temporary power. | Aidea Solutions Ltd
EP-2023-09154 | 2023-11-30 | 3815 W 39TH AVENUE, Vancouver, BC V6N 3A8 | Electrical Permit | Residential | Addition | Issued | Installation / Repair - Residential - Installation of security system | ADT Security Services Canada Inc
EP-2022-01020 | 2022-02-09 | 4408 CAMBIE STREET #405, Vancouver, BC | Electrical Permit | Residential | Renovation | Completed | Installation / Repair - Residential - Install wireless alarm system | Arpel Security & Monitoring Ltd
EP-2023-09392 | 2023-10-24 | 4408 CAMBIE STREET #405, Vancouver, BC | Electrical Permit | Commercial | Renovation - Dwelling Unit(s) only | Completed | Installation / Repair - Commercial - Small bathroom renovation: Lighting upgrades & switching adjustment | Delport Electric 2000 Ltd
EP-2022-10081 | 2022-12-05 | 4408 CAMBIE STREET #405, Vancouver, BC | Electrical Permit | Residential | Renovation | Completed | Installation / Repair - Residential - wiring for electric fire place, tv set up and led pot lights | Delport Electric 2000 Ltd
SP-2022-01660 | 2022-12-09 | 620 E BROADWAY, Vancouver, BC | Sprinkler Permit | Commercial | Tenant Improvement | Completed | Commercial - For sprinkler system alterations to the 2019 VBBL and NFPA 13, 2013 for the tenant improvements to provide interior alterations to demise this existing retail store #620 into #620 and #622 and provide first TI to the newly created #620 for a health care office on the ground floor of this existing mixed-use building. 1. This application does not include any of the following: • Warehouse storage arrangements, or mobile compact storage arrangements. • Changes to the sprinkler system supply piping (e.g. valves, mains, cross-mains, etc.). • Flexible sprinkler pipe. • Information Technology Equipment Rooms (e.g. IT Rooms, LAN Rooms, etc.). • New alternative solutions and/or modifications to existing alternative solutions. • Change in occupancy and/or hazard classification. Engineer of Record: Ryan Pavey 604-605-0606 pavey@cardinalfire.ca | Pacific Rim Fire Protection (2008) Ltd
EP-2022-09276 | 2022-11-03 | 620 E BROADWAY, Vancouver, BC | Electrical Permit | Commercial | Tenant Improvement | Completed | Installation / Repair - Commercial - Installation of a dental office,branch ccts, lighting, em/exit lights, bonding, data/voice wiring, DB: Interior alterations to demise this existing retail store #620 into #620 and #622 and provide first TI to the newly created #620 for a health care office on the ground floor of this existing mixed-use building. Scope of work includes coring of the slab and a new condensing unit at the parking level. New Tenant: Little Mountain Dental Centre Ok for field review per J. Zhang - July 28, 2022 Notes: - Schedule A & B, Architectural, Craig Mercs, Architect, 604-734-2004. - Schedule B, Structural, Iman Sharif, P.Eng, 778-882-6716. - Schedule B, Mechanical & Plumbing, Bassam Sabeeh Al-Mahameed, P.Eng, 604-589-5879. - Schedule B, Electrical, Brenna Town, P.Eng, 604-283-1924 - A separate sprinkler permit is required for all related work. - Energy Upgrade: Exempt - First TI - No translucent or opaque film, artwork, posters, shelving, display cases or similar elements are to be installed on or directly outside or inside of the approved glazing frontages and windows. Energy checklist is currently no longer required with your Building Permit application. Some supporting documents are still required at BP stage, specifically Envelope and HVAC, if applicable. Service Water Heating and Lighting supporting documents, if applicable, must be submitted with your related trades permits (e.g. electrical and plumbing). All energy upgrades will be checked during inspections stage. It is the applicant's responsibility to identify and note all required upgrades including energy upgrades on their BP drawings at BP stage. | ATOMIC ELECTRICAL SOLUTIONS LTD.
EP-2022-09849 | 2022-11-22 | 620 E BROADWAY, Vancouver, BC | Electrical Permit | Commercial | Tenant Improvement | Completed | Installation / Repair - Commercial - Security System (Alarm) Installations | Cititech Security & Sound Inc.
EP-2023-03986 | 2023-05-25 | 288 W KING EDWARD AVENUE #405, Vancouver, BC | Electrical Permit | Commercial | Addition | Completed | Installation / Repair - Commercial - 30A heat pump installation *MP-2023-00683: Issued (Cooling) | Bros Electric Ltd
EP-2023-04402 | 2023-06-02 | 288 W KING EDWARD AVENUE #404, Vancouver, BC | Electrical Permit | Residential | Addition | Completed | Installation / Repair - Residential - Installation of a 30A heat pump. *An approved mechanical permit is required for the installation of air conditioning or heat pump unit at the time of installation before an electrical inspection will be performed | Bros Electric Ltd
EP-2023-03985 | 2023-05-25 | 288 W KING EDWARD AVENUE #406, Vancouver, BC | Electrical Permit | Commercial | Addition | Completed | Installation / Repair - Commercial - Installation of a 30A heat pump *MP-2023-00683: Issued (Cooling) | Bros Electric Ltd
MP-2023-00683 | 2023-04-24 | 288 W KING EDWARD AVENUE #406, Vancouver, BC | Mechanical Permit | NULL | NULL | Completed | NULL | JJ&A Mechanical LTD
EP-2023-07590 | 2023-08-18 | 3070 KINGSWAY, Vancouver, BC V5R 5J7 | Electrical Permit | Residential | New | Issued | Temporary Power - Residential - To provide temporary power. | AZ ELECTRICAL SERVICES LTD
SP-2023-00047 | 2023-01-16 | 2702 W BROADWAY, Vancouver, BC V1V 1V1 | Sprinkler Permit | Commercial | Tenant Improvement | Completed | Commercial - Add and relocate sprinkler heads for tenant improvement. >BP: Interior alterations and change of use from Retail (shell) to Health Care Office in this new CRU unit in the mixed use building on this site. | Priority Fire Systems Ltd
PP-2023-03254 | NULL | 125 W 41ST AVENUE, Vancouver, BC V5Y 2S2 | Plumbing Permit | Commercial | New | Applicant Revisions | Commercial - Installing Flow Control Sump, Storm Detention Tank, Jellyfish Tank >BP: To construct a new 4 storey residential building consisting of 20 dwelling units, all over a single level of below grade parking having access from W Woodstock Avenue, as well as connection at P1 level with adjacent building at 136 W Woodstock Ave, related to AL-2020-00030. There are two blocks of buildings on this site (North and South) yet this will be treated as a single building since the lowest floor level of the North building is at the same level of the storage garage, there is only a 1.5 hour separation between the storage garage and the dwelling unit, the concrete podium slab will be constructed as a 2 h fire separation. | Apollo Excavating & Civil Works Ltd.
EP-2022-04114 | 2022-05-20 | 2460 TRINITY STREET, Vancouver, BC V5K 1E1 | Electrical Permit | Residential | New | Completed | Installation / Repair - Residential - Complete electrical wiring of new single family dwelling with legal basement suite. (lights, receptacles, AC & car charger). >BP: To construct a 2 storey + basement and roof deck one-family dwelling with a secondary suite ($699,950.00) located in the basement with 1 surface parking space, having vehicular access from the lane. Note: This is a 2 storey building pursuant to the Zoning and Development By-Law 1- Covenant registered at the Land Title Office under CA9639137 2- No strata titling permitted 3- A/C unit proposed in the rear yard. 4- Schedule B: Jian Zhong Jin, P.Eng. (604.362.7021) Geotechnical Chungmo Chung, P.Eng. (604-469-3723) Structural 5- HPO: Residential Builder – Corbel Investments Ltd. 6- The entire building to be sprinklered to NFPA 13D. Address Note: Building 1 #1-2460 Trinity St - One Family Dwelling (1st-2nd floor, east side basement) #2-2460 Trinity St - Secondary Suite (west side basement) Address and suite numbers assigned as per approved plans for Fire and Emergency response. The address number is to be posted to the building to be visible from the street and the suite numbers are to be posted at the suite entries in accordance with the Building By-law prior to final inspection. ******THIS PERMIT HAS BEEN ISSUED UNDER THE REQUIREMENTS OF VBBL #12511 (2019)****** Amend: Jan 6, 2023 Total property service size is 200 Amp. 125 amp main house. Overhead service to a 200 Amp duplex meter base located on the laneway house. Amend: Feb 8, 2023 Submitting a revised load calculation to reflect electrical installation | ENERGY ELECTRIC LTD
EP-2022-02487 | 2022-03-28 | 2460 TRINITY STREET, Vancouver, BC V5K 1E1 | Electrical Permit | Residential | New | Expired | Temporary Power - Residential - To provide temporary power. | ENERGY ELECTRIC LTD
PP-2023-02911 | 2023-08-17 | 2460 TRINITY STREET, Vancouver, BC V5K 1E1 | Plumbing Permit | Residential | New | Completed | Residential - 1 FD+SS - #1 & #2 - Install a 3/4" Dual Check Valve Assembly for garden sprinklers | NEW LEAF IRRIGATION INC
EP-2022-10169 | 2022-12-01 | 2460 TRINITY STREET, Vancouver, BC V5K 1E1 | Electrical Permit | Residential | New | Completed | Installation / Repair - Residential - Security, intercom, tel, tv, data, camera , Vacuum , speaker rough in & completion >BP: To construct a 2 storey + basement and roof deck one-family dwelling with a secondary suite ($699,950.00) located in the basement with 1 surface parking space, having vehicular access from the lane. Note: This is a 2 storey building pursuant to the Zoning and Development By-Law 1- Covenant registered at the Land Title Office under CA9639137 2- No strata titling permitted 3- A/C unit proposed in the rear yard. 4- Schedule B: Jian Zhong Jin, P.Eng. (604.362.7021) Geotechnical Chungmo Chung, P.Eng. (604-469-3723) Structural 5- HPO: Residential Builder – Corbel Investments Ltd. 6- The entire building to be sprinklered to NFPA 13D. | Repel Security Systems Ltd
GP-2022-03476 | 2022-11-09 | 2460 TRINITY STREET, Vancouver, BC V5K 1E1 | Gas Permit | Residential | New | Completed | Residential - New Gas Installation. PIPING ONLY for FIREPLACES >BP: To construct a 2 storey + basement and roof deck one-family dwelling with a secondary suite ($699,950.00) located in the basement with 1 surface parking space, having vehicular access from the lane. Note: This is a 2 storey building pursuant to the Zoning and Development By-Law 1- Covenant registered at the Land Title Office under CA9639137 2- No strata titling permitted 3- A/C unit proposed in the rear yard. 4- Schedule B: Jian Zhong Jin, P.Eng. (604.362.7021) Geotechnical Chungmo Chung, P.Eng. (604-469-3723) Structural 5- HPO: Residential Builder – Corbel Investments Ltd. 6- The entire building to be sprinklered to NFPA 13D. ******THIS PERMIT HAS BEEN ISSUED UNDER THE REQUIREMENTS OF VBBL #12511 (2019)****** | Performance Mechanical Inc
NULL | NULL | 2460 TRINITY STREET, Vancouver, BC V5K 1E1 | Gas Permit | Residential | New | Draft | Residential - new gas installation | Performance Mechanical Inc
NULL | NULL | 2460 TRINITY STREET, Vancouver, BC V5K 1E1 | Gas Permit | Residential | New | Draft | Residential - New gas installation | Performance Mechanical Inc
MP-2022-00418 | 2022-10-14 | 2460 TRINITY STREET, Vancouver, BC V5K 1E1 | Mechanical Permit | NULL | NULL | Completed | NULL | Performance Mechanical Inc
SP-2022-01572 | 2022-09-27 | 2460 TRINITY STREET, Vancouver, BC V5K 1E1 | Sprinkler Permit | Residential | New | Completed | Residential - 1FD+SS #1 & #2 - fire sprinkler installation >DB: To construct a 2 storey + basement and roof deck one-family dwelling with a secondary suite located in the basement with 1 surface parking space, having vehicular access from the lane. Note: This is a 2 storey building pursuant to the Zoning and Development By-Law 1- Covenant registered at the Land Title Office under CA9639137 2- No strata titling permitted 3- A/C unit proposed in the rear yard. 6- The entire building to be sprinklered to NFPA 13D. | Ecofire Sprinklers Ltd
PP-2022-02737 | 2022-08-08 | 2460 TRINITY STREET, Vancouver, BC V5K 1E1 | Plumbing Permit | Residential | New | Completed | Residential - new plumbing installation >To construct a 2 storey + basement and roof deck one-family dwelling with a secondary suite ($699,950.00) located in the basement with 1 surface parking space, having vehicular access from the lane. Note: This is a 2 storey building pursuant to the Zoning and Development By-Law 1- Covenant registered at the Land Title Office under CA9639137 2- No strata titling permitted 3- A/C unit proposed in the rear yard. 4- Schedule B: Jian Zhong Jin, P.Eng. (604.362.7021) Geotechnical Chungmo Chung, P.Eng. (604-469-3723) Structural 5- HPO: Residential Builder – Corbel Investments Ltd. 6- The entire building to be sprinklered to NFPA 13D. ******THIS PERMIT HAS BEEN ISSUED UNDER THE REQUIREMENTS OF VBBL #12511 (2019)****** Amend: Oct 24, 2022 Add 2 roof drains to this permit | Performance Mechanical Inc
GP-2023-00788 | 2023-03-07 | 2460 TRINITY STREET, Vancouver, BC V5K 1E1 | Gas Permit | Residential | New | Completed | Residential - Installation of 2 gas fireplaces - venting and hook up only. >BP: To construct a 2 storey + basement and roof deck one-family dwelling with a secondary suite ($699,950.00) located in the basement with 1 surface parking space, having vehicular access from the lane. | Urban Fireplaces Ltd
SP-2021-01028 | 2022-06-02 | 3338 SAWMILL CRESCENT, Vancouver, BC | Sprinkler Permit | Commercial | New | Issued | Commercial - To install sprinkler to NFPA 13 2013 and standpipes to NFPA 14 2013 throughout this 26 storey higrise residential building and a six storey midrise combustible construction residential building containing 337 dwelling units all over two levels of underground parking. | Frontier Fire Protection Ltd
EP-2022-03483 | 2022-10-26 | 3338 SAWMILL CRESCENT, Vancouver, BC | Electrical Permit | Residential | New | Issued | Installation / Repair - Residential - Parkade level wiring. 2 level underground parking for a 6 Storey high rise and 6 storey midrise with 337 residential units. >BP: To construct a 26-storey residential building and a six-storey midrise combustible construction residential building containing 337 dwelling units all over two levels of underground parking. SHORT PROGRAM VBBL-2014 Stage #1: Soil densification, excavation and shoring. Stage #2-Full construction issued Jan 14, 22. Stage 2, rev.#1 Engineer of record change (mechanical & plumbing): G.P. Steeves is the engineer of record as of Jan.12, 22. (documents and drawings received and filed). | Nightingale Electric Ltd
EP-2022-04441 | 2022-05-30 | 3338 SAWMILL CRESCENT, Vancouver, BC | Electrical Permit | Commercial | New | Completed | Interim - Commercial - Grounding and Foundation. Scope of work: slab, underground, raceways, grounding, branch circuits. Service connection to BC Hydro is not permitted under this permit. Interim for EP-2022-03483 >BP: To construct a 26-storey residential building and a six-storey midrise combustible construction residential building containing 337 dwelling units all over two levels of underground parking. SHORT PROGRAM VBBL-2014 Stage #1: Soil densification, excavation and shoring. Stage #2-Full construction issued Jan 14, 22. Stage 2, rev.#1 Engineer of record change (mechanical & plumbing): G.P. Steeves is the engineer of record as of Jan.12, 22. (documents and drawings received and filed). | Nightingale Electric Ltd
PP-2022-00453 | 2022-03-22 | 3338 SAWMILL CRESCENT, Vancouver, BC | Plumbing Permit | Commercial | New | Issued | Commercial - *********UNDERGROUND PERMIT ONLY************** To construct a 26-storey residential building and 6-storey midrise combustible construction residential building containing 337 dwelling units all over two levels of underground parking. | Ocean Park Mechanical Ltd
EP-2023-01066 | 2023-02-08 | 3338 SAWMILL CRESCENT, Vancouver, BC | Electrical Permit | Commercial | New | Issued | Installation / Repair - Commercial - Install heat trace to domestic cold water in parkade; electrical connections by others >BP: To construct a 26-storey residential building and a six-storey midrise combustible construction residential building containing 337 dwelling units all over two levels of underground parking. SHORT PROGRAM VBBL-2014 Stage #1: Soil densification, excavation and shoring. Stage #2-Full construction issued Jan 14, 22. Stage 2, rev.#1 Engineer of record change (mechanical & plumbing): G.P. Steeves is the engineer of record as of Jan.12, 22. (documents and drawings received and filed). | Artech Electric Ltd
PP-2023-01448 | 2023-05-23 | 3338 SAWMILL CRESCENT, Vancouver, BC | Plumbing Permit | Commercial | New | Issued | Commercial - BLDG 1 (NORTH) >BP: Building Permit for BP-2019-04439 To construct a 26-storey residential building | Ocean Park Mechanical Ltd
EP-2023-06918 | 2023-08-01 | 3338 SAWMILL CRESCENT, Vancouver, BC | Electrical Permit | Commercial | New | Issued | Installation / Repair - Commercial - Installation of Controls for ETS system for: Parcel 14. >BP: Building Permit for BP-2019-04439 To construct a 26-storey residential building | Ainsworth Inc
EP-2022-08599 | 2022-10-11 | 3338 SAWMILL CRESCENT, Vancouver, BC | Electrical Permit | Commercial | New | Expired | Temporary Power - Commercial - To provide temporary power. | Nightingale Electric Ltd
EP-2022-08686 | 2022-10-26 | 3338 SAWMILL CRESCENT, Vancouver, BC | Electrical Permit | Commercial | New | Issued | Installation / Repair - Commercial - FULL ELECTRICAL WIRING BLDG 1 - 26 storey residential building over two levels of underground parking. >BP: Building Permit for BP-2019-04439 To construct a 26-storey residential building | Nightingale Electric Ltd
EP-2023-07944 | 2023-09-05 | 3338 SAWMILL CRESCENT, Vancouver, BC | Electrical Permit | Commercial | New | Issued | Installation / Repair - Commercial - In-suite tel-data-coax cabling and finishing installation. >BP: To construct a 26-storey residential building and a six-storey midrise combustible construction residential building containing 337 dwelling units all over two levels of underground parking. SHORT PROGRAM VBBL-2014 Stage #1: Soil densification, excavation and shoring. Stage #2-Full construction issued Jan 14, 22. Stage 2, rev.#1 Engineer of record change (mechanical & plumbing): G.P. Steeves is the engineer of record as of Jan.12, 22. (documents and drawings received and filed). >Amend: January 29th -cost of work to be $90,000 -reduced from $120,000 -see other EP-2024-00615 for the mid rise bldg | Smart-Tek Communications Inc
EP-2023-08656 | 2023-09-26 | 3338 SAWMILL CRESCENT, Vancouver, BC | Electrical Permit | Commercial | New | Issued | Installation / Repair - Commercial - Installation of Low Voltage Ecomm. Building 1 >BP: Building Permit for BP-2019-04439 To construct a 26-storey residential building | Cana Systems Ltd
EP-2023-09100 | 2023-10-10 | 3338 SAWMILL CRESCENT, Vancouver, BC | Electrical Permit | Commercial | New | Issued | Temporary Power - Commercial - To provide temporary power. | Nightingale Electric Ltd
EP-2023-09844 | 2023-11-10 | 3338 SAWMILL CRESCENT, Vancouver, BC | Electrical Permit | Commercial | New | Issued | Installation / Repair - Commercial - Suite Thermostat/ERV Timers. Basebuilding Mechanical Control System. Mechanical Room, Rooftop equipment, Parkade ventilation system. >BP: To construct a 26-storey residential building | Ocean Park Mechanical Ltd
EP-2022-02941 | 2022-04-26 | 4402 MAIN STREET, Vancouver, BC V5V 2M4 | Electrical Permit | Commercial | Tenant Improvement | Completed | Installation / Repair - Commercial - Wiring/Installing; Lights, Plugs, Communication. Wiring for HVAC with disconnects. >BP: Interior alterations for this first tenant improvement for this Financial Institution tenant in this existing mixed use building on this site. DP-2021-00122 Scope of work: construct interior walls, millwork, lighting, HVAC, and finishing throughout. Separate permits required for plumbing, electrical and sprinkler and signage. | West Harbour Electric ltd
SP-2022-00277 | 2022-07-12 | 4402 MAIN STREET, Vancouver, BC V5V 2M4 | Sprinkler Permit | Commercial | Tenant Improvement | Completed | Commercial - Sprinkler alterations for this first tenant improvement for this Financial Institution tenant in this existing mixed use building on this site. | Viking Fire Protection Inc
PP-2022-00811 | 2022-03-09 | 4402 MAIN STREET, Vancouver, BC V5V 2M4 | Plumbing Permit | Commercial | Tenant Improvement | Completed | Commercial - Plumbing for a Financial Institution Interior alterations for this first tenant improvement for this Financial Institution tenant in this existing mixed use building on this site. DP-2021-00122 Scope of work: construct interior walls, millwork, lighting, HVAC, and finishing throughout. Separate permits required for plumbing, electrical and sprinkler and signage. | 604 Plumbing Services Ltd
EP-2022-02838 | 2022-04-08 | 4402 MAIN STREET, Vancouver, BC V5V 2M4 | Electrical Permit | Commercial | Addition | Completed | Installation / Repair - Commercial - Installation of security alarm & CCTV systems >BP: Interior alterations for this first tenant improvement for this Financial Institution tenant in this existing mixed use building on this site. DP-2021-00122 Scope of work: construct interior walls, millwork, lighting, HVAC, and finishing throughout. Separate permits required for plumbing, electrical and sprinkler and signage. OK for field review as per Rosa Astorino - October 28, 2021 | Chubb Fire & Security Canada Corp
EP-2022-05288 | 2022-06-22 | 4402 MAIN STREET, Vancouver, BC V5V 2M4 | Electrical Permit | Commercial | Tenant Improvement | Completed | Installation / Repair - Commercial - Belden Cat6 Ft6 Cabling >BP: Interior alterations for this first tenant improvement for this Financial Institution tenant in this existing mixed use building on this site. DP-2021-00122 Scope of work: construct interior walls, millwork, lighting, HVAC, and finishing throughout. Separate permits required for plumbing, electrical and sprinkler and signage. | Combined Systems Inc
GP-2022-00518 | 2022-02-23 | 1059 E 13TH AVENUE, Vancouver, BC V5T 2L9 | Gas Permit | Residential | New | Completed | Residential - Install new boiler and range hood To construct a 1 storey laneway house building with an open parking pad, providing 1 parking space and having vehicular access from the lane. Note: This is a 1 ½ storey building pursuant to the Zoning & Development By-law. Note: Bldg 1 (principal bldg) addressed 1057 E 13th Ave existing on site. 1. No Strata Titling permitted 2. No A/C unit proposed 3. Schedule B: Dave Kurniawan, P.Eng (604-484-2859) Structural & Geotechnical 4. HPO: Milltown Contracting Incorporated | Vaughan Ventures Ltd
SP-2022-00213 | 2022-02-23 | 1059 E 13TH AVENUE, Vancouver, BC V5T 2L9 | Sprinkler Permit | Residential | New | Completed | Residential - Install sprinkler system in laneway house >BP: To construct a 1 storey laneway house building ($158,750) with an open parking pad, providing 1 parking space and having vehicular access from the lane. Note: This is a 1 ½ storey building pursuant to the Zoning & Development By-law. Note: Bldg 1 (principal bldg) addressed 1057 E 13th Ave existing on site. 1. No Strata Titling permitted 2. No A/C unit proposed 3. Schedule B: Dave Kurniawan, P.Eng (604-484-2859) Structural & Geotechnical 4. HPO: Milltown Contracting Incorporated 1059 E 13th Ave - Laneway House Address assigned per the approved plans, Fire and Emergency street access (walkway) to the secondary suite is from the east side. Street access must be provided & maintained at all times and the building address posted to be visible from the street in accordance with the Building By-law prior to Final Inspection. ******THIS PERMIT HAS BEEN ISSUED UNDER THE REQUIREMENTS OF VBBL 2014 AND THE GREEN HOMES PROGRAM****** West side exterior walls to conform with VBBL Part 3 requirements and be constructed using non-combustible construction and cladding and have a one hour fire resistance rating. | Alpine Sprinkler Systems Ltd
EP-2022-01985 | 2022-03-10 | 2816 TRINITY STREET, Vancouver, BC V5K 1E9 | Electrical Permit | Residential | New | Expired | Temporary Power - Residential - To provide temporary power. Renewal EP-2021-01795 | Dantec Services Ltd
SP-2022-00101 | 2022-06-01 | 27 E 7TH AVENUE #300, Vancouver, BC V5T 1M4 | Sprinkler Permit | Commercial | Tenant Improvement | Completed | Commercial - BP: #300 Sprinkler alterations to provide tenant improvements to a laboratory with ancillary office on the 3rd floor of this existing commercial building on this site. | Priority Fire Systems Ltd
EP-2022-09445 | 2022-11-09 | 27 E 7TH AVENUE #300, Vancouver, BC V5T 1M4 | Electrical Permit | Commercial | Tenant Improvement | Completed | Installation / Repair - Commercial - Installation of lighting, lighting control, emergency lights, backup generator, power feeder, branch circuits, power feeders, Cable tray system, wire mold system. >BP: Interior alterations to provide tenant improvements to a laboratory with ancillary office on the 3rd floor of this existing commercial building on this site. Scope of work: - To replace existing roof top units - Remove interior walls & electrical - Install interior walls, doors, plumbing fixtures, electrical work, equipment, accessible washroom, and millwork REVISION #1 Sept.28/22 mk - Architectural, Structural, Mechanical, & Electrical revised for #300 & #400 as outlined on application form and revised plans pages 1-47. - Increase project value by $30,000, from $2,000,000.00 to $2,030,000.00 (fees for BP-2021-05947 paid for under this permit) Energy Upgrade: E2 - SWH - Upgrade SWH system Temperature Controls (per 7.4.4.1 of ASHRAE 90.1-2016) Note: Energy checklist is currently no longer required with your Building Permit (BP) application. Some supporting documents are still required at BP stage, specifically Envelope and HVAC, if applicable. Service Water Heating and Lighting supporting documents, if applicable, must be submitted with your related trades permits (e.g. electrical and plumbing). All energy upgrades will be checked during inspections stage. It is the applicant’s responsibility to identify and note all required upgrades including energy upgrades on their BP drawings at BP stage. | Action Electric Ltd
PP-2022-04252 | 2022-12-22 | 27 E 7TH AVENUE #300, Vancouver, BC V5T 1M4 | Plumbing Permit | Commercial | New | Completed | Commercial - #300 Interior alterations to provide tenant improvements to a laboratory with ancillary office on the 3rd floor of this existing commercial building on this site. Scope of work: - To replace existing roof top units - Remove interior walls & electrical - Install interior walls, doors, plumbing fixtures, electrical work, equipment, accessible washroom, and millwork REVISION #1 Sept.28/22 mk - Architectural, Structural, Mechanical, & Electrical revised for #300 & #400 as outlined on application form and revised plans pages 1-47. | DAVIDSON BROS MECHANICAL CONTRACTORS
EP-2023-00582 | 2023-01-25 | 27 E 7TH AVENUE #300, Vancouver, BC V5T 1M4 | Electrical Permit | Commercial | Tenant Improvement | Completed | Installation / Repair - Commercial - Low voltage control wiring of air valves, EF, RTU and fume hood >BP: Interior alterations to provide tenant improvements to a laboratory with ancillary office on the 3rd floor of this existing commercial building on this site. Scope of work: - To replace existing roof top units - Remove interior walls & electrical - Install interior walls, doors, plumbing fixtures, electrical work, equipment, accessible washroom, and millwork REVISION #1 Sept.28/22 mk - Architectural, Structural, Mechanical, & Electrical revised for #300 & #400 as outlined on application form and revised plans pages 1-47. - Increase project value by $30,000, from $2,000,000.00 to $2,030,000.00 (fees for BP-2021-05947 paid for under this permit) OK for DB per Benjamin Dufix & Maxine Schelger, Andrew Wroblewski OK for field review per Jamie Zhang, Nov.15/21 Energy Upgrade: E2 - SWH - Upgrade SWH system Temperature Controls (per 7.4.4.1 of ASHRAE 90.1-2016) Note: Energy checklist is currently no longer required with your Building Permit (BP) application. Some supporting documents are still required at BP stage, specifically Envelope and HVAC, if applicable. Service Water Heating and Lighting supporting documents, if applicable, must be submitted with your related trades permits (e.g. electrical and plumbing). All energy upgrades will be checked during inspections stage. It is the applicant’s responsibility to identify and note all required upgrades including energy upgrades on their BP drawings at BP stage. | ESC Automation Inc
SP-2022-00416 | 2022-05-11 | 1991 FRANKLIN STREET, Vancouver, BC | Sprinkler Permit | Commercial | Tenant Improvement | Issued | Commercial - Adds & Relocates Interior alterations: Interior alterations to provide tenant improvement (1991 Franklin St.) for this Lighting supplier in this existing warehouse building (220 Victoria Drive) on this site. Note: "This permit has been reviewed under the 2019 Vancouver Building By-law (#12511)." *****This application does not include any of the following: 1. Not more than 20 sprinklers (add, relocate, or remove), 2. hydraulic calculations, 3. change in occupancy and /or hazard classification, 4. warehouse storage arrangements, 5. mobile compact storage arrangements, 6. alternative solutions, 7. changes to the sprinkler system supply piping (e.g. valves, mains, cross-mains, branch-lines, etc.), or 8. flexible sprinkler pipe. | Aries Fire Protection Ltd
SP-2023-01487 | NULL | 1991 FRANKLIN STREET, Vancouver, BC | Sprinkler Permit | Commercial | Tenant Improvement | Submitted | Commercial - Add/Relocate (12) sprinklers >BP: Interior alterations: Interior alterations to provide tenant improvement (1991 Franklin St.) for this Lighting supplier in this existing warehouse building (220 Victoria Drive) on this site. *****This application does not include any of the following: 1. Not more than 20 sprinklers (add, relocate, or remove), 2. hydraulic calculations, 3. change in occupancy and /or hazard classification, 4. warehouse storage arrangements, 5. mobile compact storage arrangements, 6. alternative solutions, 7. changes to the sprinkler system supply piping (e.g. valves, mains, cross-mains, branch-lines, etc.), or 8. flexible sprinkler pipe. | NULL
EP-2023-11314 | 2023-12-22 | 1991 FRANKLIN STREET, Vancouver, BC | Electrical Permit | Commercial | Tenant Improvement | Issued | Installation / Repair - Commercial - Electrical installation for tenant improvement of lighting agency office. >BP: Interior alterations: Interior alterations to provide tenant improvement (1991 Franklin St.) for this Lighting supplier in this existing warehouse building (220 Victoria Drive) on this site. CRP: Danny Wong, Tel. (604) 773-2068 Email: dwong@architelier.com Building Review Branch's Note: This unit is one storey with mezzanine level. Note: "This permit has been reviewed under the 2019 Vancouver Building By-law (#12511)." | 578541 BC Ltd
EP-2023-04617 | 2023-05-30 | 1930 PANDORA STREET #311, Vancouver, BC | Electrical Permit | Commercial | New | Completed | Installation / Repair - Commercial - Low voltage installation of alarm system, CCTV and Access Control. | Telus Custom Security Systems Inc
NULL | NULL | 1990 PANDORA STREET, Vancouver, BC | Gas Permit | Residential | Tenant Improvement | Draft | Residential - gas permit required for new gas stove | Holland Plumbing Services Inc
EP-2023-07296 | 2023-08-10 | 1970 PANDORA STREET, Vancouver, BC | Electrical Permit | Commercial | Tenant Improvement | Completed | Installation / Repair - Commercial - Installation of electrical service supply to owner supplied air-curtains over loading-bay door. | Consolidated Electrical Installations Ltd
PP-2022-04449 | NULL | 1971 FRANKLIN STREET, Vancouver, BC | Plumbing Permit | Commercial | Tenant Improvement | Draft | Commercial - Re/re of 1 new wall-hang bathroom toilet to meet ADA requirements. Re/re of 1 ADA compliant bathroom handicap sink. | Via Plumbing Heating and Drainage Ltd
EP-2022-10186 | 2022-12-05 | 1971 FRANKLIN STREET, Vancouver, BC | Electrical Permit | Commercial | Renovation | Completed | Installation / Repair - Commercial - safety check minor alteration for previous electrical installation >BP: Interior alterations to provide first tenant improvements for a new Wholesale Class A tenant occupying one level plus mezzanine at this existing mixed use building at this site. | Shuming Electric Ltd
SP-2022-02062 | 2022-12-13 | 1971 FRANKLIN STREET, Vancouver, BC | Sprinkler Permit | Commercial | Tenant Improvement | Completed | Commercial - Sprinkler head adds >BP: Interior alterations to provide first tenant improvements for a new Wholesale Class A tenant occupying one level plus mezzanine at this existing mixed use building at this site. Note: 1) No showroom proposed at this unit. 2) Tenant: Oremony Design Crop *****This application does not include any of the following: 1. Not more than 20 sprinklers (add, relocate, or remove), 2. hydraulic calculations, 3. change in occupancy and /or hazard classification, 4. warehouse storage arrangements, 5. mobile compact storage arrangements, 6. alternative solutions, 7. changes to the sprinkler system supply piping (e.g. valves, mains, cross-mains, branch-lines, etc.), or 8. flexible sprinkler pipe. | Troy Life & Fire Safety Limited Protection Incendia Troyu Ltee
PP-2022-04448 | 2022-12-15 | 1971 FRANKLIN STREET, Vancouver, BC | Plumbing Permit | Commercial | Tenant Improvement | Completed | Commercial - 1. Removal and reinstallation of 1 new wall-hang bathroom toilet to meet ADA requirements. 2. Removal and reinstallation of 1 ADA compliant bathroom handicap sink (CF-2022-007284) >Interior alterations to provide first tenant improvements for a new Wholesale Class A tenant occupying one level plus mezzanine at this existing mixed use building at this site. Note: 1) No showroom proposed at this unit. 2) Tenant: Oremony Design Crop CF-2022-007284 Letter of assurance provided by: Schedule A & B (Architectural): Sengsack Tsoi, 604-780-7429 Schedule B (Electrical): Gurpreer Purewal, 604-593-2293 Schedule B (Mechanical & Plumbing): Xiangyang Tan, P.Eng, 778-706-5858 | Via Plumbing Heating and Drainage Ltd
EP-2022-08594 | 2022-10-11 | 1931 FRANKLIN STREET, Vancouver, BC | Electrical Permit | Commercial | Renovation | Completed | Installation / Repair - Commercial - To install emergency lights in a warehouse. Interior alterations to provide improvements for first wholesale A tenant in this existing wholesale space, with work to include partition walls, washrooms, lunchroom, storage racks and additional lighting in this existing wholesale building. | Aidea Solutions Ltd
EP-2022-00857 | 2022-02-04 | 1930 PANDORA STREET #200, Vancouver, BC | Electrical Permit | Commercial | NULL | Expired | Annual / Operating - Annual operating and maintenance of the building >VALID JAN 08/2022 TIL JAN 07/2023 EXPIRED PERMIT: EP-2021-00441 | Treeline Electrical Services Inc
PP-2023-01114 | 2023-03-30 | 2110 LAHB AVENUE, Vancouver, BC V1V 1V1 | Plumbing Permit | Commercial | Addition | Completed | Commercial - INSTALL RP BACKFLOW | Cobing Building Solutions Ltd
EP-2022-00205 | 2022-01-12 | 1531 E 14TH AVENUE, Vancouver, BC V5N 2C9 | Electrical Permit | Residential | New | Expired | Temporary Power - Residential - To provide temporary power. | AMTEK Electric Ltd
SP-2022-00633 | 2022-04-28 | 1531 E 14TH AVENUE, Vancouver, BC V5N 2C9 | Sprinkler Permit | Residential | New | Completed | Residential - To Install 46 sprinkler heads To alter, relocate the building to the west by 6", add at the rear, and convert this existing 3-storey one-family dwelling to a multiple conversion dwelling (Building 1; $627,500) containing two dwelling units and to stratify the lot. | General Sprinkler Systems Ltd
NULL | NULL | 1531 E 14TH AVENUE, Vancouver, BC V5N 2C9 | Sprinkler Permit | Residential | New | Draft | Residential - To install 14 sprinkler heads | General Sprinkler Systems Ltd
NULL | NULL | 1531 E 14TH AVENUE, Vancouver, BC V5N 2C9 | Plumbing Permit | Residential | New | Draft | Residential - storm sump, drain tile, rain water leaders, sanitary to property line | Prive Excavating Ltd
PP-2022-01491 | 2022-05-03 | 1531 E 14TH AVENUE, Vancouver, BC V5N 2C9 | Plumbing Permit | Residential | New | Completed | Residential - Sump | Prive Excavating Ltd
GP-2022-03214 | 2022-10-20 | 1531 E 14TH AVENUE, Vancouver, BC V5N 2C9 | Gas Permit | Residential | New | Completed | Residential - New gas piping for a duplex >BP: To alter, relocate the building to the west by 6", add at the rear, and convert this existing 3-storey one-family dwelling to a multiple conversion dwelling (Building 1) containing two dwelling units and to stratify the lot. | ASPRA PLUMBING & HEATING LTD.
GP-2022-03343 | 2022-11-02 | 1531 E 14TH AVENUE, Vancouver, BC V5N 2C9 | Gas Permit | Residential | New | Completed | Residential - Install gas fireplace with vent & hook up | Fastgo System 2011 Inc DBA Fireplaces Unlimited
EP-2022-09545 | 2022-11-21 | 1531 E 14TH AVENUE, Vancouver, BC V5N 2C9 | Electrical Permit | Residential | Addition | Completed | Installation / Repair - Residential - New construction duplex Electrical rough-wire and finishing 200A triplex main service 100A each disconnect switch Evc >Permit Amendment Oct 13, 2023 -"Load calcuylation which was submitted for 1535 E14 is being Uploaded here. Please let me know if that is acceptable" *Document(s) uploaded to "Application Documents" tab for Electrical Inspector review. Documents are at pending status at time of permit amendment approval >BP: To alter, relocate the building to the west by 6", add at the rear, and convert this existing 3-storey one-family dwelling to a multiple conversion dwelling (Building 1; $627,500) containing two dwelling units and to stratify the lot. Stru B & Geotech B are submitted. ******THIS PERMIT HAS BEEN ISSUED UNDER THE REQUIREMENTS OF VBBL 2019******** See BP-2021-00148 for Building 2 on site (Infill) addressed 1535 E 14th Av. Building Review Branch Notes: - All new windows, doors and skylights shall conform to VBBL 9.7.4.2. All operable skylights shall conform to VBBL 9.7.5.4. - Glass guard top cap shall be capable of transferring the guard loads to the structural component of the building as per VBBL 9.8.8.8. - Fire place vent of 1531 E 14th through the roof should not be located within 1.2m from the west property line. Processed during the 2020 pandemic. | AMTEK Electric Ltd
EP-2022-09595 | 2022-11-15 | 1531 E 14TH AVENUE, Vancouver, BC V5N 2C9 | Electrical Permit | Residential | New | Completed | Installation / Repair - Residential - low voltage & security alarm completion >>BP: Building Permit for DP-2019-00537 (MCD) To alter, relocate the building to the west by 6", add at the rear, and convert this existing 3-storey one-family dwelling to a multiple conversion dwelling (Building 1; $627,500) containing two dwelling units and to stratify the lot. Stru B & Geotech B are submitted. ******THIS PERMIT HAS BEEN ISSUED UNDER THE REQUIREMENTS OF VBBL 2019******** | Xon Automation Ltd
EP-2023-00444 | 2023-01-19 | 1531 E 14TH AVENUE, Vancouver, BC V5N 2C9 | Electrical Permit | Residential | New | Expired | Temporary Power - Residential - To provide temporary power. -Renewal of EP-2022-00205 -Valid: January 13, 2023 - January 12, 2024 | AMTEK Electric Ltd
PP-2022-02758 | 2022-08-09 | 1531 E 14TH AVENUE, Vancouver, BC V5N 2C9 | Plumbing Permit | Residential | Addition | Completed | Residential - New plumbing for single family residential >BP: To alter, relocate the building to the west by 6", add at the rear, and convert this existing 3-storey one-family dwelling to a multiple conversion dwelling (Building 1; $627,500) containing two dwelling units and to stratify the lot. Stru B & Geotech B are submitted. ******THIS PERMIT HAS BEEN ISSUED UNDER THE REQUIREMENTS OF VBBL 2019******** See BP-2021-00148 for Building 2 on site (Infill) addressed 1535 E 14th Av. Building Review Branch Notes: - All new windows, doors and skylights shall conform to VBBL 9.7.4.2. All operable skylights shall conform to VBBL 9.7.5.4. - Glass guard top cap shall be capable of transferring the guard loads to the structural component of the building as per VBBL 9.8.8.8. - Fire place vent of 1531 E 14th through the roof should not be located within 1.2m from the west property line. Processed during the 2020 pandemic. | ASPRA PLUMBING & HEATING LTD.
PP-2023-03017 | 2023-08-24 | 1531 E 14TH AVENUE, Vancouver, BC V5N 2C9 | Plumbing Permit | Residential | New | Completed | Residential - MCD - 3/4 DCVA backflow preventer for lawn irrigation | Yue Jin Qiu
EP-2023-09254 | 2023-10-13 | 1283 HOWE STREET, Vancouver, BC V6Z 0E3 | Electrical Permit | Commercial | NULL | Issued | Annual / Operating - Annual Operating Permit Minor electrical installation, repairs, and maintenance. renewal of EP-2022-08300 -Valid: Oct. 1, 2023 - Sept. 30, 2024 | Berts Electric (2001) Ltd
EP-2022-08300 | 2022-09-29 | 1283 HOWE STREET, Vancouver, BC V6Z 0E3 | Electrical Permit | Commercial | NULL | Expired | Annual / Operating - Annual Operating Permit -renewal of EP-2021-07249 -Valid: Oct. 1, 2022 - Sept. 30, 2023 Minor electrical installation, repairs and maintenance. | Berts Electric (2001) Ltd
PP-2023-03710 | 2023-10-20 | 1291 HOWE STREET, Vancouver, BC V6Z 1R3 | Plumbing Permit | Commercial | Addition | Completed | Commercial - Install RPBA on chemical dispensing unit | Michael M Connolly
EP-2022-00209 | 2022-01-27 | 835 DRAKE STREET, Vancouver, BC V6Z 1R3 | Electrical Permit | Commercial | Tenant Improvement | Completed | Installation / Repair - Commercial - Commercial TI. Supply and install lights and plugs as per layout. -Existing service to remain, no alterations to service. >BP: Interior alterations to provide improvements for a new similar to Health Enhancement Centre with ancillary Health Care Office tenant at 835 Drake St in this existing mixed-use building. OK for field review as per Eun Jeon, September 22, 2021 Related to DP-2021-00781 for change of use from Beauty and Wellness Centre to similar to Health Enhancement Centre with ancillary Health Care Office. | Born West Electrical Ltd
EP-2022-01487 | 2022-03-01 | 835 DRAKE STREET, Vancouver, BC V6Z 1R3 | Electrical Permit | Commercial | Renovation | Completed | Installation / Repair - Commercial - Alarm installation. -This installation is just for intrusion ( security Alarm ) for 2 doors / 2 motion detectors & 1 key pad, performing low voltage. | Husky Alarm Integration Ltd
PP-2022-00623 | 2022-02-22 | 835 DRAKE STREET, Vancouver, BC V6Z 1R3 | Plumbing Permit | Commercial | Renovation | Completed | Commercial - Interior alterations to provide improvements for a new similar to Health Enhancement Centre with ancillary Health Care Office tenant at 835 Drake St in this existing mixed-use building. | Richard M Brown
EP-2022-00269 | 2022-01-14 | 3325 NORTH ARM AVENUE, Vancouver, BC V1V 1V1 | Electrical Permit | Commercial | Addition | Expired | Temporary Power - Commercial - To provide temporary power. | Trans-Western Electric Ltd
EP-2024-00498 | 2024-01-19 | 3325 NORTH ARM AVENUE, Vancouver, BC V1V 1V1 | Electrical Permit | Commercial | Addition | Issued | Temporary Power - Commercial - To provide temporary power. | Trans-Western Electric Ltd
EP-2023-00391 | 2023-01-17 | 3325 NORTH ARM AVENUE, Vancouver, BC V1V 1V1 | Electrical Permit | Commercial | Addition | Expired | Temporary Power - Commercial - To provide temporary power. | Trans-Western Electric Ltd
PP-2022-04477 | 2022-12-15 | 2021 E 4TH AVENUE, Vancouver, BC V5N 1K5 | Plumbing Permit | Residential | New | Completed | Residential - Lawn sprinkler | Big City Sprinklers
EP-2022-07658 | 2022-09-12 | 1220 STATION STREET, Vancouver, BC V1V 1V1 | Electrical Permit | Commercial | New | Expired | Temporary Power - Commercial - To provide temporary power. | INT Electrical Ltd
PP-2022-02368 | 2022-07-07 | 1220 STATION STREET, Vancouver, BC V1V 1V1 | Plumbing Permit | Commercial | New | Completed | Commercial - Install 2" backflow preventer premise isolation. To construct a 13 storey mixed-use building consisting of: 1 st storey - Retail shell (Group E) and a Restaurant shell ( Group A-2) 2nd to 13 th storeys - Office shell (2nd to 13th floors) all over 6 levels of underground parking. | Vantage Mechanical Ltd
EP-2023-09334 | 2023-10-17 | 285 E 10TH AVENUE, Vancouver, BC V5T 0H6 | Electrical Permit | Commercial | NULL | Issued | Annual / Operating - Maintenance of existing operating electrical equipment in compliance with the Electrical By-law No. 5563. | City Solutions Electrical Ltd
EP-2024-00270 | NULL | 1260 E 14TH AVENUE, Vancouver, BC V5T 2P3 | Electrical Permit | Residential | New | Application Incomplete | Installation / Repair - Residential - Install Nema 14-50R outlet by garage overhead door approx 20 ft from main panel | Kevin Francis Wong
EP-2022-04163 | 2022-05-19 | 2888 ARBUTUS STREET, Vancouver, BC V6J 3Y7 | Electrical Permit | Commercial | New | Expired | Temporary Power - Commercial - To provide temporary power. ** Amend 06/28/2021** Please change service description to: 200A 120/240v Single phase 3 wire | Alpine Electric Ltd
EP-2023-10757 | 2023-11-29 | 2888 ARBUTUS STREET, Vancouver, BC V6J 3Y7 | Electrical Permit | Commercial | New | Issued | Temporary Power - Commercial - To provide temporary power. ** Amend 06/28/2021** Please change service description to: 200A 120/240v Single phase 3 wire | Alpine Electric Ltd
SP-2022-01541 | 2023-01-26 | 2888 ARBUTUS STREET, Vancouver, BC V6J 3Y7 | Sprinkler Permit | Commercial | New | Issued | Commercial - To install sprinkler to NFPA 13 2013 and standpipes to NFPA 14 2013 in this 4 storey mixed use commercial and residential building consisting of 2 retail units on ground floor and 20 residential units above over 2 level of underground parking having access from a lane. | General Sprinkler Systems Ltd
NULL | NULL | 2888 ARBUTUS STREET, Vancouver, BC V6J 3Y7 | Electrical Permit | Commercial | New | Draft | Temporary Power - Commercial - To provide temporary power. | Alpine Electric Ltd
NULL | NULL | 2888 ARBUTUS STREET, Vancouver, BC V6J 3Y7 | Gas Permit | Commercial | New | Draft | Commercial - Installing new gas line for 20 residential units, 6 Roof top kitchen and a hot water tank | Ashton Service Group/Ashton Mechanical Ltd.
EP-2023-06248 | 2023-07-11 | 2888 ARBUTUS STREET, Vancouver, BC V6J 3Y7 | Electrical Permit | Commercial | New | Issued | Temporary Power - Commercial - To provide temporary power. ** Amend 06/28/2021** Please change service description to: 200A 120/240v Single phase 3 wire | Alpine Electric Ltd
EP-2023-03935 | 2023-05-05 | 2888 ARBUTUS STREET, Vancouver, BC V6J 3Y7 | Electrical Permit | Commercial | New | Issued | Temporary Power - Commercial - To provide temporary power. | Alpine Electric Ltd
EP-2023-02600 | 2023-03-31 | 1269 W 8TH AVENUE, Vancouver, BC V6H 1C7 | Electrical Permit | Commercial | NULL | Issued | Annual / Operating - Maintenance of existing operating electrical equipment. | JS Electric Ltd
EP-2023-02235 | NULL | 1269 W 8TH AVENUE, Vancouver, BC V6H 1C7 | Electrical Permit | Commercial | NULL | Cancelled | Annual / Operating - Maintenance of existing operating electrical equipment. | Red Seal Electric Ltd
NULL | NULL | 1269 W 8TH AVENUE, Vancouver, BC V6H 1C7 | Electrical Permit | Commercial | NULL | Withdrawn | Annual / Operating - Operating and maintaining electrical equipment. | Red Seal Electric Ltd
SP-2022-00031 | 2022-02-15 | 1269 W 8TH AVENUE, Vancouver, BC V6H 1C7 | Sprinkler Permit | Commercial | Renovation | Completed | Commercial - To install sprinkler to NFPA 13 in this (Character home) Multiple Conversion Dwelling (Building 2) containing 3 dwelling units as follows: 2 dwelling units (Rental) on the 2nd storey accessed from Birch St 1 dwelling unit on the combined 3rd, 4th and 5th storey accessed from W 8th Av See SP-2022-00027 for site work | FIRE-TECH SPRINKLERS LTD
EP-2022-00971 | 2022-02-08 | 1269 W 8TH AVENUE, Vancouver, BC V6H 1C7 | Electrical Permit | Residential | Addition | Completed | Installation / Repair - Residential - structured wiring, intercom system, surveillance system, security alarm system, audio system, vacuum system, home automation integration >BP: To relocate and convert the existing one family dwelling (Character home) to a Multiple Conversion Dwelling (Building 2) containing 3 dwelling units as follows: 2 dwelling units (Rental) on the 2nd storey accessed from Birch St 1 dwelling unit on the combined 3rd, 4th and 5th storey accessed from W 8th Av Refer to BP-2019-02443 for full scope of work of the entire development. Stage 1 (excavation and shoring) issued- 14-Jan-2020. Stage 2 -(full structural and revision to excavation and shoring drawings to excavate and allow construction of P2) - issued 29-June-2021. Stage 3 ( full permit) issued - 29-Nov-2021. | Vancouver Audiospace Home Control Ltd
NULL | NULL | 1285 W 8TH AVENUE, Vancouver, BC V6H 1C7 | Electrical Permit | Residential | New | Withdrawn | Installation / Repair - Residential - structured wiring, intercom system, vacuum system | Vancouver Audiospace Home Control Ltd
SP-2022-00030 | 2022-02-15 | 1285 W 8TH AVENUE, Vancouver, BC V6H 1C7 | Sprinkler Permit | Commercial | Addition | Completed | Commercial - To install srpinkler to NFPA 13 throughout this (Character home Building 3) containing 3 dwelling units as follows: 2 dwelling units (Rental) on the 2nd storey accessed from Birch St 1 dwelling unit on the combined 3rd, 4th and 5th storey accessed from W 8th Av See SP-2022-00027 for site work | FIRE-TECH SPRINKLERS LTD
SP-2022-00029 | 2022-02-15 | 1295 W 8TH AVENUE, Vancouver, BC V6H 1C7 | Sprinkler Permit | Commercial | New | Completed | Commercial - To install sprinklers to NFPA 13 throughout this (Character home Building 4) 3 dwelling units as follows: 2 dwelling units (Rental) on the 2nd storey accessed from Birch St 1 dwelling unit on the combined 3rd, 4th and 5th storey accessed from W 8th Av See SP-2022-00027 for site work | FIRE-TECH SPRINKLERS LTD
EP-2022-00970 | 2022-02-08 | 1295 W 8TH AVENUE, Vancouver, BC V6H 1C7 | Electrical Permit | Residential | Addition | Completed | Installation / Repair - Residential - structured wiring, audio video intercom system, surveillance system, security alarm, audio system, vacuum system, home automation integration >BP: To relocate and convert the existing one family dwelling (Character home) to a Multiple Conversion Dwelling (Building 4) containing 3 dwelling units as follows: 2 dwelling units (Rental) on the 2nd storey accessed from Birch St 1 dwelling unit on the combined 3rd, 4th and 5th storey accessed from W 8th Av Note: Refer to BP-2019-02443 for full scope of work of the entire development. This is a sloping site and the parking garage is the first storey. Stage 1 (excavation and shoring) issued - 14-Jan-2020 Stage 2 -(full structural and revision to excavation and shoring drawings to excavate and allow construction of P2) - issued 29-June-2021. Stage 3 (full permit) issued - 29-Nov-2021 | Vancouver Audiospace Home Control Ltd
SP-2022-00027 | 2022-02-15 | 2366 BIRCH STREET, Vancouver, BC V6H 0C7 | Sprinkler Permit | Commercial | New | Completed | Commercial - This permit is for the installation of sprinkler to NFPA 13 and standpipes NFPA 14 in the below grade facilities for the proposed development: To develop a 5 storey Multiple Dwelling complex over 1 level of common underground parking consisting of five buildings containing a total of 23 dwelling units as follows: - To construct a Multiple Dwelling (Building 1 / 2366 Birch St) containing 12 dwelling units (12 strata units) Refer to SP-2020-01624 - To relocate, convert and fully upgrade the existing Character Home to a Multiple Conversion Dwelling (Building 2 / 1269 W 8th Av) containing 3 dwelling units (1 strata unit and 2 Rental units) Refer to SP-2022-00031 - To relocate, convert and fully upgrade the existing Character Home to a Multiple Conversion Dwelling (Building 3 / 1285 W 8th Av) containing 3 dwelling units (1 strata unit and 2 Rental units) Refer to SP-2022-00030 - To relocate, convert and fully upgrade the existing Character Home to a Multiple Conversion Dwelling (Building 4 / 1295 W 8th Av) containing 3 dwelling units (1 strata unit and 2 Rental units) Refer to SP-2022-00029 - To construct a Multiple Dwelling (Building 5 / 1299 W 8th Av) containing 2 dwelling units (2 strata units) Refer to SP-2022-00028 | FIRE-TECH SPRINKLERS LTD
SP-2020-01624 | 2022-02-15 | 2366 BIRCH STREET, Vancouver, BC V6H 0C7 | Sprinkler Permit | Commercial | New | Completed | Commercial - To install sprinklers to NFPA 13 throughout this 5 storey Multiple Dwelling complex over 1 level of common underground parking consisting of five buildings containing a total of 23 dwelling units as follows: See SP-2022-00027 for site work | FIRE-TECH SPRINKLERS LTD
EP-2022-07094 | 2022-08-23 | 2366 BIRCH STREET, Vancouver, BC V6H 0C7 | Electrical Permit | Commercial | New | Completed | Installation / Repair - Commercial - 90 ft of heat trace at parkade entrance on domestic cold water pipe. >BP: This permit was issued for all site work and below grade facilities for the proposed development: To develop a 5 storey Multiple Dwelling complex over 1 level of common underground parking consisting of five buildings containing a total of 23 dwelling units as follows: - To construct a Multiple Dwelling (Building 1 / 2366 Birch St) containing 12 dwelling units (12 strata units) Refer to BP-2020-00037 - To construct a Multiple Dwelling (Building 5 / 1299 W 8th Av) containing 2 dwelling units (2 strata units) Refer to BP-2020-00041 Note: This is a sloping site and the parking garage is the first storey. All fees for the entire development on this site applied against this permit. This Permit was issued under VBBL 2014. Stage 1 (excavation and shoring) issued - 14-Jan-2020. Stage 2 -(full structural and revision to excavation and shoring drawings to excavate and allow construction of P2) - issued 29-June-2021. Stage 3- (full Construction) issued - 29- Nov-2021 21-July-2021 - Revision 21-July-2022 - Change of RPR for Mechanical & Plumbing discipline. As of Dec 4th, 2021 Geoffrey Chiu, P. Eng. undertook the responsibilities as RPR for Mechanical & Plumbing discipline. Schedule B and Letter by Mr. Chiu on file. | Brian Wuttke
EP-2022-09069 | 2022-10-26 | 2366 BIRCH STREET, Vancouver, BC V6H 0C7 | Electrical Permit | Commercial | New | Completed | Installation / Repair - Commercial - Access control and alarm systems >BP: This permit was issued for all site work and below grade facilities for the proposed development: To develop a 5 storey Multiple Dwelling complex over 1 level of common underground parking consisting of five buildings containing a total of 23 dwelling units as follows: Note: This is a sloping site and the parking garage is the first storey. All fees for the entire development on this site applied against this permit. This Permit was issued under VBBL 2014. Stage 1 (excavation and shoring) issued - 14-Jan-2020. Stage 2 -(full structural and revision to excavation and shoring drawings to excavate and allow construction of P2) - issued 29-June-2021. Stage 3- (full Construction) issued - 29- Nov-2021 21-July-2021 - Revision 21-July-2022 - Change of RPR for Mechanical & Plumbing discipline. As of Dec 4th, 2021 Geoffrey Chiu, P. Eng. undertook the responsibilities as RPR for Mechanical & Plumbing discipline. Schedule B and Letter by Mr. Chiu on file. | Senex Security Inc
EP-2023-01585 | 2023-02-24 | 177 ROBSON STREET, Vancouver, BC V6B 0N3 | Electrical Permit | Commercial | Addition | Completed | Installation / Repair - Commercial - -Supply and install 40A breaker in existing EV Panel -Supply and install EMT Conduit and cabling to EV Charger location -Install customer supplied CT4021 according to CE Code and Chargepoint regulations -Test connections and commission installation | TDR Electric Inc
EP-2023-06138 | NULL | 5059 EARLES STREET, Vancouver, BC | Electrical Permit | Residential | Tenant Improvement | Applicant Revisions | Installation / Repair - Residential - Electrical installation of 2 mini split systems *MP-2023-01252: Issued (Heating and Cooling) | Moore And Russell Heating And Air Conditioning Ltd
MP-2023-01252 | 2023-07-07 | 5059 EARLES STREET, Vancouver, BC | Mechanical Permit | NULL | NULL | Issued | NULL | Moore & Russell Heating Ltd
EP-2022-00914 | 2022-02-07 | 2661 HORLEY STREET, Vancouver, BC V5R 4R7 | Electrical Permit | Commercial | NULL | Expired | Annual / Operating - ANNUAL OPERATING PERMIT FOR FIRE ALARM -renewal of EP-2020-09021 -valid: October 22, 2021 - October 21, 2022 | Megatech Trades Corp
EP-2023-10944 | 2023-12-13 | 2661 HORLEY STREET, Vancouver, BC V5R 4R7 | Electrical Permit | Commercial | NULL | Issued | Annual / Operating - Annual Operating Permit general electrical throughout this site | Fina Electrical Systems Ltd
EP-2023-09821 | 2023-10-31 | 2661 HORLEY STREET, Vancouver, BC V5R 4R7 | Electrical Permit | Commercial | NULL | Issued | Annual / Operating - ANNUAL OPERATING PERMIT FOR FIRE ALARM - Renewal of EP-2022-09946 -valid: October 22, 2023 - October 21, 2024 | Megatech Trades Corp
EP-2023-03348 | 2023-06-02 | 497 E 10TH AVENUE, Vancouver, BC | Electrical Permit | Residential | Addition | Completed | Installation / Repair - Residential - AC - INSTALLATION *MP-2023-00659 | Reliance Comfort Limited Partnership
MP-2023-00659 | 2023-11-23 | 497 E 10TH AVENUE, Vancouver, BC | Mechanical Permit | NULL | NULL | Completed | NULL | Reliance Comfort Limited Partnership
EP-2023-01249 | 2023-03-13 | 128 W WOODSTOCK AVENUE, Vancouver, BC | Electrical Permit | Commercial | New | Issued | Installation / Repair - Commercial - Multifamily (Town House Building with under ground Parkade) >BP: To construct a new 4 storey residential building consisting of 20 dwelling units, all over a single level of below grade parking having access from W Woodstock Avenue, as well as connection at P1 level with adjacent building at 136 W Woodstock Ave, related to AL-2020-00030. There are two blocks of buildings on this site (North and South) yet this will be treated as a single building since the lowest floor level of the North building is at the same level of the storage garage, there is only a 1.5 hour separation between the storage garage and the dwelling unit, the concrete podium slab will be constructed as a 2 h fire separation. This permit has been reviewed under the 2014 Vancouver Building By-law (#10908). Building to be sprinklered to NFPA 13R requirements. NOTE: This will be a Staged CP process Permit and the CP is Gordon Richards of Jensen Hughes. Stage 1 - Excavation and Shoring - issued September 21, 2022 Stage 2 - Full Construction - issued December 16, 2022 | ICAN Electrical Ltd.
EP-2023-01315 | 2023-02-16 | 128 W WOODSTOCK AVENUE, Vancouver, BC | Electrical Permit | Commercial | New | Completed | Interim - Commercial - Slab and Underground work Interim permit for EP-2023-01249 >BP: >BP: To construct a new 4 storey residential building consisting of 20 dwelling units, all over a single level of below grade parking having access from W Woodstock Avenue, as well as connection at P1 level with adjacent building at 136 W Woodstock Ave, related to AL-2020-00030. There are two blocks of buildings on this site (North and South) yet this will be treated as a single building since the lowest floor level of the North building is at the same level of the storage garage, there is only a 1.5 hour separation between the storage garage and the dwelling unit, the concrete podium slab will be constructed as a 2 h fire separation. This permit has been reviewed under the 2014 Vancouver Building By-law (#10908). Building to be sprinklered to NFPA 13R requirements. NOTE: This will be a Staged CP process Permit and the CP is Gordon Richards of Jensen Hughes. Stage 1 - Excavation and Shoring - September 21, 2022 | ICAN Electrical Ltd.
PP-2022-03584 | 2022-12-23 | 128 W WOODSTOCK AVENUE, Vancouver, BC | Plumbing Permit | Commercial | New | Issued | Commercial - Plumbing works: *******UNDERGOUND ONLY********** * Separate permit required for Civil work* To construct a new 4 storey residential building consisting of 20 dwelling units, all over a single level of below grade parking having access from W Woodstock Avenue >BP: To construct a new 4 storey residential building consisting of 20 dwelling units, all over a single level of below grade parking having access from W Woodstock Avenue, as well as connection at P1 level with adjacent building at 136 W Woodstock Ave, related to AL-2020-00030. There are two blocks of buildings on this site (North and South) yet this will be treated as a single building since the lowest floor level of the North building is at the same level of the storage garage, there is only a 1.5 hour separation between the storage garage and the dwelling unit, the concrete podium slab will be constructed as a 2 h fire separation. This permit has been reviewed under the 2014 Vancouver Building By-law (#10908). Building to be sprinklered to NFPA 13R requirements. | Lucky Five Eight Plumbing & Heating Ltd
EP-2022-09519 | 2022-11-09 | 128 W WOODSTOCK AVENUE, Vancouver, BC | Electrical Permit | Commercial | New | Expired | Temporary Power - Commercial - To provide temporary power. | ICAN Electrical Ltd.
EP-2022-09133 | 2023-02-17 | 128 W WOODSTOCK AVENUE, Vancouver, BC | Electrical Permit | Commercial | New | Issued | Installation / Repair - Commercial - Temporary connection of Security camera equipment to the construction site power | Prism Security Systems Ltd
SP-2022-02035 | NULL | 128 W WOODSTOCK AVENUE, Vancouver, BC | Sprinkler Permit | Commercial | New | Applicant Revisions | Commercial - ***Three (3) Storey Block)*** For all fire suppression system work to the 2014 VBBL; NFPA 13R, 2013, standpipe work to NFPA 14, 2010; and alternative solutions prepared by Jensen Hughes Consulting. Site Description: To construct a new 4 storey residential building consisting of 20 dwelling units, all over a single level of below grade parking having access from W Woodstock Avenue, as well as connection at P1 level with adjacent building at 136 W Woodstock Ave, related to AL-2020-00030. There are two blocks of buildings on this site (North and South) yet this will be treated as a single building since the lowest floor level of the North building is at the same level of the storage garage, there is only a 1.5 hour separation between the storage garage and the dwelling unit, the concrete podium slab will be constructed as a 2 h fire separation. Notes: 1. See SP-2022-02034 for permit description, terms, conditions and accepted documents. | NULL
SP-2022-02034 | NULL | 128 W WOODSTOCK AVENUE, Vancouver, BC | Sprinkler Permit | Commercial | New | Applicant Revisions | Commercial - ***PARKADE*** For all fire suppression system work to the 2014 VBBL; NFPA 13, 2013; standpipe work to NFPA 14, 2010; and alternative solutions prepared by Jensen Hughes Consulting. Site Description: To construct a new 4 storey residential building consisting of 20 dwelling units, all over a single level of below grade parking having access from W Woodstock Avenue, as well as connection at P1 level with adjacent building at 136 W Woodstock Ave, related to AL-2020-00030. There are two blocks of buildings on this site (North and South) yet this will be treated as a single building since the lowest floor level of the North building is at the same level of the storage garage, there is only a 1.5 hour separation between the storage garage and the dwelling unit, the concrete podium slab will be constructed as a 2 h fire separation. THIS IS A CERTIFIED PROFESSIONAL PROJECT and the CP is Gordon Richards, AIBC, CP of Jensen Hughes Consulting This application does not include any of the following: • Warehouse storage arrangements, or mobile compact storage arrangements. • Flexible sprinkler pipe. • Information Technology Equipment Rooms (e.g. IT Rooms, LAN Rooms, etc.). Related Permits: 1. SP-2022-02036 (4 storey block) 2. SP-2022-02035 (3 storey block) 3. AL-2020-00029 Fire Separations in Dwelling Units. Increased smoke detection on all floors and increased sprinkler design density (0.1 gpm/sq.ft.). 4. AL-2020-00030 Fire Separation at Connected Parkades Notes: 1. Fire Suppression System engineer of Record Mr. Ryan Pavey of Cardinal Engineering. T: 604 605 0606. E: pavey@cardinalfire.ca 2. One set of approved drawings and permit to be available for viewing at the jobsite. 3. Construction Standpipe to Bulletin 2017-003-BU/FI, VBBL, NFPA 14, and VFBL. | NULL
SP-2022-02036 | NULL | 128 W WOODSTOCK AVENUE, Vancouver, BC | Sprinkler Permit | Commercial | New | Applicant Revisions | Commercial - ***Four (4) Storey Block)*** For all fire suppression system work to the 2014 VBBL; NFPA 13R, 2013, standpipe work to NFPA 14, 2010; and alternative solutions prepared by Jensen Hughes Consulting. Site Description: To construct a new 4 storey residential building consisting of 20 dwelling units, all over a single level of below grade parking having access from W Woodstock Avenue, as well as connection at P1 level with adjacent building at 136 W Woodstock Ave, related to AL-2020-00030. There are two blocks of buildings on this site (North and South) yet this will be treated as a single building since the lowest floor level of the North building is at the same level of the storage garage, there is only a 1.5 hour separation between the storage garage and the dwelling unit, the concrete podium slab will be constructed as a 2 h fire separation. Notes: 1. See SP-2022-02034 for permit description, terms, conditions and accepted documents. | NULL
EP-2023-10695 | 2023-11-28 | 128 W WOODSTOCK AVENUE, Vancouver, BC | Electrical Permit | Commercial | New | Issued | Temporary Power - Commercial - To provide temporary power. Renewal of EP-2022-09519 Valid: Nov 9, 2023 to Nov 8, 2024 | ICAN Electrical Ltd.
EP-2022-02748 | 2022-04-05 | 128 W WOODSTOCK AVENUE, Vancouver, BC | Electrical Permit | Residential | New | Expired | Temporary Power - Residential - To provide temporary power. | Dragon Electric Ltd
EP-2023-10619 | NULL | 2570 W 2ND AVENUE, Vancouver, BC V6K 1J8 | Electrical Permit | Residential | New | Applicant Revisions | Installation / Repair - Residential - ¦ INFILL- 1FD: 400A ¦ Wiring for new infill *An approved mechanical permit is required for the installation of air conditioning or heat pump unit before a final electrical inspection will be performed >BP: To construct a new one family infill dwelling with an attached two-car garage and one adjacent surface parking space providing a total of three parking spaces having vehicular access from the lane. Building Review Branch Notes: Refer to building permit BP-2020-00064 for all drawings and documents for this site. Related to DP-2019-00243. Building to be sprinklered to NFPA 13R. | Demitri Isidorou
EP-2022-08447 | 2022-10-11 | 3150 KITCHENER STREET, Vancouver, BC V5K 3E9 | Electrical Permit | Commercial | Tenant Improvement | Completed | Installation / Repair - Commercial - Installation of a 50.05 kW Solar Grid Tie System. >BP: To construct a new 2-storey elementary school (Matthew Begbie Elementary School) on this site with 2 accessible parking stalls and one Class B loading space accessed from Grant Street. The existing school building will remain operational during the course of construction. The new elementary school building will provide 12 elementary school classrooms and 2 kindergarten classrooms on levels 1 and 2. Occupant Load: 40 Kindergartens + 300 Elementary + 35 staff = 375 Class 2 Cooking (Steam and Heat Removal): 1. Class 2 Cooking operation (Steam and Heat Removal). 2. Post a sign on the hood, "Cooking causing grease-laden vapours is not allowed. Exhaust system is designed for steam and heat removal only." This is a CP Process, the CP is Kai Mikkelsen, P.Eng. CP. This permit has been reviewed under the 2014 Vancouver Building By-law (#10908). Stage 1 - Full Construction (April 6, 2020) Revision 1 - Change of Mech/Plumb Registered Professional of Record to Patrick Stewart, P.Eng. (February 2, 2021) Revision 2 - Install solar panel array on southeast roof and Change of Electrical EoR from P.Eng. Elena Kaanova to P.Eng. Andrew Tashiro, effective July 3, 2021. (August 16, 2022) | Terratek Energy Solutions Inc
EP-2022-02751 | 2022-04-06 | 3150 KITCHENER STREET, Vancouver, BC V5K 3E9 | Electrical Permit | Commercial | Addition | Completed | Installation / Repair - Commercial - Installation of a ULC listed dialer for the monitoring of the fire panel only Amend: May 3, 2022 Wrong address was provided. Will you please change to: 3150 Kitchener St, Vancouver, BC | Chubb Fire & Security Canada Corp
EP-2022-04333 | 2022-06-06 | 3150 KITCHENER STREET, Vancouver, BC V5K 3E9 | Electrical Permit | Commercial | New | Expired | Temporary Power - Commercial - To provide temporary power. -Renewal of EP-2021-03667 -Valid: May 8, 2022 - May 7, 2023 (note: EP-2021-03667 had an incorrect Valid dates in the work description) | Pacificom Integration Ltd
EP-2022-06546 | 2022-08-04 | 1338 W 67TH AVENUE, Vancouver, BC V6P 4T8 | Electrical Permit | Commercial | New | Issued | Installation / Repair - Commercial - Extra low voltage security system – Installation of access control and entry phone systems To construct a three-storey building containing a new elementary school on the first and second floors and a new child daycare facility for 69 children on the third floor on the eastern portion of the site, with at grade parking spaces, having vehicular parking spaces from the east lane. Principal entrance at W 67th Ave on 2nd storey. Childcare facility will be fitted out with the base building, no separate TI required. | Tyco Integrated Fire & Security Canada Inc/Tyco Feu Et Securite Integres Canada Inc
EP-2023-03196 | 2023-04-13 | 1338 W 67TH AVENUE, Vancouver, BC V6P 4T8 | Electrical Permit | Commercial | New | Completed | Installation / Repair - Commercial - Low voltage cabling installation for communications cabling only. >BP: To construct a three-storey building containing a new elementary school on the first and second floors and a new child daycare facility for 69 children on the third floor on the eastern portion of the site, with at grade parking spaces, having vehicular parking spaces from the east lane. Principal entrance at W 67th Ave on 2nd storey. Childcare facility will be fitted out with the base building, no separate TI required. | Sasco Contractors Ltd
EP-2023-03877 | 2023-06-23 | 1338 W 67TH AVENUE, Vancouver, BC V6P 4T8 | Electrical Permit | Commercial | Addition | Completed | Installation / Repair - Commercial - Installation of a ULC listed dialer (security panel) for the monitoring of the fire panel only. >BP: To construct a three-storey building containing a new elementary school on the first and second floors and a new child daycare facility for 69 children on the third floor on the eastern portion of the site, with at grade parking spaces, having vehicular parking spaces from the east lane. Principal entrance at W 67th Ave on 2nd storey. Childcare facility will be fitted out with the base building, no separate TI required. Outdoor emergency supply storage shed under 10 sq.m. will not require separate permit. The existing two-storey plus basement elementary school (David Lloyd George), on the western portion of the site, will be retained as a swing site for limited time, and the existing portable classrooms will be demolished. This permit has been reviewed under the 2014 Vancouver Building By-law (#10908). Reviewed during the 2020 pandemic crisis. Stage #1 - excavation and foundation - issued 2020-10-28 - COVID Revision #1 - remove Tavis McAuley as contact person - issued 2020-10-28 - COVID Stage #2 - full construction - issued March 23, 2021 Revision #2 - environmental review for school/daycare kitchens - issued April 6, 2021 Revision #3 - Add rough-ins only at slab on grade for potential future fixture connections, as shown on approved drawing. - issued July 30, 2021 | Chubb Fire & Security Canada Corp
SP-2023-01191 | 2023-07-05 | 1296 HOMER STREET, Vancouver, BC V6B 2Y5 | Sprinkler Permit | Commercial | Tenant Improvement | Completed | Commercial - Tenent inprovement 15 heads worked on. >BP: Interior alterations for a new (first TI) fitness studio (A2) tenant in this existing restaurant (A2) shell space in this existing six storey mixed use building. 2019 VBBL Revision #1 - Corridor width reduced in accordance with CSA B651 and internal layout of washrooms revised - accepted Mar.10/23 Revision #2 - changes to interior layout - accepted June 28/23 *****This application does not include any of the following: 1. Not more than 20 sprinklers (add, relocate, or remove), 2. hydraulic calculations, 3. change in occupancy and /or hazard classification, 4. warehouse storage arrangements, 5. mobile compact storage arrangements, 6. alternative solutions, 7. changes to the sprinkler system supply piping (e.g. valves, mains, cross-mains, branch-lines, etc.), or 8. flexible sprinkler pipe. | Metro City Fire Protection Ltd
EP-2023-06795 | 2023-07-26 | 1296 HOMER STREET, Vancouver, BC V6B 2Y5 | Electrical Permit | Commercial | Tenant Improvement | Completed | Installation / Repair - Commercial - Installation of 8 – 4 FT Track light fixtures with LED heads, 8 – 6 FT Track light fixtures, 11 – 12 FT Track light fixtures, 21 – Recessed LED Pot lights, 14 – LED Can lights/Cylinder lights. Relocate existing pendant fixtures to back office area. Install LED Strips as specified in drawings for the following locations: Mens changeroom, Women’s changeroom, Reception Area, Gym area mirrors, Towel drop area. Install ASHRAE approved lighting controls: 1 – Time clock, 1 – Master Switch, 10 – Ceiling occupancy sensors. Install Scene controller for Gym area lighting (25%,50%,75%,100% buttons). Install Emergency lighting: 5 – EM packs with LED heads, 5 – Exit signs. Install Receptacles: 38 – 15A, 2 – 20A, 2 – 20A GFCI, 1 – Dryer Receptacle. Install Communications cabling, jacks and cover plates: 22 – Data, 3 – WAP, Wall mount data rack with patch panel & shelf, power and disconnect for 1 – ERV, 5 – Heat pumps, 1000W Baseboard heater, Fire alarm devices: 7 – Horns, 1 – Stereo shutdown relay. Install Power and Low voltage conduits & boxes for 2 – Power doors, Low voltage conduits and boxes for 1 – Keypad door access. Install 2 – Hand dryers, power for 3 – Sign connections, boxes and wiring only for: 8 – Wall mounted speakers, 2 – Sub woofers, 2 – Volume control stations. Install Hilti Putty Packs on wall devices on Gym walls. Fire alarm Verification and report. Seismic Inspections and reports. >BP: Interior alterations for a new (first TI) fitness studio (A2) tenant in this existing restaurant (A2) shell space in this existing six storey mixed use building. | Ino-Tek Electric Ltd.
PP-2022-03812 | 2022-10-25 | 1296 HOMER STREET, Vancouver, BC V6B 2Y5 | Plumbing Permit | Commercial | Renovation | Completed | Commercial - install new plumbing fixtures | Mayne & Fong Mechanical Systems Inc.
PP-2023-03256 | 2023-09-13 | 1296 HOMER STREET, Vancouver, BC V6B 2Y5 | Plumbing Permit | Commercial | Tenant Improvement | Completed | Commercial - two bathrooms,1 kitchen sink and 1 automatic clothes washer >BP: Interior alterations for a new (first TI) fitness studio (A2) tenant in this existing restaurant (A2) shell space in this existing six storey mixed use building. 2019 VBBL | FS Plumbing & Heating
EP-2023-08661 | 2023-09-26 | 1296 HOMER STREET, Vancouver, BC V6B 2Y5 | Electrical Permit | Commercial | Tenant Improvement | Completed | Installation / Repair - Commercial - Low voltage security. >BP: Interior alterations for a new (first TI) fitness studio (A2) tenant in this existing restaurant (A2) shell space in this existing six storey mixed use building. 2019 VBBL Revision #1 - Corridor width reduced in accordance with CSA B651 and internal layout of washrooms revised - accepted Mar.10/23 Revision #2 - changes to interior layout - accepted June 28/23 | Alpha Security Systems Ltd
SP-2022-00874 | 2022-06-02 | 1287 HAMILTON STREET, Vancouver, BC V1V 1V1 | Sprinkler Permit | Commercial | Tenant Improvement | Completed | Commercial - adjust sprinklers to meet new layout 1287 Hamilton Street Interior alterations to provide improvements and change this Restaurant Shell to Fitness Studio in this existing commercial building on this site. Scope of work: Construct interior walls, bathrooms and finishing throughout. *****This application does not include any of the following: 1. Not more than 20 sprinklers (add, relocate, or remove), 2. hydraulic calculations, 3. change in occupancy and /or hazard classification, 4. warehouse storage arrangements, 5. mobile compact storage arrangements, 6. alternative solutions, 7. changes to the sprinkler system supply piping (e.g. valves, mains, cross-mains, branch-lines, etc.), or 8. flexible sprinkler pipe. | Titan Fire Protection Ltd
EP-2022-04722 | 2022-06-07 | 1287 HAMILTON STREET, Vancouver, BC V1V 1V1 | Electrical Permit | Commercial | Renovation | Completed | Installation / Repair - Commercial - Installation of receptacles and track lights in new open area. >BP: Interior alterations to provide improvements and change this Restaurant Shell to Fitness Studio in this existing commercial building on this site. Scope of work: Construct interior walls, bathrooms and finishing throughout. OK for field review as per Rosa Astorino - January 4, 2021 >>July 21st - Attachment L uploaded in the application documents tab | FOS Electric Systems Ltd
PP-2022-01616 | 2022-05-11 | 1287 HAMILTON STREET, Vancouver, BC V1V 1V1 | Plumbing Permit | Commercial | Tenant Improvement | Completed | Commercial - Washrooms and drinking fountain for gym >BP: 1287 Hamilton Street Interior alterations to provide improvements and change this Restaurant Shell to Fitness Studio in this existing commercial building on this site. Scope of work: Construct interior walls, bathrooms and finishing throughout. OK for field review as per Rosa Astorino - January 4, 2021 | Meridian West Mechanical Ltd
GP-2022-00232 | 2022-01-26 | 2262 E 6TH AVENUE, Vancouver, BC V5N 1R1 | Gas Permit | Residential | New | Completed | Residential - To install piping and appliances for a new duplex with complete installation. To construct a two-storey two-family dwelling with two secondary suites ( located in the basement, with a detached accessory building (garage) at the rear providing 2 parking spaces and 1 surface pad, having vehicular access from the lane. Note: This is a 2 storey building pursuant to the Zoning and Development By-Law 1. Covenant to be registered at the Land Title Office under CA9240131 2. No strata titling permitted 3. A/C units proposed in the rear yard near garage 4. No Bar sinks proposed 5. Schedule B: JASON HUI - 778-319-3403 Structural & Geotechnical 6. HPO: Residential Builder -ANIMARK HOLDINGS LTD | Skyway Plumbing & gas Ltd
EP-2023-09898 | 2023-11-17 | 102 E 4TH AVENUE, Vancouver, BC V5T 1G2 | Electrical Permit | Commercial | Tenant Improvement | Issued | Installation / Repair - Commercial - Add Circuit breakers, Add ground bars, Add branch wiring, Supply and install lighting and controls, Exit/EM, Data CAT6 Drops, Add Patch Panel, >BP: First Tenant Improvement and Change of Use from Industrial - Shell (Group F2) to similar to Production/Rehearsal Studio (Group F2) for the Vancouver Performing Stars, on the ground floor of this existing 8-storey mixed use building on the site. Notes: - OK for DB as per A. Wroblewski on May 5, 2023. - Maximum occupant load cannot exceed 100 persons when used as rehearsal studio (Group F2). - Major Occupancy may be changed to temporary Group A2 for Arts and Culture Indoor Event as permitted by the Arts Event License Policy and VBBL Subsection 11.6.2. Maximum occupant load cannot exceed 200 persons when used as performance venue (Group A2) due to washroom capacity restriction. - The exterior door facing E 4th Avenue is used for accessible entrance and emergency exit only. If it will be used as regular entrance, a building envelope vestibule shall be installed with a separate permit. *** Reviewed under the VBBL 2019 *** | Leading Edge Electric Inc
PP-2023-03644 | 2023-10-20 | 102 E 4TH AVENUE, Vancouver, BC V5T 1G2 | Plumbing Permit | Commercial | Tenant Improvement | Issued | Commercial - Install fixtures >DB: First Tenant Improvement and Change of Use from Industrial - Shell (Group F2) to similar to Production/Rehearsal Studio (Group F2) for the Vancouver Performing Stars, on the ground floor of this existing 8-storey mixed use building on the site. | DAVIDSON BROS MECHANICAL CONTRACTORS
SP-2023-01122 | 2023-09-07 | 102 E 4TH AVENUE, Vancouver, BC V5T 1G2 | Sprinkler Permit | Commercial | Tenant Improvement | Issued | Commercial - For sprinkler system alterations to the 2019 VBBL and NFPA 13, 2013 for change of Major Occupancy and use from Industrial Shell (Group F2) to similar to Production/Rehearsal Studio (Group A1) and First Tenant Improvement for the Vancouver Performing Stars, in this existing building. Engineer of Record: Sandy Chen 604-520-7300 schen@gisborne.com | GPM FIRE PROTECTION
SP-2024-00130 | 2024-02-06 | 128 E 4TH AVENUE, Vancouver, BC V5T 1G2 | Sprinkler Permit | NULL | NULL | Issued | System design for updates or changes to an existing system. | GPM FIRE PROTECTION
EP-2023-08500 | 2023-09-20 | 2040 QUEBEC STREET, Vancouver, BC V1V 1V1 | Electrical Permit | Commercial | Tenant Improvement | Completed | Installation / Repair - Commercial - Installation of new lighting and receptacles. >BP: To change the use from industrial (shell) to Restaurant-Class 1 on the ground floor of this existing industrial/commercial building and to alter the exterior and interior to provide first tenant improvements. Class 2 cooking operation Note: Related to DP-2023-00073 that approves the Restaurant-Class 1 use for a limited period of time expiring April 25, 2028. Schedule A - Nicholas Waissbluth 604-612-5095 Arch Sch B - Nicholas Waissbluth 604-612-5095 Mech/Plumb Sch B - CW Powell 604-595-4869 Elec Sch B - Blake Shine 604-346-5131 | Torr Electric
SP-2023-01669 | 2023-09-20 | 2040 QUEBEC STREET, Vancouver, BC V1V 1V1 | Sprinkler Permit | Commercial | Tenant Improvement | Completed | Commercial - Tenant Improvement >BP: To change the use from industrial (shell) to Restaurant-Class 1 on the ground floor of this existing industrial/commercial building and to alter the exterior and interior to provide first tenant improvements. Class 2 cooking operation Note: Related to DP-2023-00073 that approves the Restaurant-Class 1 use for a limited period of time expiring April 25, 2028. *****This application does not include any of the following: 1. Not more than 20 sprinklers (add, relocate, or remove), 2. hydraulic calculations, 3. change in occupancy and /or hazard classification, 4. warehouse storage arrangements, 5. mobile compact storage arrangements, 6. alternative solutions, 7. changes to the sprinkler system supply piping (e.g. valves, mains, cross-mains, branch-lines, etc.), or 8. flexible sprinkler pipe. | GPM FIRE PROTECTION
EP-2023-10715 | 2023-11-29 | 2040 QUEBEC STREET, Vancouver, BC V1V 1V1 | Electrical Permit | Commercial | Addition | Completed | Installation / Repair - Commercial - We ran 2 CAT5e lines - our apologies. We thought the electrical was pulling permit with their network lines. That said, we ARE installing a wireless alarm system so we were going to just pull an alarm completion permit >BP: To change the use from industrial (shell) to Restaurant-Class 1 on the ground floor of this existing industrial/commercial building and to alter the exterior and interior to provide first tenant improvements. Class 2 cooking operation Note: Related to DP-2023-00073 that approves the Restaurant-Class 1 use for a limited period of time expiring April 25, 2028. Schedule A - Nicholas Waissbluth 604-612-5095 Arch Sch B - Nicholas Waissbluth 604-612-5095 Mech/Plumb Sch B - CW Powell 604-595-4869 Elec Sch B - Blake Shine 604-346-5131 | Best Built-In Centre Ltd
PP-2023-02042 | 2023-06-08 | 2040 QUEBEC STREET, Vancouver, BC V1V 1V1 | Plumbing Permit | Commercial | Tenant Improvement | Completed | Commercial - Plumbing for ice cream shop >BP: To change the use from industrial (shell) to Restaurant-Class 1 on the ground floor of this existing industrial/commercial building and to alter the exterior and interior to provide first tenant improvements. Class 2 cooking operation Note: Related to DP-2023-00073 that approves the Restaurant-Class 1 use for a limited period of time expiring April 25, 2028. | Vaughan Ventures Ltd
EP-2023-03414 | 2023-04-20 | 2040 QUEBEC STREET, Vancouver, BC V1V 1V1 | Electrical Permit | Commercial | Renovation | Completed | Installation / Repair - Commercial - Installation of 75kVA transformer and panelboard to feed tenant space on ground floor. Includes 1" empty conduit for communications service. Work is for landlord base building and is not part of future tenant work. | Corporate Electric Limited
EP-2022-02720 | 2022-04-05 | 1770 DAVIE STREET, Vancouver, BC V6G 1W4 | Electrical Permit | Residential | Renovation | Completed | Installation / Repair - Residential - Access Control, CCTV & Intercom >BP: To construct a new two-storey horizontal addition (parking garage plus CRU on top) on the east side of this site and exterior and interior alterations to this existing 17 storey mixed use building: - renovation of the entire residential portion of this building and some improvements to existing CRU units (modifications to electrical ,plumbing services, HVAC services extension of sprinkler protection to one of the CRUs), - to sprinkler the entire building to NFPA 13, - to convert the existing penthouse suite into 3 units, - Part 11 level of upgrade - S3 ( the entire building will meet 50% of the current Code) , F2+ , A3 and E4 . Scope of work to include fire and life safety improvements to the existing commercial ground floor units and parkade such as extension of sprinklering and a new fire alarm devices, and conversion to electric heat from an old boiler. Note: The building is not required to be upgraded to comply with Subsection 3.2.6. (High Building Measures) but some features will be provided. Note: The parking garage is considered to be the first storey. | Prism Security Systems Ltd
EP-2023-04119 | 2023-05-11 | 1770 DAVIE STREET, Vancouver, BC V6G 1W4 | Electrical Permit | Commercial | Addition | Completed | Installation / Repair - Commercial - Heat Tracing for Glycol Units | Enersolv Design & Build Ltd
SP-2023-02252 | 2023-12-20 | 1778 DAVIE STREET, Vancouver, BC V6G 1W4 | Sprinkler Permit | Commercial | Renovation | Completed | Commercial - Relocate 4 pendant sprinkler heads >BP: Exterior and interior alterations to provide improvement to this existing Retail (retail limited food) space at this existing mixed use building on this site. Scope of work includes new finishes, millwork, walls, plumbing, sprinkler upgrades, electrical, lighting mechanical upgrades and exterior glazing. Revision #1: - Removed the hanging lights. - Removed Banquette. - Removed the swinging door / countertop in production area. - Removed the Take Out Window & Exterior Work. - Added Garbage with Hole in Countertop. - Updated the Hand Sink from inside millwork to a single compartment sink. New Tenant: Oakberry Vancouver 2 Inc. Note: -Class 5 Cooking (No Hood): 1. Class 5 Cooking Operations (No Hood): 2. Appliances are less than or equal to 6 kW (Cooking procedures producing significant grease laden vapours, or significant heat or steam are not permitted). >>>For Plan Sketch and Under 20 sprinkler heads TI *****This application does not include any of the following: 1. Not more than 20 sprinklers (add, relocate, or remove), 2. hydraulic calculations, 3. change in occupancy and /or hazard classification, 4. warehouse storage arrangements, 5. mobile compact storage arrangements, 6. alternative solutions, 7. changes to the sprinkler system supply piping (e.g. valves, mains, cross-mains, branch-lines, etc.), or 8. flexible sprinkler pipe. | Cloverdale Fire Protection & Life Safety Inc
PP-2023-03393 | 2023-09-26 | 1778 DAVIE STREET, Vancouver, BC V6G 1W4 | Plumbing Permit | Commercial | Renovation | Completed | Commercial - adding grease interceptor, new bathroom, 2 additional sinks 25 GPM GI: 2-comp, mop >BP: Exterior and interior alterations to provide improvement to this existing Retail (retail limited food) space at this existing mixed use building on this site. Scope of work includes new finishes, millwork, walls, plumbing, sprinkler upgrades, electrical, lighting mechanical upgrades and exterior glazing. Revision #1: - Removed the hanging lights. - Removed Banquette. - Removed the swinging door / countertop in production area. - Removed the Take Out Window & Exterior Work. - Added Garbage with Hole in Countertop. - Updated the Hand Sink from inside millwork to a single compartment sink. | VANMECH PLUMBING & HEATING LTD.
EP-2023-07996 | 2023-09-05 | 1778 DAVIE STREET, Vancouver, BC V6G 1W4 | Electrical Permit | Commercial | Tenant Improvement | Completed | Installation / Repair - Commercial - Install 8 receptacles, 4 data line, new light fixtures and controls, install 100A-120-208V-3phase panel, relocate fire alarm speaker. >BP: Exterior and interior alterations to provide improvement to this existing Retail (retail limited food) space at this existing mixed use building on this site. Scope of work includes new finishes, millwork, walls, plumbing, sprinkler upgrades, electrical, lighting mechanical upgrades and exterior glazing. New Tenant: Oakberry Vancouver 2 Inc. Planning ok with changes to exterior - Mahdi May 16, 2023. Ok for Field Review as per Kirat Kang - May 16, 2023. Energy checklist is currently no longer required with your Building Permit application. Some supporting documents are still required at BP stage, specifically Envelope and HVAC, if applicable. Service Water Heating and Lighting supporting documents, if applicable, must be submitted with your related trade’s permits (e.g. electrical and plumbing). Note: -Class 5 Cooking (No Hood): 1. Class 5 Cooking Operations (No Hood): 2. Appliances are less than or equal to 6 kW (Cooking procedures producing significant grease laden vapours, or significant heat or steam are not permitted). -Building is sprinklered, a separate sprinkler permit is required for all related work. -No translucent or opaque film, artwork, posters, shelving, display cases or similar elements are to be installed on or directly outside or inside of the approved glazing frontages and windows. A separate sign permit is required. | Blueline Electrical Services Ltd
SP-2023-01920 | 2023-10-18 | 1778 DAVIE STREET, Vancouver, BC V6G 1W4 | Sprinkler Permit | Commercial | Tenant Improvement | Issued | Commercial - Relocate sprinkler heads for tenant improvement. >DB: Exterior and interior alterations to provide improvement to this existing Retail (retail limited food) space at this existing mixed use building on this site. Scope of work includes new finishes, millwork, walls, plumbing, sprinkler upgrades, electrical, lighting mechanical upgrades and exterior glazing. *****This application does not include any of the following: 1. Not more than 20 sprinklers (add, relocate, or remove), 2. hydraulic calculations, 3. change in occupancy and /or hazard classification, 4. warehouse storage arrangements, 5. mobile compact storage arrangements, 6. alternative solutions, 7. changes to the sprinkler system supply piping (e.g. valves, mains, cross-mains, branch-lines, etc.), or 8. flexible sprinkler pipe. | Priority Fire Systems Ltd
EP-2022-07401 | 2022-09-22 | 6067 CARTIER STREET, Vancouver, BC V6M 3A8 | Electrical Permit | Residential | New | Completed | Installation / Repair - Residential - pre-wire and complete security system for: BP: To construct a 2 storey laneway house building ($225,000.00) with an attached garage and 1 open parking pad, providing a total of 3 parking spaces, having vehicular access from the lane. Note: This is a 1 ½ storey building pursuant to the Zoning & Development By-law 1. Covenant registered at the Land Title Office under CA7953076 2. No Strata Titling permitted 3. No A/C unit 4. Schedule B: Jian Zhong Jin P.Eng (604-635-1073) Geotechnical 5. Schedule B: Ke Jian Ma P.Eng (604-599-8890) Structural 6. HPO: Residential Builder- Calvin & Collin Construction Ltd **Transformer at lane** | Guardwell Service Ltd
GP-2023-01173 | 2023-04-11 | 1439 E 31ST AVENUE, Vancouver, BC V5N 3R9 | Gas Permit | Residential | Renovation | Completed | Residential - Install one natural gas fireplace insert | Vancouver Gas Fireplaces Ltd
PP-2023-01501 | 2023-05-05 | 495 W 41ST AVENUE, Vancouver, BC V5Y 2S6 | Plumbing Permit | Commercial | New | Issued | Commercial - Addition of Backflow Prevention Device. For temporary services. >BP: This project will be a 15-storey mixed-use highrise building with a residential occupancy on Levels 4 to 15 and commercial retail units on Levels 1 to 3, all over three levels of below grade parking. | Modern Niagara Vancouver Inc
EP-2023-04875 | 2023-06-05 | 495 W 41ST AVENUE, Vancouver, BC V5Y 2S6 | Electrical Permit | Commercial | New | Issued | Temporary Power - Commercial - To provide temporary power. NOTE: Work authorized by this permit is for placement of a temporary power pole only and does not authorize any site construction and/or excavation. A separate Building Permit will be required prior to commencement of any other work on this site Amend: June 8, 2023 Service is actually 600V 400A 3ph 4Wire. | Protec Installations Group
EP-2022-00874 | 2022-02-09 | 1305 E 7TH AVENUE, Vancouver, BC V5N 1R6 | Electrical Permit | Commercial | New | Completed | Installation / Repair - Commercial - Installation -Connected 120v line to a 30ft length of heat trace. Terminated in junction box >BP: To construct a 5 storey mini-storage / self storage warehouse building in which the partly below grade storage garage is the 1st storey, w/4 floor levels of self-storage lockers above, plus ancillary office space and related retail at 2nd floor South end of the building (retail items will be boxes and moving supplies). This is a CP Process Permit and the applicant is Murray Johnson, CP. ******THIS PERMIT HAS BEEN REVIEWED UNDER THE REQUIREMENTS OF VBBL 2014******** STAGED CONSTRUCTION Stage 1: Excavation & Shoring.(June 29, 2020. B. Smith) Stage 2: Foundation to Grade. (Aug. 17, 2020. B. Smith) Stage 3: Full Construction (Jan. 6, 2021 K.Anderson for B.Smith) REVISION #1 (Feb 01, 2022): - Changed Electrical Engineer of Record from Herb Sweeney, P.Eng to Kevin Zirul, P.Eng in Opal Engineering effective on May 25, 2021. | BC COMFORT AIR CONDITIONING LTD
NULL | NULL | 1305 E 7TH AVENUE, Vancouver, BC V5N 1R6 | Electrical Permit | Commercial | NULL | Draft | Annual / Operating - Annual Operating Permit for a new self storage Facility | DNA Electric Ltd
EP-2023-04166 | 2023-05-12 | 1305 E 7TH AVENUE, Vancouver, BC V5N 1R6 | Electrical Permit | Commercial | Tenant Improvement | Completed | Installation / Repair - Commercial - The addition of six 120V 15A receptacles with retrofit boxes into a 1 year old commercial space. Receptacles will be spread across multiple circuits, and the circuits in use have been verified as having fewer than 10 items already connected, and will remain below 10 items on one 15 Amp circuit once our receptacles have been installed. | ACMann Electrical Ltd
NULL | NULL | 1305 E 7TH AVENUE, Vancouver, BC V5N 1R6 | Plumbing Permit | Commercial | Addition | Draft | Commercial - Installing a new hose bib | NULL
NULL | NULL | 1305 E 7TH AVENUE, Vancouver, BC V5N 1R6 | Plumbing Permit | Commercial | New | Draft | Commercial - Adding new hose bib | NULL
PP-2023-01257 | 2023-04-12 | 1305 E 7TH AVENUE, Vancouver, BC V5N 1R6 | Plumbing Permit | Commercial | Addition | Completed | Commercial - Hose bib | Atlantic Coast Mechanical Ltd
EP-2023-02198 | 2023-03-15 | 1305 E 7TH AVENUE, Vancouver, BC V5N 1R6 | Electrical Permit | Commercial | Addition | Completed | Installation / Repair - Commercial - Install two outlets and a branch circuit in the parkade area Amend: Mar 16, 2023 contractor declaration letter | AC / BC Electric Ltd
EP-2022-08812 | 2022-10-18 | 1067 ROBSON STREET, Vancouver, BC V6E 1A9 | Electrical Permit | Commercial | NULL | Expired | Annual / Operating - Electrical Annual Permit (Operating Permit) for the maintenance and operation of electrical equipment. | Corporate Electric Limited
EP-2023-09505 | 2023-10-23 | 1067 ROBSON STREET, Vancouver, BC V6E 1A9 | Electrical Permit | Commercial | NULL | Issued | Annual / Operating - Electrical Annual Permit (Operating Permit) for the maintenance and operation of electrical equipment. Renewal of EP-2022-08812 Valid: Oct 18, 2023 to Oct 17, 2024 | Corporate Electric Limited
EP-2022-06251 | 2022-07-27 | 6365 WEST BOULEVARD, Vancouver, BC | Electrical Permit | Commercial | Tenant Improvement | Completed | Installation / Repair - Commercial - electrical wiring to existing kitchen adding fire alarm devises Convert the existing Class 2 cooking operation to Class 1 cooking operation by using existing hood, ecologizer and cooking equipment. | COASTAL ELECTRICAL SYSTEMS LTD
EP-2022-02420 | 2022-03-28 | 8690 JACK UPPAL STREET, Vancouver, BC V1V 1V1 | Electrical Permit | Commercial | NULL | Expired | Annual / Operating - Annual Electrical Operating Permit Two inspections done annually with reports and worklogs. Valid March 28, 2022 until March 27, 2023. Amend: Mar 14, 2023 Change FSR from Mario Fata 219985 to Jason White 252323 | Nightingale Electric Ltd
EP-2022-01935 | 2022-03-10 | 8690 JACK UPPAL STREET, Vancouver, BC V1V 1V1 | Electrical Permit | Commercial | New | Completed | Installation / Repair - Commercial - installation of a communication panel for a fire alarm system | Telus Custom Security Systems Inc
EP-2022-05332 | 2022-06-23 | 8690 JACK UPPAL STREET, Vancouver, BC V1V 1V1 | Electrical Permit | Residential | Addition | Issued | Installation / Repair - Residential - Controls for ETS system for: Parcel 27 >BP: To install a district energy heating utility mechanical equipment for Energy Transfer Station (ETS) within the existing mechanical/DEU room at Parking Level P1 in this new building prior to occupancy. *This permit has been reviewed under the provisions of VBBL 2019* Note to DBI: Please ensure a minimum headroom clearance of 2 m (2.3 m above H/C parking stalls & their associated drive aisles) is maintained underneath the pipes. | ESC Automation Inc
EP-2023-02643 | 2023-03-28 | 8690 JACK UPPAL STREET, Vancouver, BC V1V 1V1 | Electrical Permit | Commercial | NULL | Issued | Annual / Operating - Annual Electrical Operating Permit Two inspections done annually with reports and worklogs. -renewal of EP-2022-02420 -valid: March 28, 2023 - March 27, 2024 | Nightingale Electric Ltd
NULL | NULL | 3430 E KENT AVENUE SOUTH, Vancouver, BC V5S 4N4 | Electrical Permit | Commercial | New | Withdrawn | Installation / Repair - Commercial - INSTALL , WIRE ONLY: (35) Co/comb. gas stations and (75) fans also on DDC....(1) emergency gen rm, Sump monitoring, Booster pump monitoring. DDC controls for Heating water and Domestic hot water. | NULL
EP-2023-02772 | 2023-04-04 | 3430 E KENT AVENUE SOUTH, Vancouver, BC V5S 4N4 | Electrical Permit | Commercial | New | Completed | Installation / Repair - Commercial - SUPPLY, INSTALL , WIRE ONLY: (35) Co/comb. gas stns and (75) fans also on DDC....(1) emergency gen rm monitoring DDC Controls for heating water and domestic water. >BP: This is permit has been issued for site work, below grade facilities and four levels common underground parking for the proposed development To construct a residential development consisting of three buildings: Building 1 - 23 storey tower with 6 level podium -258 units Building 2 - 2 storey -7 townhouse units Building 3 - 2 storey -3 townhouse units all over four levels of underground parking accessible from Oolichan Way. Note: Total number of market dwelling units is 268. 10-Jan-2020 - Stage 1 (to place the secant piles) issued. 09-Apr-2020 - Stage 2 (excavation and shoring) issued. 03-Sep-2020 - Stage 3 (full construction) issued - COVID19. 11-Jun-2020 - Revision#1 - COVID19. Changes to secant pile design . Effective May 8, 2020 M. Janes, P. Eng. assumed responsibilities for Sch B -Geotechnical - items 7.1 to 7.4. 27-Oct -2020 -Revision#2 Revised drawings from the incoming geotechnical engineer (temporary) prepared by Isherwood for Excavation and Shoring only. 7-Jan- 2022 - Revision#3 Changes to L22 and L23 to provide internal stair access to new private roof decks for Suites 2201 and 2203 as approved under DPMA - DP-2021-00518. A/M/E Revision Summary Letters and DP Compliance Letter on file. 10-Nov-2023 - Revision#4 To Add an Energy Transfer Station including Heat Exchanger, distribution - piping between ETS and the district energy service distribution, control valves, instrumentation and metering. | Modern Systems Management Ltd
EP-2023-03123 | 2023-04-12 | 3430 E KENT AVENUE SOUTH, Vancouver, BC V5S 4N4 | Electrical Permit | Residential | New | Completed | Installation / Repair - Residential - Installation of access control, CCTV and visitor intercom systems. >BP: This is permit has been issued for site work, below grade facilities and four levels common underground parking for the proposed development To construct a residential development consisting of three buildings: Building 1 - 23 storey tower with 6 level podium -258 units Building 2 - 2 storey -7 townhouse units Building 3 - 2 storey -3 townhouse units all over four levels of underground parking accessible from Oolichan Way. Note: Total number of market dwelling units is 268. Note: Permanent dewatering is provided by secant pile walls installed along entire perimeter of this site. On the south -west side secant pile wall is shared by both properties 8690 Jack Uppal St. (related to BP-2018-04844) and 3430 E Kent Ave South. 10-Jan-2020 - Stage 1 (to place the secant piles) issued. 09-Apr-2020 - Stage 2 (excavation and shoring) issued. 03-Sep-2020 - Stage 3 (full construction) issued - COVID19. (see Specific location for continued work description....) | Smart-Tek Communications Inc
EP-2023-02460 | 2023-03-22 | 3430 E KENT AVENUE SOUTH, Vancouver, BC V5S 4N4 | Electrical Permit | Commercial | New | Completed | Installation / Repair - Commercial - Install heat trace to domestic cold water, hosebibbs, pumped San/Storm in parkade; cooling tower piping & domestic cold makeup water on rooftop. All electrical connections by others. >BP: This is permit has been issued for site work, below grade facilities and four levels common underground parking for the proposed development To construct a residential development consisting of three buildings: Building 1 - 23 storey tower with 6 level podium -258 units Building 2 - 2 storey -7 townhouse units Building 3 - 2 storey -3 townhouse units all over four levels of underground parking accessible from Oolichan Way. Note: Total number of market dwelling units is 268. 10-Jan-2020 - Stage 1 (to place the secant piles) issued. 09-Apr-2020 - Stage 2 (excavation and shoring) issued. 03-Sep-2020 - Stage 3 (full construction) issued - COVID19. 11-Jun-2020 - Revision#1 - COVID19. Changes to secant pile design . Effective May 8, 2020 M. Janes, P. Eng. assumed responsibilities for Sch B -Geotechnical - items 7.1 to 7.4. 27-Oct -2020 -Revision#2 Revised drawings from the incoming geotechnical engineer (temporary) prepared by Isherwood for Excavation and Shoring only. 7-Jan- 2022 - Revision#3 Changes to L22 and L23 to provide internal stair access to new private roof decks for Suites 2201 and 2203 as approved under DPMA - DP-2021-00518. A/M/E Revision Summary Letters and DP Compliance Letter on file. 10-Nov-2023 - Revision#4 To Add an Energy Transfer Station including Heat Exchanger, distribution - piping between ETS and the district energy service distribution, control valves, instrumentation and metering. | Artech Electric Ltd
EP-2023-06235 | 2023-07-11 | 3430 E KENT AVENUE SOUTH, Vancouver, BC V5S 4N4 | Electrical Permit | Commercial | New | Issued | Temporary Power - Commercial - To provide temporary power to this site. -10-Jan-2020 - Stage 1 (to place the secant piles) issued. 09-Apr-2020 - Stage 2 (excavation and shoring) issued. ****Work authorized by this permit is for placement of a temporary power pole only and does not authorize any site construction and/or excavation. A separate Building Permit will be required prior to commencement of any other work on this site. | Nightingale Electric Ltd
EP-2022-05272 | 2022-06-21 | 3430 E KENT AVENUE SOUTH, Vancouver, BC V5S 4N4 | Electrical Permit | Commercial | New | Expired | Temporary Power - Commercial - To provide temporary power to this site. -10-Jan-2020 - Stage 1 (to place the secant piles) issued. 09-Apr-2020 - Stage 2 (excavation and shoring) issued. ****Work authorized by this permit is for placement of a temporary power pole only and does not authorize any site construction and/or excavation. A separate Building Permit will be required prior to commencement of any other work on this site. | Nightingale Electric Ltd
EP-2022-06501 | 2022-08-03 | 3430 E KENT AVENUE SOUTH, Vancouver, BC V5S 4N4 | Electrical Permit | Residential | New | Completed | Installation / Repair - Residential - Installation of access control, CCTV and visitor intercom systems. >BP: To construct a new 23 storey residential tower with six (6) level podium on the North/West side of this site containing 258 market residential units ( Building 1). >>>Amend: April 12th, 2023 Deduct $57,575.00 from installation value (original cost of installation $285,000) This permit is for: BUILDING 1 (NORTH/WEST) 3430 E Kent Av South - 1st to 23rd Level *Primary Building address | Smart-Tek Communications Inc
EP-2023-09201 | 2023-10-12 | 3430 E KENT AVENUE SOUTH, Vancouver, BC V5S 4N4 | Electrical Permit | Commercial | NULL | Issued | Annual / Operating - Maintenance of existing operating electrical equipment in compliance with the Electrical By-law No. 5563. Semi annual inspections and reports and any replated documents including declarations, inspections, authorization etc. to be entered in the work log. | Nightingale Electric Ltd
EP-2023-08830 | 2023-10-03 | 3430 E KENT AVENUE SOUTH, Vancouver, BC V5S 4N4 | Electrical Permit | Commercial | New | Completed | Installation / Repair - Commercial - Installation and termination of coaxial and fiber drops for Shaw (coaxial) and Novus (fiber) from each residential suite back to designated communications closets. Installation of coaxial splitter in suite's media panels. >BP: To construct a new 23 storey residential tower with six (6) level podium on the North/West side of this site containing 258 market residential units ( Building 1). | SOS COMMUNICATIONS INC
EP-2023-08813 | 2023-09-29 | 3430 E KENT AVENUE SOUTH, Vancouver, BC V5S 4N4 | Electrical Permit | Commercial | New | Completed | Installation / Repair - Commercial - Fibre optic cable installation for Telus internet. >BP: To construct a new 23 storey residential tower with six (6) level podium on the North/West side of this site containing 258 market residential units ( Building 1). Note: For full scope of work for entire development refer to BP-2019-01108 (Site Permit). 10-Jan-2020 - Stage 1 (to place the secant piles) issued. 09-Apr-2020 - Stage 2 (Excavation and Shoring) issued. 03-Sep-2020 - Stage 3 (Full Construction) issued. 7-Jan- 2022 - Revision#3 Changes to L22 and L23 to provide internal stair access to new private roof decks for Suites 2201 and 2203, as approved under DPMA - DP-2021-00518. 6-Sep-2023 - Revision#5 Refer to BP-2019-01108 | Definitive Electric Inc
SP-2021-01188 | 2022-03-03 | 3430 E KENT AVENUE SOUTH, Vancouver, BC V5S 4N4 | Sprinkler Permit | Commercial | New | Completed | Commercial - To install sprinklers throughout this 23 storey residential tower with six (6) level podium on the North/West side of this site containing 258 market residential units ( Building 1). Note: For full scope of work for entire development refer to SP-2020-00963 (site permit). Site Details: Newly constructed residential development consisting of 3 buildings with 268 Market dwelling units, amenity spaces all over four levels of underground parking accessible from Oolichan Way. | Active Fire & Safety Services Ltd
EP-2022-01061 | 2022-02-10 | 620 EVANS AVENUE, Vancouver, BC V6A 2K9 | Electrical Permit | Commercial | Addition | Completed | Installation / Repair - Commercial - Prewire and finish alarm system >BP: Construction of new two storey repair garage (F2) addition to existing single tenant two storey repair garage (F2). To be reviewed under the 2019 VBBL. Stage 1 - limited to site prep, piles, pile caps and slab. - accepted Mar.17/21 Stage 2 - full construction - accepted June 23/21 Stage 3 - revision #1 - changes to interior layout, including deleting the elevator and changing the CRP/Arch from J Kristianson to C Mitchell effective June 6/21 - accepted Aug.9/21 Stage 3 - revision #2 - to move the vehicle entry 3.3 m west and to provide a roof access ladder - in process | NexGen Technologies Inc
EP-2021-09562 | 2022-01-04 | 633 W KING EDWARD AVENUE, Vancouver, BC V5Z 2C6 | Electrical Permit | Commercial | NULL | Expired | Annual / Operating - ANNUAL OPERATING PERMIT VALID: DEC 6/2021 TIL DEC 5/2022 Expired EP-2020-09166 | Mac's Electric Ltd
EP-2023-00916 | 2023-02-03 | 633 W KING EDWARD AVENUE, Vancouver, BC V5Z 2C6 | Electrical Permit | Commercial | NULL | Expired | Annual / Operating - ANNUAL OPERATING PERMIT RENEWAL OF EP-2021-09562 VALID: DEC 6/2022 TIL DEC 5/2023 | Mac's Electric Ltd
EP-2022-02167 | 2022-03-18 | 2021 CYPRESS STREET, Vancouver, BC V6J 1M4 | Electrical Permit | Commercial | New | Completed | Installation / Repair - Commercial - Sprinkler pipes heat trace in the parkade and 1st floor >BP: Proposed 6 storey, mixed-used residential (rental) and commercial building consists of one concrete level with commercial spaces, a 2nd level of amenity and storage rooms, plus four levels of residential 100% rental units, all over two levels of underground parking for both residential and commercial uses. Underground parking is accessed from Cypress Street, 20m away from intersection with West 4th Ave. The building has been set back from West 4th Avenue to allow for 5.5m wide sidewalk. Access to ground floor commercial spaces is from West 4th Ave. and Cypress St. at the corner with West 4th Ave. Residential entrance is at Cypress St. Amenity space with open space facing Cypress St. is located at the building's south east corner at ground level. Access to garbage and Loading for commercial spaces is from the lane. Note: 6 storeys per VBBL due to sloped site whereas DP defines this as 5 storeys. This is a CP Process Permit and the applicant is David Steer, P. Eng., CP. *** The 2014 VBBL applies to this Permit application *** Stage 1: Excavation & Shoring. (Aug. 12, 2020. B. Smith) Stage 2: Full Construction. (Oct. 28, 2020. B. Smith) Amend: Apr 27, 2022 Please amend in the permit the removal of L1 from scope of work | Price Beat Electric Ltd.
EP-2022-03982 | 2022-05-16 | 2021 CYPRESS STREET, Vancouver, BC V6J 1M4 | Electrical Permit | Commercial | New | Completed | Installation / Repair - Commercial - Low Voltage wiring and installation for a ERV thermostat in each suite -One low voltage thermostat wire installed and terminated to a thermostat >BP: Proposed 6 storey, mixed-used residential (rental) and commercial building consists of one concrete level with commercial spaces, a 2nd level of amenity and storage rooms, plus four levels of residential 100% rental units, all over two levels of underground parking for both residential and commercial uses. Underground parking is accessed from Cypress Street, 20m away from intersection with West 4th Ave. The building has been set back from West 4th Avenue to allow for 5.5m wide sidewalk. Access to ground floor commercial spaces is from West 4th Ave. and Cypress St. at the corner with West 4th Ave. Residential entrance is at Cypress St. Amenity space with open space facing Cypress St. is located at the building's south east corner at ground level. Access to garbage and Loading for commercial spaces is from the lane. Note: 6 storeys per VBBL due to sloped site whereas DP defines this as 5 storeys. This is a CP Process Permit and the applicant is David Steer, P. Eng., CP. *** The 2014 VBBL applies to this Permit application *** Stage 1: Excavation & Shoring. (Aug. 12, 2020. B. Smith) Stage 2: Full Construction. (Oct. 28, 2020. B. Smith) | Allwest Electric Ltd
EP-2022-03980 | 2022-07-06 | 2021 CYPRESS STREET, Vancouver, BC V6J 1M4 | Electrical Permit | Commercial | NULL | Expired | Annual / Operating - Annual Operating Permit | Allwest Electric Ltd
EP-2023-10858 | 2023-12-05 | 2021 CYPRESS STREET, Vancouver, BC V6J 1M4 | Electrical Permit | Commercial | NULL | Issued | Annual / Operating - Maintenance of Emergency Equipment & Fire Alarm. CF-2023-010448 | Lucid Projects Inc
EP-2023-05138 | 2023-06-27 | 2661 HORLEY STREET, Vancouver, BC | Electrical Permit | Commercial | Renovation | Completed | Installation / Repair - Commercial - 40A 240V EV charger circuit from house panel -reference: CF-2023-003902 | Nelcan Electric Ltd
EP-2022-09946 | 2022-11-24 | 2661 HORLEY STREET, Vancouver, BC | Electrical Permit | Commercial | NULL | Expired | Annual / Operating - ANNUAL OPERATING PERMIT FOR FIRE ALARM -renewal of EP-2022-00914 -valid: October 22, 2022 - October 21, 2023 | Megatech Trades Corp
SP-2022-00420 | 2022-03-30 | 1718 DAVIE STREET, Vancouver, BC V6G 1W2 | Sprinkler Permit | Commercial | Tenant Improvement | Completed | Commercial - Interior alterations to unit 1718 Davie Street to provide tenant improvements for a new retail tenant in this existing high rise building. One class 5 cooking. Related to SP-2021-01686 Relocation of 18 sprinkler heads into T-Bar ceiling 1. Not more than 20 sprinklers (add, relocate, or remove), 2. hydraulic calculations, 3. change in occupancy and /or hazard classification, 4. warehouse storage arrangements, 5. mobile compact storage arrangements, 6. alternative solutions, 7. changes to the sprinkler system supply piping (e.g. valves, mains, cross-mains, branch-lines, etc.), or 8. flexible sprinkler pipe. | Pacific Coast Fire Equipment (1976) Ltd
EP-2022-00142 | 2022-02-24 | 1718 DAVIE STREET, Vancouver, BC V6G 1W2 | Electrical Permit | Commercial | New | Completed | Installation / Repair - Commercial - 1) Installation of Extra Low Voltage alarm system 1 x Honeywell Vista panel, 1 x siren, 2 x 360 deg. ceiling motion detector, 1 x wireless motion detector, 1 x keypad, 2 x glassbreak detectors, 1 x chime, 1 x cellular communicator, 1 x 16.5 vac transformer, 1 x siren 2) Installation of Extra Low Voltage CCTV system 1 x 3x Logic NVR, 1 x monitor, 2 x fisheye cameras, 5 x dome cameras, 1 x pinhole camera | ADT Security Services Canada Inc
NULL | NULL | 1718 DAVIE STREET, Vancouver, BC V6G 1W2 | Electrical Permit | Commercial | New | Withdrawn | Installation / Repair - Commercial - 1) Installation of extra low voltage alarm system including 1 x Honeywell Vista 20P panel, 2 door contacts, 1 x siren, 2 ceiling motion detectors, 1 wireless motion detector, 2 glassbreak detectors, 1 cellular communicator and a buzzer. 2) Installation of extra low voltage CCTV system consisting of 1 x NVR, 2 x monitors, 2 x fisheye cameras, 5 x dome cameras, 1 x pinhole camera | NULL
EP-2022-02278 | 2022-03-22 | 1528 W 28TH AVENUE, Vancouver, BC V6J 2Y5 | Electrical Permit | Residential | New | Expired | Temporary Power - Residential - To provide temporary power. | K S Maude Electric Ltd
GP-2022-00932 | 2022-03-31 | 3513 TRIUMPH STREET, Vancouver, BC V5K 1V2 | Gas Permit | Residential | New | Completed | Residential - Gas Building #2, To construct a new detached two-storey, one-family infill dwelling with 2 car garage, and 1 adjacent surface parking space at the rear of the site. | Lally Plumbing & Heating Ltd
EP-2022-01197 | 2022-02-15 | 3513 TRIUMPH STREET, Vancouver, BC V5K 1V2 | Electrical Permit | Residential | New | Completed | Installation / Repair - Residential - tv, data, tel, intercom, audio, cameras rough in and completion >BP: Building #2, To construct a new detached two-storey, one-family infill dwelling with 2 car garage, and 1 adjacent surface parking space at the rear of the site. | Jingwei Security Systems Ltd
PP-2022-00495 | 2022-02-14 | 3513 TRIUMPH STREET, Vancouver, BC V5K 1V2 | Plumbing Permit | Residential | New | Completed | Residential - 1FD INFILL - Plumbing Building #2, To construct a new detached two-storey, one-family infill dwelling with 2 car garage, and 1 adjacent surface parking space at the rear of the site. | Lally Plumbing & Heating Ltd
EP-2023-00466 | 2023-09-20 | 3522 E KENT AVENUE SOUTH, Vancouver, BC V5S 4N4 | Electrical Permit | Commercial | New | Issued | Temporary Power - Commercial - To provide temporary power. -Installation of pole mounted external camera system -this is for security/surveillance for monitoring the site | 0777792 BC Ltd
EP-2023-00461 | 2023-09-20 | 3612 E KENT AVENUE SOUTH, Vancouver, BC V1V 1V1 | Electrical Permit | Commercial | New | Issued | Temporary Power - Commercial - To provide temporary power. security/surveillance for monitoring the site | 0777792 BC Ltd
EP-2022-10730 | 2022-12-23 | 3612 E KENT AVENUE SOUTH, Vancouver, BC V1V 1V1 | Electrical Permit | Commercial | New | Expired | Temporary Power - Commercial - To provide temporary power for SECURITY CAMERA INSTALLATION -This is for a storage yard - it is not a new development | 0777792 BC Ltd
EP-2024-00182 | 2024-01-18 | 3612 E KENT AVENUE SOUTH, Vancouver, BC V1V 1V1 | Electrical Permit | Commercial | New | Issued | Temporary Power - Commercial - To provide temporary power for SECURITY CAMERA INSTALLATION -This is for a storage yard - it is not a new development Valid January 18th, 2024 Until January 17th, 2025 | 0777792 BC Ltd
EP-2021-09561 | 2022-01-04 | 5089 QUEBEC STREET, Vancouver, BC V5W 2N3 | Electrical Permit | Commercial | NULL | Expired | Annual / Operating - ANNUAL OPERATING PERMIT VALID: NOV 26/2021 TIL NOIV 25/2022 EXPIRED PERMIT: EP-2020-09167 | Mac's Electric Ltd
EP-2023-10521 | 2023-11-22 | 5089 QUEBEC STREET, Vancouver, BC V5W 2N3 | Electrical Permit | Commercial | NULL | Issued | Annual / Operating - ANNUAL OPERATING PERMIT RENEWAL OF EP-2023-00915 -Valid: Nov. 26, 2023 - Nov. 25, 2024 | Mac's Electric Ltd
EP-2023-00915 | 2023-02-03 | 5089 QUEBEC STREET, Vancouver, BC V5W 2N3 | Electrical Permit | Commercial | NULL | Expired | Annual / Operating - ANNUAL OPERATING PERMIT RENEWAL OF EP-2021-09561 VALID: NOV 26/2022 TIL NOV 25/2023 | Mac's Electric Ltd
PP-2023-00966 | 2023-03-28 | 988 EXPO BOULEVARD, Vancouver, BC V6Z 0G2 | Plumbing Permit | Commercial | Tenant Improvement | Completed | Commercial - Water piping & drainage for 13 commercial kitchens. >BP: Interior alterations for this first tenant improvement within the existing restaurant shell space on Level 1 of this high rise mixed use building for a restaurant with 13 commercial kitchens that will be leased out to local restauranteurs for creating take out orders (similar to a food court). There are 17 dining seats inside and 40 seats proposed on the outside patio (patio to be applied for under separate permits). Oct 17/2023-AMEND Signed and sealed drawings for revised plumbing layout | Tino Mechanical Ltd
EP-2023-01384 | 2023-02-22 | 988 EXPO BOULEVARD, Vancouver, BC V6Z 0G2 | Electrical Permit | Commercial | Renovation | Completed | Installation / Repair - Commercial - -Supply and install electrical equipment for 13 commercial kitchens. >BP: Interior alterations for this first tenant improvement within the existing restaurant shell space on Level 1 of this high rise mixed use building for a restaurant with 13 commercial kitchens that will be leased out to local restauranteurs for creating take out orders (similar to a food court). There are 17 dining seats inside and 40 seats proposed on the outside patio (patio to be applied for under separate permits). AMEND: MAY 12/2023 ADDRESS SHOULD BE 988 EXPO BLVD NOT 88 PACIFIC BLVD PER DEI: ANDREW T. AMEND: JAN 23/2024 PLEASE UPLOAD ATTACHMENT 'L' AMEND: JAN 30/2024 UPLOADED: APPENDIX C VERIFICATION & FIRE ALARM VERIFICATION | Fitterer Electric Ltd
EP-2023-06634 | 2023-08-01 | 988 EXPO BOULEVARD, Vancouver, BC V6Z 0G2 | Electrical Permit | Commercial | Renovation | Completed | Installation / Repair - Commercial - Installation of Electric strike, card reader on washroom side, free existing from Kitchenn Side for door #107; card reader outside of kitchen door; One Maglock, Two card readers and One power door operator for door #108. >BP: Interior alterations for this first tenant improvement within the existing restaurant shell space on Level 1 of this high rise mixed use building for a restaurant with 13 commercial kitchens that will be leased out to local restauranteurs for creating take out orders (similar to a food court). There are 17 dining seats inside and 40 seats proposed on the outside patio (patio to be applied for under separate permits). To be reviewed under the 2019 VBBL. Stage 1 - full construction - Accepted Jan.31/23 Revision #1 - Revise sanitary drainage from 13 Kitchens from seven (7) Grease Interceptors to one (1) Grease Interceptor and Sanitary sump and pumps. - in process | Allwest Electric Ltd
SP-2022-01790 | 2023-03-15 | 988 EXPO BOULEVARD, Vancouver, BC V6Z 0G2 | Sprinkler Permit | Commercial | Tenant Improvement | Completed | Commercial - For sprinkler system alterations to the 2019 VBBL and NFPA 13, 2013 for the tenant improvements to provide interior alterations for this first tenant improvement within the existing restaurant shell space on Level 1 of this high rise mixed use building for a restaurant with 13 commercial kitchens that will be leased out to local restauranteurs for creating take out orders (similar to a food court). There are 6 dining seats inside and 52 seats proposed on the outside patio (patio to be applied for under separate permits). Engineer of Record: Sandy Chen 604-520-7300 schen@gisborne.com | Gisborne Industrial Construction Ltd
EP-2022-07316 | 2022-08-31 | 4933 CLARENDON STREET, Vancouver, BC V1V 1V1 | Electrical Permit | Commercial | New | Completed | Installation / Repair - Commercial - Installation of electrical heat trace on domestic water lines Raychem 5XL2 with C910 controller >BP: To construct a new 4 storey multiple dwelling building with 47 units over one level of underground parking with vehicular access from the rear lane. This is a CP process, CP is Gordon Richards, Architect. This permit has been reviewed under the 2014 Vancouver Building By-law (#10908). Reviewed during the 2020 pandemic crisis. STAGED CONSTRUCTION Stage 1 - Full Structure - issued December 24, 2020 Stage 2 - Full Construction - issued November 18, 2021 | Kaliber Power Corp
SP-2022-01525 | NULL | 4933 CLARENDON STREET, Vancouver, BC V1V 1V1 | Sprinkler Permit | Commercial | New | Cancelled | Commercial - ***This is a Duplicate Permit. Applicant to Cancel this permit. *** installation of automatic sprinkler system >BP: To construct a new 4 storey multiple dwelling building with 47 units over one level of underground parking with vehicular access from the rear lane. | NULL
EP-2023-04069 | 2023-05-10 | 4933 CLARENDON STREET, Vancouver, BC V1V 1V1 | Electrical Permit | Residential | New | Completed | Installation / Repair - Residential - Installation of heat trace onto existing piping. 55 ft. run and tie into panel. It is for sprinkler pipes, RAYCHEM #5XL2-CR (208V, 5W per foot) is the heat trace cable that will be used. Note: A listed heat tracing system must be installed in compliance with Bulletin 2020-003-BU/EL/SP. >BP: To construct a new 4 storey multiple dwelling building with 47 units over one level of underground parking with vehicular access from the rear lane. This is a CP process, CP is Gordon Richards, Architect. This permit has been reviewed under the 2014 Vancouver Building By-law (#10908). Reviewed during the 2020 pandemic crisis. STAGED CONSTRUCTION Stage 1 - Full Structure - issued December 24, 2020 Stage 2 - Full Construction - issued November 18, 2021 | Lukas Kadlcek
EP-2023-07947 | 2023-09-01 | 4933 CLARENDON STREET, Vancouver, BC V1V 1V1 | Electrical Permit | Commercial | NULL | Issued | Annual / Operating - Maintenance of existing operating electrical equipment in compliance with the Electrical By-law No. 5563. Annual / Operating permit for a 48 unit condo building. | LORE ELECTRIC INC
EP-2023-07343 | 2023-08-14 | 4933 CLARENDON STREET, Vancouver, BC V1V 1V1 | Electrical Permit | Commercial | New | Completed | Installation / Repair - Commercial - Installation of low voltage wires between the ERV machine to it's timer switch and install the switch in 48 units. | Zuoyuan Liu
SP-2020-01881 | 2022-02-10 | 4933 CLARENDON STREET, Vancouver, BC V1V 1V1 | Sprinkler Permit | Commercial | New | Issued | Commercial - ***CONSTRUCTION STANDPIPE SYSTEM ONLY*** For all Construction Standpipe work to the 2014 VBBL; and NFPA 14, "Standard for the Installation of Standpipe and Hose Systems". Site Deception: To construct a new 4 storey multiple dwelling building with 47 units over one level of underground parking with vehicular access from the rear lane. THIS IS A CERTIFIED PROFESSIONAL PROJECT and the CP is, CP is Gordon Richards, Architect, CP. Notes: 1. Sprinkler Engineer of Record Mr Elston Johnston, P.Eng. of Ironstone Engineering Inc. T: 604 272 0105. E: elston@ironstoneeng.com 2. Separate permit and documents required sprinkler system and final standpipe design. Related Permit: 1. SP-2021-01460 - Sprinkler System. Construction Standpipe: 1. Construction Standpipe to be installed in accordance with the VBBL, NFPA 14, City of Vancouver Bulletin 2017-003-BU/FI. a. Maintain Fire Department Access at all times. b. Provide directional signage to direct the Fire Department to the location of the temporary Fire Department Connection. Signage wording and locations to be update as the site changes. c. Coordinated with the Vancouver Fire and Rescue Services (VFRS). 5. Manual dry standpipe with each riser having an isolation valve at a manifold at the Siamese connection. | Hydroworks Contracting Ltd
EP-2022-01675 | 2022-03-02 | 4933 CLARENDON STREET, Vancouver, BC V1V 1V1 | Electrical Permit | Commercial | New | Completed | Installation / Repair - Commercial - telephone/data/CATV/intercom/access control/CCTV/auto door opener prewire and completion. In suite security prewire floors 1-4 and 1st floor/security alarm install 1st floor. >BP: To construct a new 4 storey multiple dwelling building with 47 units over one level of underground parking with vehicular access from the rear lane. This is a CP process, CP is Gordon Richards, Architect. This permit has been reviewed under the 2014 Vancouver Building By-law (#10908). Reviewed during the 2020 pandemic crisis. STAGED CONSTRUCTION Stage 1 - Full Structure - issued December 24, 2020 Stage 2 - Full Construction - issued November 18, 2021 | NexGen Technologies Inc
SP-2021-01460 | 2023-02-17 | 4933 CLARENDON STREET, Vancouver, BC V1V 1V1 | Sprinkler Permit | Commercial | New | Completed | Commercial - For all sprinkler work to the 2014 VBBL; NFPA 13R, 2013; standpipe work to NFPA 14, 2010; and generic alternative solutions prepared by Jensen Hughes. Site Deception: To construct a new 4 storey multiple dwelling building with 47 units over one level of underground parking with vehicular access from the rear lane. THIS IS A CERTIFIED PROFESSIONAL PROJECT and the CP is, CP is Gordon Richards, Architect, CP. Related Permit: 1. SP-2020-01881 - Construction Standpipe. 2. Generic alternative solution for exit exposure to Sentence 3.2.3.13.(4) of the 2019 VBBL Notes: 1. Sprinkler Engineer of Record Ryan Pavey, P.Eng. from Cardinal Engineering. T: 604 605 0606 2. Flexible sprinkler pipe - sprinkler system design for the use of the victaulic VS1 dry pendent sprinkler for the protection of the exterior patio areas. 3. One set of approved drawings and permit to be available for viewing at the jobsite | Hydroworks Contracting Ltd
GP-2023-02416 | 2023-08-18 | 1991 W 18TH AVENUE, Vancouver, BC V6J 2N5 | Gas Permit | Residential | New | Issued | Residential - 1 Range, 3 Fireplaces & 1 Boiler note: fireplace is piping only >BP: To alter and convert this existing character one family dwelling to a one family dwelling with secondary suite with a detached accessory building at the rear, providing three parking spaces, having vehicular access from the lane. ***Amendment- September 25, 2023 - Added 1 Boiler *** | R J Gas Ltd
EP-2023-09601 | 2023-11-02 | 1991 W 18TH AVENUE, Vancouver, BC V6J 2N5 | Electrical Permit | Residential | Addition | Issued | Installation / Repair - Residential - SECURITY,CAMERA, INTERCOM,TEL,TV,DATA,SPEKAER, VACUUM ROUGH IN & COMPLETION >BP: To alter and convert this existing character one family dwelling to a one family dwelling with secondary suite with a detached accessory building at the rear, providing three parking spaces, having vehicular access from the lane. Sprinkler to NFPA 13D Structural Schedule B submitted by: Jeff Allester 604-228-0518 Geotechnical Schedule B submitted by; GongZuo Zhou 604-838-2586 REUP submitted by: Tommy Youngsung Byun of Capital Home Energy Inc. 604-970-8292 QP Declaration submitted by: Steven Seewald of ALARA Environmental Health and Safety Ltd. Scope of work to include energy and building upgrades in accordance with Article 11.2.1.4 of the 2019 Vancouver Building By-law and as required by the District Building Inspector. This includes air sealing, attic insulation upgrade, and as required by the Energy Upgrade Proposal. ALL NEW WORK TO MEET VBBL 2019. | Repel Security Systems Ltd
EP-2023-09288 | 2023-10-13 | 1991 W 18TH AVENUE, Vancouver, BC V6J 2N5 | Electrical Permit | Residential | New | Issued | Temporary Power - Residential - To provide temporary power. | F & S Electrical Ltd
GP-2023-01482 | 2023-05-08 | 1991 W 18TH AVENUE, Vancouver, BC V6J 2N5 | Gas Permit | Residential | New | Issued | Residential - 3 Zero Clearance Gas Fireplaces to New SFD, Vents & Gas Hookups Only >DB: To alter and convert this existing character one family dwelling to a one family dwelling with secondary suite with a detached accessory building at the rear, providing three parking spaces, having vehicular access from the lane. Sprinkler to NFPA 13D | Encore Fireplaces Ltd
SP-2023-01175 | 2023-06-29 | 1991 W 18TH AVENUE, Vancouver, BC V6J 2N5 | Sprinkler Permit | Residential | New | Issued | Residential - Install sprinklers in SFD >BP: To alter and convert this existing character one family dwelling to a one family dwelling with secondary suite with a detached accessory building at the rear, providing three parking spaces, having vehicular access from the lane. Sprinkler to NFPA 13D | Gold Key Fire Protection Ltd
PP-2022-03405 | 2022-09-27 | 1991 W 18TH AVENUE, Vancouver, BC V6J 2N5 | Plumbing Permit | Residential | Renovation | Issued | Residential - New DWV and waterlines for the whole house. Installation of all the fixtures. >BP: To alter and convert this existing character one family dwelling to a one family dwelling with secondary suite with a detached accessory building at the rear, providing three parking spaces, having vehicular access from the lane. Sprinkler to NFPA 13D >>>>Amend: June 30th -Add 2 deck drains | D-Luxe Plumbing & Heating Ltd
EP-2022-05391 | 2022-06-24 | 1991 W 18TH AVENUE, Vancouver, BC V6J 2N5 | Electrical Permit | Residential | Renovation | Issued | Installation / Repair - Residential - Full re-wire of home with large extension. Basement suite wiring. New 400A service. Lighting, branch circuits throughout. New garage wiring. To alter and convert this existing character one family dwelling to a one family dwelling with secondary suite with a detached accessory building at the rear, providing three parking spaces, having vehicular access from the lane. | F & S Electrical Ltd
PP-2022-04187 | 2022-11-21 | 1991 W 18TH AVENUE, Vancouver, BC V6J 2N5 | Plumbing Permit | Residential | New | Issued | Residential - Installation of Three Outside Sumps | JBS Services Ltd
EP-2022-08363 | 2022-10-03 | 1991 W 18TH AVENUE, Vancouver, BC V6J 2N5 | Electrical Permit | Residential | New | Expired | Temporary Power - Residential - To provide temporary power. | F & S Electrical Ltd
MP-2022-00635 | 2022-11-30 | 1991 W 18TH AVENUE, Vancouver, BC V6J 2N5 | Mechanical Permit | NULL | NULL | Issued | NULL | D-Luxe Plumbing & Heating Ltd
MP-2023-00950 | 2023-05-29 | 1882 E 16TH AVENUE, Vancouver, BC V5N 2G6 | Mechanical Permit | NULL | NULL | Completed | NULL | DISPATCH PLUMBING INC
EP-2023-04736 | 2023-06-28 | 1882 E 16TH AVENUE, Vancouver, BC V5N 2G6 | Electrical Permit | Residential | Addition | Completed | Installation / Repair - Residential - install a heat pump into the coach house. Install a load sharing device between the Stove and the EV Charger. -we have calculated the loads for the main house as well as the lane way home. the main service is 200 amps with 100amp service for the lane way house and a 100amp service for the main house. we are installing a heat pump in the lane way house and will be installing a load sharing device on the EV charger and Dryer to allow for the heat pump load. | Division 16 Technologies Ltd
NULL | NULL | 5089 QUEBEC STREET #102, Vancouver, BC | Electrical Permit | Commercial | New | Withdrawn | Installation / Repair - Commercial - blah | IHM Mechanical Ltd
PP-2023-02738 | 2023-08-01 | 3129 W BROADWAY, Vancouver, BC V6K 2H2 | Plumbing Permit | Commercial | Renovation | Completed | Commercial - Supply & install plumbing for candy shop >BP: Interior alterations to provide tenant improvements to this existing restaurant Class 1 Shell space on the ground floor of this existing mixed use building. 22 seats proposed inside. 2019 VBBL. No grease laden cooking proposed on site. | Costello and Co. Plumbing Inc
EP-2023-07128 | 2023-08-08 | 3129 W BROADWAY, Vancouver, BC V6K 2H2 | Electrical Permit | Commercial | Tenant Improvement | Completed | Installation / Repair - Commercial - Commercial Tenant Improvement. Installation of new: -Lighting -Branch wiring BP: Interior alterations to provide tenant improvements to this existing restaurant Class 1 Shell space on the ground floor of this existing mixed use building. 22 seats proposed inside. | Peng Electric Inc
SP-2023-01442 | 2023-08-08 | 3129 W BROADWAY, Vancouver, BC V6K 2H2 | Sprinkler Permit | Commercial | Renovation | Completed | Commercial - Full Renovation for new shop. Add pendants to new ceilings where applicable. >BP: Interior alterations to provide tenant improvements to this existing restaurant Class 1 Shell space on the ground floor of this existing mixed use building. 22 seats proposed inside. 2019 VBBL. No grease laden cooking proposed on site. >*****This application does not include any of the following: 1. Not more than 20 sprinklers (add, relocate, or remove), 2. hydraulic calculations, 3. change in occupancy and /or hazard classification, 4. warehouse storage arrangements, 5. mobile compact storage arrangements, 6. alternative solutions, 7. changes to the sprinkler system supply piping (e.g. valves, mains, cross-mains, branch-lines, etc.), or 8. flexible sprinkler pipe. | Rising Force Fire Sprinkler Installations and Service Inc
EP-2023-03094 | 2023-04-11 | 3139 W BROADWAY, Vancouver, BC V6K 2H2 | Electrical Permit | Commercial | Tenant Improvement | Completed | Installation / Repair - Commercial - Install 13 plugs, lighting & controls, power for hot water tank and signage, re/re fire alarm and install 6 data lines. >BP: Interior alterations to provide first TI to this existing Retail space (retail limited food) for a new tenant in this mixed use building on this site. New Tenant: Oakberry Ok for field review as per Kirat Kang - January 24, 2023 Notes: - This building is sprinklered. A separate sprinkler permit is required for related work. - Schedule B, Plumbing, Satwik Shetty, P. Eng, 778-360-2153 EXT 1. - Storefront glazing is to remain clear and unobstructed. No translucent or opaque film, artwork, shelving, display case, curtains or similar elements are to be installed on or directly outside or inside of the approved glazing. Separate permit is required for all signage. Energy checklist is currently no longer required with your Building Permit application. Some supporting documents are still required at BP stage, specifically Envelope and HVAC, if applicable. Service Water Heating and Lighting supporting documents, if applicable, must be submitted with your related trades permits (e.g. electrical and plumbing). It is the applicant's responsibility to identify and note all required upgrades on their BP drawings at BP stage. | Blueline Electrical Services Ltd
PP-2023-01231 | 2023-04-11 | 3139 W BROADWAY, Vancouver, BC V6K 2H2 | Plumbing Permit | Commercial | Tenant Improvement | Completed | Commercial - rough in for the following fixtures : 1 bar sik 1 - 2 compartment sink 1 - mop sink washroom is existing and will not be worked on or affected, install hot water heater supply and install one interceptor >BP: 3139 Interior alterations to provide first TI to this existing Retail space (retail limited food) for a new tenant in this mixed use building on this site. | VANMECH PLUMBING & HEATING LTD.
SP-2023-00640 | 2023-04-13 | 3139 W BROADWAY, Vancouver, BC V6K 2H2 | Sprinkler Permit | Commercial | Tenant Improvement | Completed | Commercial - Relocate sprinkler heads for tenant improvement. >BP: 3139 Interior alterations to provide first TI to this existing Retail space (retail limited food) for a new tenant in this mixed use building on this site. *****This application does not include any of the following: 1. Not more than 20 sprinklers (add, relocate, or remove), 2. hydraulic calculations, 3. change in occupancy and /or hazard classification, 4. warehouse storage arrangements, 5. mobile compact storage arrangements, 6. alternative solutions, 7. changes to the sprinkler system supply piping (e.g. valves, mains, cross-mains, branch-lines, etc.), or 8. flexible sprinkler pipe. | Priority Fire Systems Ltd
EP-2022-03434 | NULL | 1897 W 2ND AVENUE, Vancouver, BC V6J 1J1 | Electrical Permit | Commercial | New | Application Incomplete | Installation / Repair - Commercial - Low Voltage- HVAC wiring | Hall Electrical Ltd
EP-2022-03537 | 2022-05-02 | 1788 CYPRESS STREET, Vancouver, BC V6J 0H9 | Electrical Permit | Commercial | New | Completed | Installation / Repair - Commercial - 18 x 24V Thermostats and associated Low Voltage Wiring (24VAC). (3 per Unit) Low Voltage Control System for In Suite HVAC system (Heat/Cool) >BP: To add to and convert the existing 3-storey one-family dwelling to a 3-storey multiple conversion dwelling containing 6 dwelling units all over one level of underground parking floor with vehicular access from the lane. | Hall Electrical Ltd
EP-2022-03424 | 2022-04-28 | 1788 CYPRESS STREET, Vancouver, BC V6J 0H9 | Electrical Permit | Commercial | New | Completed | Installation / Repair - Commercial - ** Work done by others without permit ** Installation of heat trace cabling on domestic water pipes in parkade. 20ft of heat trace water main 150ft of heat trace on domestic pipes >BP: To add to and convert the existing 3-storey one-family dwelling to a 3-storey multiple conversion dwelling containing 6 dwelling units all over one level of underground parking floor with vehicular access from the lane. | Brian Wuttke
EP-2022-03587 | 2022-05-05 | 1788 CYPRESS STREET, Vancouver, BC V6J 0H9 | Electrical Permit | Commercial | NULL | Expired | Annual / Operating - Maintenance of Electrical Equipment. | Adept Electrical Services Ltd
NULL | NULL | 4728 TRAFALGAR STREET, Vancouver, BC V1V 1V1 | Gas Permit | Residential | New | Withdrawn | Residential - range connection only | NULL
GP-2022-03647 | 2022-11-21 | 4728 TRAFALGAR STREET, Vancouver, BC V1V 1V1 | Gas Permit | Residential | Renovation - Dwelling Unit(s) only | Completed | Residential - Final connection set up, run and test of gas ranges To construct a 2 storey + cellar one-family dwelling at the rear providing an open pad parking space, having vehicular access from the lane. Note: This is a 2 storey building pursuant to the Zoning and Development By-Law 1- Bar/Sink proposed in Basement 2- A/C unit proposed 3- Schedule B: P.K.L Fong P.Eng (604.837.3205) Geotechnical 4- Schedule B: Clinton Yiu P.Eng (604.255.7670) Structural 5- Schedule B: David Nicholas Yustin P.Eng (604.688.8814) Architectural 5- Schedule A: David Nicholas Yustin P.Eng (604.688.8814) | Alpine Appliance Installation Ltd
PP-2022-03275 | 2022-09-21 | 4728 TRAFALGAR STREET, Vancouver, BC V1V 1V1 | Plumbing Permit | Residential | New | Completed | Residential - Lawn Irrigation | M&M Industries Ltd
EP-2022-00935 | 2022-02-07 | 7082 MARGUERITE STREET, Vancouver, BC V6P 5G3 | Electrical Permit | Residential | New | Completed | Installation / Repair - Residential - Install Security Alarm system >BP: To construct a 1 storey laneway house building with an attached garage providing 2 car garage and 1 open parking pad, providing a total of 3 parking spaces, having vehicular access from the lane. Note: This is a 1 ½ storey building pursuant to the Zoning & Development By-law 1. Covenant registered at the Land Title Office under CA8014534 2. No Strata Titling permitted 3. No A/C unit located 4. Schedule B: KE Jian MA P.Eng (604.599.8890) Structural 4. Schedule B: Heqing Jian P.Eng (778.987.7461) Geotechnical 7082 Marguerite St - Laneway House Address assigned per approved plans. Fire and Emergency street access (walkway) to the laneway house is from the north side. Street access must be provided and maintained at all times. The building addresses are to be posted and to be visible from the street in accordance with the Building By-law. ******THIS PERMIT HAS BEEN ISSUED UNDER THE REQUIREMENTS OF VBBL 2014 AND THE GREEN HOMES PROGRAM****** NOTE: To achieve the required FSR. A floor space exclusion of 3% has been applied to this application to accommodate improved building performance. Issued During 2020, COVID-19 | Magnificent Security Inc.
EP-2022-01154 | 2022-05-11 | 2408 VICTORIA DRIVE, Vancouver, BC V5N 1T8 | Electrical Permit | Commercial | New | Issued | Installation / Repair - Commercial - Wiring and service for 7 townhouses. >BP: To construct a 3-storey plus basement, 10-unit Multiple Dwelling including 3 Lock-Off units with 5 parking spaces (or 3 + 1 accessible parking) having vehicular access from the lane. VBBL 2019 - Reviewed during 2020/21 pandemic. | G.S.G. Electric Ltd.
SP-2022-00649 | 2022-12-16 | 2408 VICTORIA DRIVE, Vancouver, BC V5N 1T8 | Sprinkler Permit | Commercial | New | Issued | Commercial - For all sprinkler work to the 2019 VBBL; NFPA 13R, 2013 for this newly construct a 3-storey plus basement, 10-unit Multiple Dwelling including 3 Lock-Off units with 5 parking spaces (or 3 + 1 accessible parking) having vehicular access from the lane. This application does not include any of the following: • Flexible sprinkler pipe. • Alternative solutions. Notes: 1. Sprinkler Engineer of Record Xiangyang Tan, P.Eng. of XT Engineering Ltd. T: 778 705 5858 E: tan@xtengineering.com 2. One set of approved drawings and permit to be available for viewing at the jobsite | Haven Fire Protection Ltd
EP-2022-03287 | 2022-04-25 | 2408 VICTORIA DRIVE, Vancouver, BC V5N 1T8 | Electrical Permit | Residential | New | Expired | Temporary Power - Residential - To provide temporary power. | G.S.G. Electric Ltd.
EP-2022-03766 | 2022-05-09 | 2408 VICTORIA DRIVE, Vancouver, BC V5N 1T8 | Electrical Permit | Residential | New | Issued | Installation / Repair - Residential - tv,telephone,alarm prewire and complete >BP: To construct a 3-storey plus basement, 10-unit Multiple Dwelling including 3 Lock-Off units with 5 parking spaces (or 3 + 1 accessible parking) having vehicular access from the lane. VBBL 2019 - Reviewed during 2020/21 pandemic. | Tvisha Technologies Ltd
NULL | NULL | 2408 VICTORIA DRIVE, Vancouver, BC V5N 1T8 | Plumbing Permit | Commercial | New | Draft | Commercial - Plumbing for 7-unit townhome project | DHESI PLUMBING LTD
PP-2022-01037 | 2022-05-20 | 2408 VICTORIA DRIVE, Vancouver, BC V5N 1T8 | Plumbing Permit | Commercial | New | Issued | Commercial - plumbing throughout 7 unit townhome project To construct a 3-storey plus basement, 10-unit Multiple Dwelling including 3 Lock-Off units with 5 parking spaces (or 3 + 1 accessible parking) having vehicular access from the lane. >>Amend: January 4, 2023 Add two roof drains to the fixtures. | DHESI PLUMBING LTD
EP-2023-04139 | 2023-05-11 | 2408 VICTORIA DRIVE, Vancouver, BC V5N 1T8 | Electrical Permit | Residential | New | Issued | Temporary Power - Residential - To provide temporary power. | G.S.G. Electric Ltd.
PP-2022-03380 | 2022-09-23 | 2479 E 6TH AVENUE, Vancouver, BC V5M 1P9 | Plumbing Permit | Residential | New | Completed | Residential - >>TO CONTINUE WORK STARTED BY OTHER CONTRACTOR (PP-2019-04318) finishing only project take over >BP: To construct a 2 storey laneway house building with an open parking pad, providing 1 parking space, having vehicular access from the lane. Note: This is a 1 ½ storey building pursuant to the Zoning & Development By-law 1. COVENANT TO BE REGISTERED UNDER THE MAIN HOUSE 2. No Strata Titling permitted 3. NO A/C 4. Schedule B:P.Eng Structural & Geotechnical ALAN PRAHALAD 604-831-1431 | Atlantis Plumbing & Heating Ltd
EP-2022-09553 | 2022-11-10 | 2479 E 6TH AVENUE, Vancouver, BC V5M 1P9 | Electrical Permit | Residential | New | Completed | Installation / Repair - Residential - Electrical low voltage-cable, telephone, internet ,bell etc finish only. COMPLETE SECURITY ALARM SYSTEM TO COMPLETE WORK STARTED PER EP-2020-04019 **Amend 01/03/2023** Please change the permit description to electrical low voltage -cable ,tel,internet , door bell rough in only. Alarm rough in only. >DB: To construct a 2 storey laneway house building with an open parking pad, providing 1 parking space, having vehicular access from the lane. Note: This is a 1 ½ storey building pursuant to the Zoning & Development By-law 1. COVENANT TO BE REGISTERED UNDER THE MAIN HOUSE 2. No Strata Titling permitted 3. NO A/C | Gigabyte Security Solutions Inc.
SP-2022-02052 | 2022-12-13 | 1188 BURNABY STREET, Vancouver, BC V6E 1P1 | Sprinkler Permit | Commercial | New | Issued | Commercial - ***SITE/PARKADE** This permit was issued for sprinkler work in the below grade facilities and standpipes throughout for this proposed development: New 5 storey noncombustible addition ( Building 2- Infill containing 11 rental dwelling units) to the existing 11 storey rental residential building with 1 level of common underground parking garage on this site. THIS IS A CERTIFIED PROFESSIONAL PROJECT and the CP is Michael Meszaros of Pioneer Code Consultants Ltd. Notes: 1. Fire Protection Engineer of Record Mr. Ryan Pavey of Cardinal engineering. T: 604 605 0606. E: pavey@cardinalfire.ca Related Permit: 1. SP-2021-01607 - 1176 BURNABY ST | Max Fire Pro Ltd
EP-2022-07649 | 2022-10-24 | 1188 BURNABY STREET, Vancouver, BC V6E 1P1 | Electrical Permit | Residential | New | Issued | Installation / Repair - Residential - Supply and install complete and functioning electrical system to new infill building. REFER TO AL-2020-00113 >BP: To construct a new 5 storey noncombustible addition ( Building 2- Infill containing 11 rental dwelling units) to the existing 11 storey rental residential building with 1 level of common underground parking garage on this site. | Lo-Cost Electrical Ltd
NULL | NULL | 1188 BURNABY STREET, Vancouver, BC V6E 1P1 | Plumbing Permit | Commercial | New | Withdrawn | Commercial - Plumbing | Blue Sea Plumbing & Heating Ltd
PP-2022-02144 | 2022-09-01 | 1188 BURNABY STREET, Vancouver, BC V6E 1P1 | Plumbing Permit | Commercial | New | Issued | Commercial - Plumbing >To construct a new 5 storey noncombustible addition ( Building 2- Infill containing 11 rental dwelling units) to the existing 11 storey rental residential building with 1 level of common underground parking garage on this site. Stage 1 ( excavation and shoring) -14-Jan-2020 issued Stage 2 ( full construction of Infill and minor changes to excavation & shoring drawings ) - issued 24-Nov-2021 Change of Electrical Engineer of record. Effective Oct 07, 2021 Mr. Mike Shefrie, P. Eng assumes responsibilities of Electrical discipline for this project. Related to BP-2018-03821. | Blue Sea Plumbing & Heating Ltd
EP-2023-05521 | 2023-06-20 | 1188 BURNABY STREET, Vancouver, BC V6E 1P1 | Electrical Permit | Commercial | New | Issued | Temporary Power - Commercial - To provide temporary power. | Lo-Cost Electrical Ltd
EP-2023-01090 | NULL | 1188 BURNABY STREET, Vancouver, BC V6E 1P1 | Electrical Permit | Commercial | New | Withdrawn | Temporary Power - Commercial - To provide temporary power. | Lo-Cost Electrical Ltd
EP-2024-00225 | 2024-01-09 | 1188 BURNABY STREET, Vancouver, BC V6E 1P1 | Electrical Permit | Commercial | New | Issued | Installation / Repair - Commercial - telephone/data/CATV/enter phone/access control/CCTV rough in and finish To construct a new 5 storey noncombustible addition ( Building 2- Infill containing 11 rental dwelling units) to the existing 11 storey rental residential building with 1 level of common underground parking garage on this site. | NexGen Technologies Inc
EP-2022-04969 | 2022-06-12 | 1188 BURNABY STREET, Vancouver, BC V6E 1P1 | Electrical Permit | Commercial | New | Expired | Temporary Power - Commercial - To provide temporary power. Amend: Feb 10th, 2023 change service to 100A instead of 200A. AMEND: MAR 8, 2023 amend service to read 3Phase 4 Wire. | Lo-Cost Electrical Ltd
EP-2023-07049 | 2023-08-24 | 2625 GUELPH STREET, Vancouver, BC V5T 4J8 | Electrical Permit | Commercial | Renovation | Issued | Installation / Repair - Commercial - ¦ TOWNHOUSE- METER RE-SEAL ¦ Electrical permit needed for BC hydro's reference to connect the power back to BC hydro meter that is at this customers place. Storm sewer pump that needs power. It is not a new install. BC hydro just needs a city permit to make sure that the meter is ok to reconnect the power. | Milani Electric Limited
NULL | NULL | 3056 DUNBAR STREET, Vancouver, BC V6R 2Z3 | Gas Permit | Residential | New | Draft | Residential - To install boiler and BBQ and fire pit | JOT MECHANICAL LTD
NULL | NULL | 3056 DUNBAR STREET, Vancouver, BC V6R 2Z3 | Gas Permit | Residential | New | Draft | Residential - To install boiler BBQ and fire pit | JOT MECHANICAL LTD
GP-2022-00618 | 2022-02-28 | 3056 DUNBAR STREET, Vancouver, BC V6R 2Z3 | Gas Permit | Residential | New | Issued | Residential - LWH - To install boiler bbq fire pit To construct a 2 storey laneway house building with an attached garage and 1 open parking pad, providing a total of 2 parking spaces, having vehicular access from the 20' Lane. Note: This is a 1 ½ storey building pursuant to the Zoning & Development By-law. 1. Covenant not required with existing house 2. No Strata Titling permitted 3. No A/C Unit proposed | JOT MECHANICAL LTD
PP-2022-00143 | 2022-01-18 | 3056 DUNBAR STREET, Vancouver, BC V6R 2Z3 | Plumbing Permit | Residential | New | Completed | Residential - LWH - Plumbing To construct a 2 storey laneway house building with an attached garage and 1 open parking pad, providing a total of 2 parking spaces, having vehicular access from the 20' Lane. Note: This is a 1 ½ storey building pursuant to the Zoning & Development By-law. 1. Covenant not required with existing house 2. No Strata Titling permitted 3. No A/C Unit proposed | Avante Plumbing & Heating Ltd
SP-2022-00072 | 2022-01-20 | 3056 DUNBAR STREET, Vancouver, BC V6R 2Z3 | Sprinkler Permit | Residential | New | Completed | Residential - new fire sprinkler system >BP: To construct a 2 storey laneway house building ($223,000) with an attached garage and 1 open parking pad, providing a total of 2 parking spaces, having vehicular access from the 20' Lane. Note: This is a 1 ½ storey building pursuant to the Zoning & Development By-law. 1. Covenant not required with existing house 2. No Strata Titling permitted 3. No A/C Unit proposed 4. 5. Schedule B: (Bernhard Gafner) P.Eng (604.616.3013) Structural 6. Schedule B: (Ivan Chu) P.Eng (604.299.6617) Geotechnical 7. Schedule B: ( Rafael Santa Ana) Architech AIBC (604.628.7881) Architectural 8. HPO: Residential Builder- (NPKS Construction Ltd.) NOTE: To achieve the required FSR. A floor space exclusion of 3% has been applied to this application as per section 11.24.18 of the district schedule, to accommodate improved building performance. Address Information: Principle Dwelling: Address 3597 W 15 Ave Laneway home: Address 3056 Dunbar St. Address has been assigned per the approved plans as the fire/emergency access to the laneway house is from the West side. This access must be provided & maintained at 20' Lane at all times in accordance with the Building By-law. NOTE: Information regarding the principal building on the survey and site plan is for reference only. Any discrepancy between information regarding the principal building on the survey and/or site plan and approved permit drawings for the principal building are neither approved nor authorized under this laneway house permit. *EXISTING HOUSE* Note: Bldg 1 (principal bldg) addressed 3597 W 15 Ave retained on site. * associated Addition/Alteration Permit: DB-2018-00795 - Main House Reno/Addition* **THIS PERMIT HAS BEEN ISSUED UNDER THE REQUIREMENTS OF VBBL 2014 AND THE GREEN HOMES PROGRAM** | Mainland Fire Protection Ltd
EP-2022-02604 | 2022-03-31 | 3505 W 7TH AVENUE, Vancouver, BC V6R 0E9 | Electrical Permit | Commercial | New | Completed | Installation / Repair - Commercial - Data/tel wiring. Low voltage communications wiring. >BP: To develop a new 2- story elementary school (Bayview) including preschool and before & after school care uses (Child Day Care Facility - Shell Only) on the 1st level with 2 accessible parking stalls and one Class A loading space accessed from 6th Avenue. Full construction | BKS Cablecom Systems Ltd
EP-2022-05861 | 2022-07-13 | 3505 W 7TH AVENUE, Vancouver, BC V6R 0E9 | Electrical Permit | Commercial | Addition | Completed | Installation / Repair - Commercial - Installation of a ULC listed dialer for the monitoring of the fire panel only >BP: To develop a new 2- story elementary school (Bayview) including preschool and before & after school care uses (Child Day Care Facility - Shell Only) on the 1st level with 2 accessible parking stalls and one Class A loading space accessed from 6th Avenue. Full construction | Chubb Fire & Security Canada Corp
EP-2022-09998 | 2022-11-28 | 1611 DAVIE STREET, Vancouver, BC V6G 1W1 | Electrical Permit | Commercial | NULL | Expired | Annual / Operating - Electrical maintenance up to 750V Valid 10/29/2022 until 10/28/2023 EP-2021-08278: Expired | Quantum Lighting Inc
NULL | NULL | 1611 DAVIE STREET, Vancouver, BC V6G 1W1 | Electrical Permit | Commercial | NULL | Draft | Annual / Operating - Operating permit for Safeway 4998 | Quantum Lighting Inc
EP-2024-00116 | 2024-01-05 | 1611 DAVIE STREET, Vancouver, BC V6G 1W1 | Electrical Permit | Commercial | NULL | Issued | Annual / Operating - ANNUAL/OPERATING PERMIT EXPIRED EP-2022-09998 Valid October 29th, 2023 Until October 28th, 2024 Electrical Maintenance work throughout store up to 750V. High Voltage electrical repair and maintenance will be conducted by a FSR A contractor. Quantum lighting manages and assigns the high voltage work to a FSR contractor. All HV maintenance and repair will be carried out on an as needed basis by FSR A contractor. | Quantum Lighting Inc
PP-2023-03093 | 2023-09-01 | 2589 W BROADWAY, Vancouver, BC | Plumbing Permit | Commercial | Tenant Improvement | Completed | Commercial - As per city install backflow device | Mainland Plumbing & Heating
PP-2023-02405 | 2023-07-10 | 2585 W BROADWAY, Vancouver, BC | Plumbing Permit | Commercial | Renovation | Completed | Commercial - Install 3 backflow preventers on connections to restaurant fixtures. This application is made as a result of a CoV Cross Connection Inspection report. | Vancouver Backflow Testing Ltd
EP-2022-08365 | 2022-10-04 | 3420 ST. CATHERINES STREET, Vancouver, BC V5V 4K8 | Electrical Permit | Commercial | NULL | Expired | Annual / Operating - Annual Operating Permit. Two maintenance calls per year. Renewal of EP-2021-06695 VALID: September 09, 2022 to September 08, 2023 | Clarus Electric Corp
EP-2023-08167 | 2023-09-08 | 3420 ST. CATHERINES STREET, Vancouver, BC V5V 4K8 | Electrical Permit | Commercial | NULL | Issued | Annual / Operating - Obtaining a new operating permit Renewal of EP-2022-08365 VALID: September 09, 2023 to September 08, 2024 | Clarus Electric Corp
EP-2022-08691 | 2022-11-16 | 6168 EAST BOULEVARD, Vancouver, BC V6M 3V6 | Electrical Permit | Commercial | Addition | Completed | Installation / Repair - Commercial - Electric Vehicle Charging Infrastructure: Since strata owners haven't decided which stall owners want to install EVSE, this time we will only do the infrastructure build up this time. Just install an 225A electrical panel and conduits. Due to the reason no EV charger will be installed, no wiring size and EVSE equipment, etc are to be specified. New permits will be applied for future actual EVSE installations. | Amor Energy Corporation
EP-2023-03360 | 2023-04-25 | 6168 EAST BOULEVARD, Vancouver, BC V6M 3V6 | Electrical Permit | Commercial | Addition | Completed | Installation / Repair - Commercial - Install EV Receptacles (for 6566 W @208V) at the basement parking lot. The plan is to install 6 EV receptacles at: Stall 6/7 (use # 6 AWG CU), Stall 14/15 (use # 8 AWG CU), Stall 18/19 ( use # 8 AWG CU), Stall 30 (use # 8 AWG CU), Stall 31/32 (use # 8 AWG CU), Stall 33/34 (use # 8 AWG CU). | Amor Energy Corporation
EP-2022-06992 | 2022-08-19 | 4189 CAMBIE STREET, Vancouver, BC V5Z 2Y2 | Electrical Permit | Commercial | NULL | Expired | Annual / Operating - ANNUAL OPERATING PERMIT Minor electrical installation, repair and maintenance. -renewal of: EP-2021-05114 -valid: Aug. 30 , 2022 - Aug. 29, 2023 | Berts Electric (2001) Ltd
EP-2023-07506 | 2023-08-17 | 4189 CAMBIE STREET, Vancouver, BC V5Z 2Y2 | Electrical Permit | Commercial | NULL | Issued | Annual / Operating - ANNUAL OPERATING PERMIT Minor electrical installation, repair, and maintenance. -renewal of EP-2022-06992 -Valid: Aug. 30, 2023 - Aug. 29, 2024 | Berts Electric (2001) Ltd
EP-2022-01618 | 2022-02-28 | 1925 W 42ND AVENUE, Vancouver, BC V6M 2B2 | Electrical Permit | Residential | New | Expired | Temporary Power - Residential - To provide temporary power. | Fowlstone Electric Ltd
PP-2023-00822 | 2023-03-10 | 1925 W 42ND AVENUE, Vancouver, BC V6M 2B2 | Plumbing Permit | Residential | New | Completed | Residential - Lawn Irrigation system | J F P irrigation Ltd
SP-2023-00169 | 2023-02-01 | 420 TERMINAL AVENUE, Vancouver, BC V6A 0C1 | Sprinkler Permit | Commercial | Renovation | Completed | Commercial - Total of 13 relocated sprinkler heads as required to reflect new floor plan lay-out >DB: Exterior and Interior alterations and Small Suite Change of Major Occupancy from Restaurant Class 1 (Group A2) to Retail Limited Food Establishment (Group E) at this existing 5 storey mixed use building (containing General Office and School - University/College, with ancillary retail/restaurant). Scope of work includes: - New kitchen area, prep area, service area and service counter. One existing accessible washroom to remain. New walk-in cooler is proposed and must comply with CAN/ULC-S138 *****This application does not include any of the following: 1. Not more than 20 sprinklers (add, relocate, or remove), 2. hydraulic calculations, 3. change in occupancy and /or hazard classification, 4. warehouse storage arrangements, 5. mobile compact storage arrangements, 6. alternative solutions, 7. changes to the sprinkler system supply piping (e.g. valves, mains, cross-mains, branch-lines, etc.), or 8. flexible sprinkler pipe. | BC FIRE SPRINKLERS--Gordon Knight
PP-2022-02826 | 2022-08-19 | 420 TERMINAL AVENUE, Vancouver, BC V6A 0C1 | Plumbing Permit | Commercial | Tenant Improvement | Completed | Commercial - New Papa John restaurants All new plumbing except for bathroom >BP: Exterior and Interior alterations and Small Suite Change of Major Occupancy from Restaurant Class 1 (Group A2) to Retail Limited Food Establishment (Group E) at this existing 5 storey mixed use building (containing General Office and School - University/College, with ancillary retail/restaurant). Scope of work includes: - New kitchen area, prep area, service area and service counter. One existing accessible washroom to remain. New walk-in cooler is proposed and must comply with CAN/ULC-S138 Building Review Branch Notes: - As per OC442416, last approved use of unit is A-2, Restaurant Class 1 - Schedule A, Electrical, Mechanical, Plumbing Schedule B provided. CRP is Satwik Shetty, P.Eng , 778-360-2153 - A permanent sign indicating total occupant load shall be posted in a conspicuous location as per 3.1.17.1(2). - Total occupant load proposed = 9 persons. - Signs require separate permit and approval. - No part 11 upgrade is required as per 11.2.1.2.(3) and (9). - E2 - Lighting - Upgrade to incorporate Scheduled Shutoff (per 9.4.1.1.(i) of ASHRAE 90.1-2016) - K3 form submitted - Sprinkler commitment letters submitted. - * Review as per VBBL 2019 Okay for exterior alterations to install two new louvres per R. Dinh. Note: one louvre for intake air and the other for kitchen exhaust. | PACIFIC FLO MECHANICAL
PP-2023-04429 | NULL | 420 TERMINAL AVENUE, Vancouver, BC V6A 0C1 | Plumbing Permit | Commercial | Tenant Improvement | Application Incomplete | Commercial - One grease interceptor in parkade replaced with 2 above grade, in back of house | Pioneer Plumbing & Heating Inc
EP-2022-02088 | 2022-03-28 | 420 TERMINAL AVENUE, Vancouver, BC V6A 0C1 | Electrical Permit | Commercial | Tenant Improvement | Completed | Installation / Repair - Commercial - Tenant improvements -Supply and install new lights, receptacles and data/tel to suit new tenant layout >BP: Exterior and Interior alterations and change of use from Restaurant Class 1 (Group A2) to Retail Limited Food Establishment (Group E) at this existing 5 storey mixed use building. Scope of work includes: - New kitchen area, prep area, service area and service counter. One existing accessible washroom to remain. Building Review Branch Notes: - As per OC442416, last approved use of unit is A-2, Restaurant Class 1 - Planner approval for vent location in parcel document tab * Review as per VBBL 2019 | 635913 BC Ltd. DBA: Mustang Contracting
NULL | NULL | 420 TERMINAL AVENUE, Vancouver, BC V6A 0C1 | Electrical Permit | Commercial | Tenant Improvement | Withdrawn | Installation / Repair - Commercial | 635913 BC Ltd. DBA: Mustang Contracting
EP-2023-02676 | 2023-09-18 | 421 W 6TH AVENUE, Vancouver, BC V5Y 1L3 | Electrical Permit | Commercial | Renovation | Completed | Installation / Repair - Commercial - Fire Alarm installation in CRU# 1 & 2 | Allwest Electric Ltd
EP-2022-00222 | 2022-01-13 | 2623 WAVERLEY AVENUE, Vancouver, BC V5S 1E6 | Electrical Permit | Residential | New | Completed | Installation / Repair - Residential - Laneway House Extra Low Voltage. Data/Voice/TV Cable, Alarm Prewire, Door Bell To construct a 2 storey laneway house building with an open parking pad providing 1 parking space over gravel, having vehicular access from the 20' Lane. Note: This is a 1 ½ storey building pursuant to the Zoning & Development By-law. 1. Covenant registered at the Land Title Office under CA7876041 2. No Strata Titling permitted 3. No A/C Unit proposed 4. Schedule B: (Edward C. Yip) P.Eng (604.231.8929) Structural & Geotechnical 5. BC Housing (LC Contracting Ltd) (604.889.7700) | SECUTECH DEVELOPMENT LTD.
EP-2023-04628 | 2023-05-29 | 4963 CAMBIE STREET, Vancouver, BC V5Z 2Z6 | Electrical Permit | Commercial | NULL | Issued | Annual / Operating - ANNUAL OPERATING PERMIT -renewal of EP-2022-07145 -valid: April 9, 2023 - April 8, 2024 | Mac's Electric Ltd
EP-2022-07145 | 2022-08-24 | 4963 CAMBIE STREET, Vancouver, BC V5Z 2Z6 | Electrical Permit | Commercial | NULL | Expired | Annual / Operating - ANNUAL OPERATING PERMIT VALID: APR 8/2022 TO APR 7/2023 EXPIRED PERMIT: EP-2021-03185 | Mac's Electric Ltd
NULL | NULL | 2511 CAROLINA STREET, Vancouver, BC V5T 3S8 | Gas Permit | Commercial | New | Draft | Commercial - New low rise multi-family dwelling with various amenitys | NULL
NULL | NULL | 2511 CAROLINA STREET, Vancouver, BC V5T 3S8 | Gas Permit | NULL | New | Draft | - Install gas connection on a multi family residential mid-rise | NULL
NULL | NULL | 2511 CAROLINA STREET, Vancouver, BC V5T 3S8 | Gas Permit | Commercial | New | Draft | Commercial - Multi-family Dwelling | NULL
EP-2023-03625 | 2023-04-26 | 2511 CAROLINA STREET, Vancouver, BC V5T 3S8 | Electrical Permit | Commercial | New | Issued | Installation / Repair - Commercial - Heat trace install on domestic water pipes in parkade, Mezzanine, and Lvl 1 garbage rooms. NOT for sprinkler system. >BP: To alter existing two-storey Heritage commercial building ("The Carolina" approved Heritage Designation) with a new 6-storey, non-combustible addition of Retail and Multi-dwelling units containing 64 dwelling units: SEE SPECIFIC LOCATION FOR REMAINDER OF WORK DESCRIPTION..... | Brian Wuttke
EP-2023-08288 | 2023-09-14 | 2511 CAROLINA STREET, Vancouver, BC V5T 3S8 | Electrical Permit | Commercial | New | Issued | Installation / Repair - Commercial - Installation of Heat trace wet sprinkler main in parkade. >BP: To alter existing two-storey Heritage commercial building ("The Carolina" approved Heritage Designation) with a new 6-storey, non-combustible addition of Retail and Multi-dwelling units containing 64 dwelling units: 1st storey - Retail (shell), Restaurant - Class I (shell at "The Carolina") and Artist Studios Class A (2 dwelling units in the 1st storey, with lower level in basement) 2nd to 6th storeys - 62 dwelling units, and to retain, relocate (under separate permit) to alter existing 2-storey Heritage single-family building. Connacher Residence - containing 1 dwelling unit, all over 2 levels of common underground parking and 1 level basement, all accessed from the rear lane. "The Carolina", located at the NE corner of site, shall retain the North, East and a 6 ft. section of the hand-cut, faux brick drop wood cladding return on the west wall. Connacher Residence - located at the SE corner of the site, will be fully upgraded. Upgrade Mechanisms: F4, S4, N4, A4, and E4. Refer to Code Compliance Report for details of upgrades. Total dwelling units on site = 65 dwelling units. Refer to DB-2021-00615 for Relocation of the Connacher Residence. This permit has been reviewed under the 2014 Vancouver Building By-law (#10908). GAL accepted to apply 3.2.2.50. according to VBBL 2019. STAGED CONSTRUCTION Revision #2 - Revised drawings to match M/A DP-2022-00250. - Issued November 18, 2022 Stage IV - Connacher House - issued June 13, 2023 | Centurion Electric Ltd
SP-2021-01044 | 2022-09-28 | 2511 CAROLINA STREET, Vancouver, BC V5T 3S8 | Sprinkler Permit | Commercial | New | Issued | Commercial - For all sprinkler work to the 2014 VBBL; NFPA 13, 2013; standpipe work to NFPA 14, 2010; and alternative solutions prepared by GHL Consultants Ltd to alter existing two-storey heritage commercial building ("The Carolina" approved Heritage Designation) and construct a new six-storey non-combustible addition of Retail and Multi-dwelling units containing 63 dwelling units and to retain, relocate and alter existing two-storey heritage single family building - Connacher Residence containing 1 dwelling unit, all over 2 levels of common underground parking and 1 level basement, all accessed from the rear lane. Total dwelling units on site = 64 dwelling units. THIS IS A CERTIFIED PROFESSIONAL PROJECT and the CP is Andrew Harmsworth, P.Eng. CP of GHL Consultants Ltd. This application does not include any of the following: • Warehouse storage arrangements, or mobile compact storage arrangements. • Flexible sprinkler pipe. • Information Technology Equipment Rooms (e.g. IT Rooms, LAN Rooms, etc.). Related Permits 1. DB-2021-00615 for Relocation of Connacher Residence. Notes: 1. Connacher Residence, located at the SE corner of the site, will be fully upgraded - F4 upgrade. Refer to code compliance report for details of upgrades. 2. Sprinkler engineer of record Mr. MD Kamrujjaman, P.Eng. of Integral Group. T: (604) 687-1800. E: md.kamrujjaman@integralgroup.com. 3. One set of approved drawings and permit to be available for viewing at the jobsite. 4. Construction Standpipe to Bulletin 2017-003-BU/FI, VBBL, NFPA 14, and VFBL. 5. See permit terms and conditions for addiotnal information. | Gisborne Industrial Construction Ltd
PP-2022-00389 | 2022-10-14 | 2511 CAROLINA STREET, Vancouver, BC V5T 3S8 | Plumbing Permit | Commercial | New | Issued | Commercial - Above Grade Fixtures Levels 1-7 To alter existing two-storey heritage commercial building ("The Carolina" approved Heritage Designation) with a new six-storey non-combustible addition of Retail and Multi-dwelling units containing 64 dwelling units: 1st storey - Retail (shell), Restaurant - Class 1 (shell at The Carolina) and Artist Studios Class A (2 dwelling units at 1st storey with lower level in basement) 2nd to 6th storeys - 62 dwelling units, and to retain, relocate (under separate permit) to alter existing two-storey heritage single family building - Connacher Residence - containing 1 dwelling unit, all over 2 levels of common underground parking and 1 level basement, all accessed from the rear lane. | Core Mechanical Ltd
EP-2022-03347 | 2022-04-26 | 2511 CAROLINA STREET, Vancouver, BC V5T 3S8 | Electrical Permit | Residential | New | Issued | Installation / Repair - Residential - low voltage control wiring for HVAC | Modern Systems Management Ltd
EP-2022-00728 | 2022-02-01 | 2525 CAROLINA STREET, Vancouver, BC V5T 3S8 | Electrical Permit | Commercial | New | Expired | Temporary Power - Commercial - To provide temporary power. | Red Seal Electric Ltd
EP-2023-00804 | 2023-01-31 | 2525 CAROLINA STREET, Vancouver, BC V5T 3S8 | Electrical Permit | Commercial | New | Expired | Temporary Power - Commercial - To provide temporary power. | Red Seal Electric Ltd
EP-2022-06990 | 2022-08-23 | 3742 CROWN STREET, Vancouver, BC V6S 1J9 | Electrical Permit | Residential | New | Completed | Installation / Repair - Residential - Laneway House wiring to include Extra Low Voltage communication wiring >BP: To construct a 1.5 storey laneway house building ($131,250.00) with an open parking pad providing 1 parking space, having vehicular access from the 20' Lane. 1. Covenant registered at the Land Title Office under CA7882518 2. No Strata Titling permitted 3. No A/C Unit proposed 4. Schedule B: (Nicke de Ridder) P.Eng (604.731.7412) Structural 5. Schedule B: (Matt Kokan) P.Eng (604.439.0922) Geotechnical 6. BC Housing (Coastline Projects Ltd) AMEND: OCT 25/2022 Increase capacity of Main Service from 125amp to 200amps. New service conductors in mast. New 200amp panel. Grounding to remain (#6 copper) AMEND:25/2022 NEW LOAD CALCULATIONS UPLOADED | Santolla Enterprises Ltd
EP-2022-04990 | 2022-06-15 | 6168 EAST BOULEVARD #401, Vancouver, BC | Electrical Permit | Commercial | Addition | Completed | Installation / Repair - Commercial - UNIT# 401 Installation of Surge Protector Device into panel. | Berts Electric (2001) Ltd
EP-2022-03983 | 2022-05-16 | 3420 ST. CATHERINES STREET #201, Vancouver, BC | Electrical Permit | Commercial | Renovation | Completed | Installation / Repair - Commercial - Outdoor plug install | Christopher Michael Newman
EP-2022-06847 | 2022-08-16 | 89 NELSON STREET, Vancouver, BC V6Z 0E7 | Electrical Permit | Commercial | NULL | Expired | Annual / Operating - Annual Operating Permit Maintenance Operation permit for High Voltage Transformer in the Electrical Vault Effective July 23,2022 - July 22,2023 Expired: EP-2021-06293 (Annual/Operating) | Allwest Electric Ltd
EP-2023-06307 | 2023-07-13 | 89 NELSON STREET, Vancouver, BC V6Z 0E7 | Electrical Permit | Commercial | NULL | Issued | Annual / Operating - Annual Operating Permit 89 Nelson St Renewal of EP-2022-06847 Effective July 23,2023 - July 22,2024 | Allwest Electric Ltd
NULL | NULL | 3565 SAWMILL CRESCENT, Vancouver, BC V1V 1V1 | Sprinkler Permit | Commercial | New | Draft | Commercial - Implementation of a fire protection system in our new permanent District Energy centre. | Wesgroup Contracting Ltd
SP-2022-01682 | NULL | 3565 SAWMILL CRESCENT, Vancouver, BC V1V 1V1 | Sprinkler Permit | Commercial | New | Withdrawn | Commercial - New sprinkler system for River District Energy Centre New natural gas-fuelled boilers are to be installed for a district in Vancouver, BC. These boilers and their equipment are to be housed in the proposed district energy centre located at 3565 Sawmill Crescent, Vancouver, BC. The project name of the proposed district energy centre is River District Energy Centre (RDEC) and it is intended to be a 2-storey mechanical room for the new boilers and its equipment. Ancillary spaces such as control rooms, storage rooms, washrooms, and equipment rooms will also be provided in the building to assist with the operation of the new boilers. Due to the use of the facility, only authorized personnel would be permitted access, and any guests – including trades - would need to be overseen by these staff. Under ordinary operations, the facility will have approximately one or two operators on site. | NULL
SP-2022-01838 | NULL | 3565 SAWMILL CRESCENT, Vancouver, BC V1V 1V1 | Sprinkler Permit | Commercial | New | In Review | Commercial - District Energy Centre for the River District Development area >BP: New natural gas-fuelled boilers are to be installed for a district in Vancouver, BC. These boilers and their equipment are to be housed in the proposed district energy centre located at 3565 Sawmill Crescent, Vancouver, BC. The project name of the proposed district energy centre is River District Energy Centre (RDEC) and it is intended to be a 2-storey mechanical room for the new boilers and its equipment. Ancillary spaces such as control rooms, storage rooms, washrooms, and equipment rooms will also be provided in the building to assist with the operation of the new boilers. Due to the use of the facility, only authorized personnel would be permitted access, and any guests – including trades - would need to be overseen by these staff. Under ordinary operations, the facility will have approximately one or two operators on site. | NULL
EP-2022-00204 | 2022-01-12 | 1601 QUEBEC STREET, Vancouver, BC V1V 1V1 | Electrical Permit | Commercial | New | Expired | Temporary Power - Commercial - TEMPORARY POWER POLE To renew temp permit EP-2020-09274 please VALID: DEC 21/2020 TIL DEC 20/2021 >BP: To construct a 17-storey residential building, consisting - townhouses on level 1 and 2 - dwelling units on Level 3 to 17 all over 3-level of underground parking, from access off of Switchmen Street. Stage #1 - excavation and shoring - issued 2020-01-14 Stage #2 - full construction - issued 2020-07-21 - COVID 2019 Rozina issued revision permit on Jan 29 2021. Changes in the revision: Level P3 - Private storage rooms were deleted and 3 storage locker rooms were created. An extra private storage room was created. Level P1 - Service rooms sizes changed. Level 2 - Steam equipment room and mechanical closet added. Level 16 - Exterior patio doors changed to foldable doors. Level 17 - New metal and glass canopies added over patio doors. Revised building envelope RPR on project effective Feb 19 2021. New engineer is Harold Louwerse. Sch D-1 has been filed under Application Documents - RM. NOTE: Work authorized by this permit is for placement of a temporary power pole only and does not authorize any site construction and/or excavation. A separate Building Permit will be required prior to commencement of any other work on this site. | Mott Electric General Partnership
EP-2022-05000 | 2022-06-14 | 1601 QUEBEC STREET, Vancouver, BC V1V 1V1 | Electrical Permit | Commercial | New | Completed | Installation / Repair - Commercial - Install heat trace: Parkade - domestic cold water; L1 entry soffit - chilled/hot water & Ptraps for units above; Outdoor patios - domestic cold/hot & sanitary for kitchens; Rooftop - chilled water & hot water for makeup air unit, condenser water for fluid cooler. All electrical connections by others >BP: To construct a 17-storey residential building, consisting - townhouses on level 1 and 2 - dwelling units on Level 3 to 17 all over 3-level of underground parking, from access off of Switchmen Street. Stage #1 - excavation and shoring - issued 2020-01-14 Stage #2 - full construction - issued 2020-07-21 - COVID 2019 Rozina issued revision permit on Jan 29 2021. Changes in the revision: Level P3 - Private storage rooms were deleted and 3 storage locker rooms were created. An extra private storage room was created. Level P1 - Service rooms sizes changed. Level 2 - Steam equipment room and mechanical closet added. Level 16 - Exterior patio doors changed to foldable doors. Level 17 - New metal and glass canopies added over patio doors. Revised building envelope RPR on project effective Feb 19 2021. New engineer is Harold Louwerse. Sch D-1 has been filed under Application Documents - RM. | Artech Electric Ltd
EP-2022-02195 | 2022-03-18 | 1601 QUEBEC STREET, Vancouver, BC V1V 1V1 | Electrical Permit | Commercial | New | Completed | Installation / Repair - Commercial - Low voltage Hvac Controls Wiring and installation >BP: To construct a 17-storey residential building, consisting - townhouses on level 1 and 2 - dwelling units on Level 3 to 17 all over 3-level of underground parking, from access off of Switchmen Street. Stage #1 - excavation and shoring - issued 2020-01-14 Stage #2 - full construction - issued 2020-07-21 - COVID 2019 Rozina issued revision permit on Jan 29 2021. Changes in the revision: Level P3 - Private storage rooms were deleted and 3 storage locker rooms were created. An extra private storage room was created. Level P1 - Service rooms sizes changed. Level 2 - Steam equipment room and mechanical closet added. Level 16 - Exterior patio doors changed to foldable doors. Level 17 - New metal and glass canopies added over patio doors. Revised building envelope RPR on project effective Feb 19 2021. New engineer is Harold Louwerse. Sch D-1 has been filed under Application Documents - RM. | Olympic Controls Inc
EP-2022-07108 | 2022-08-25 | 1601 QUEBEC STREET, Vancouver, BC V1V 1V1 | Electrical Permit | Residential | New | Completed | Installation / Repair - Residential - Installation of access control, CCTV and visitor intercom systems. -Mott Electric contracted us to do the low voltage work so we will both be working on the project >BP: To construct a 17-storey residential building, consisting - townhouses on level 1 and 2 - dwelling units on Level 3 to 17 all over 3-level of underground parking, from access off of Switchmen Street. Stage #1 - excavation and shoring - issued 2020-01-14 Stage #2 - full construction - issued 2020-07-21 - COVID 2019 Rozina issued revision permit on Jan 29 2021. Changes in the revision: Level P3 - Private storage rooms were deleted and 3 storage locker rooms were created. An extra private storage room was created. Level P1 - Service rooms sizes changed. Level 2 - Steam equipment room and mechanical closet added. Level 16 - Exterior patio doors changed to foldable doors. Level 17 - New metal and glass canopies added over patio doors. Revised building envelope RPR on project effective Feb 19 2021. New engineer is Harold Louwerse. Sch D-1 has been filed under Application Documents - RM. | Smart-Tek Communications Inc
EP-2022-07468 | 2022-09-08 | 1601 QUEBEC STREET, Vancouver, BC V1V 1V1 | Electrical Permit | Commercial | New | Completed | Installation / Repair - Commercial - Sprinkler heat trace in the parkade. >BP: To construct a 17-storey residential building, consisting - townhouses on level 1 and 2 - dwelling units on Level 3 to 17 all over 3-level of underground parking, from access off of Switchmen Street. Stage #1 - excavation and shoring - issued 2020-01-14 Stage #2 - full construction - issued 2020-07-21 - COVID 2019 Rozina issued revision permit on Jan 29 2021. Changes in the revision: Level P3 - Private storage rooms were deleted and 3 storage locker rooms were created. An extra private storage room was created. Level P1 - Service rooms sizes changed. Level 2 - Steam equipment room and mechanical closet added. Level 16 - Exterior patio doors changed to foldable doors. Level 17 - New metal and glass canopies added over patio doors. Revised building envelope RPR on project effective Feb 19 2021. New engineer is Harold Louwerse. Sch D-1 has been filed under Application Documents - RM. | Price Beat Electric Ltd.
EP-2022-06176 | 2022-07-27 | 1601 QUEBEC STREET, Vancouver, BC V1V 1V1 | Electrical Permit | Residential | New | Completed | Installation / Repair - Residential - Rough-in and finishing of the coaxial cable system Amended - Sept 12th,2022 Changed Total Value of project from $18600 to $37,200. | SOS COMMUNICATIONS INC
EP-2022-01259 | 2022-02-16 | 3403 POINT GREY ROAD, Vancouver, BC V6T 1A6 | Electrical Permit | Residential | New | Expired | Temporary Power - Residential - To provide temporary power. | Kuban Electric Ltd
PP-2022-02747 | 2022-08-10 | 3403 POINT GREY ROAD, Vancouver, BC V6T 1A6 | Plumbing Permit | Residential | New | Completed | Residential - Lawn Irrigation | M&M Industries Ltd
NULL | NULL | 3403 POINT GREY ROAD, Vancouver, BC V6T 1A6 | Electrical Permit | Residential | New | Draft | Installation / Repair - Residential - new single family dwelling | Kuban Electric Ltd
GP-2022-04032 | 2022-12-16 | 3403 POINT GREY ROAD, Vancouver, BC V6T 1A6 | Gas Permit | Residential | New | Completed | Residential - Gaggenau 15" Gas Cooktop with Front Knobs Gaggenau 15" Gas Wok with Front Knobs | Han Appliances & Refrigeration Ltd
EP-2022-00394 | 2022-01-26 | 3596 W 28TH AVENUE, Vancouver, BC V1V 1V1 | Electrical Permit | Residential | Addition | Completed | Installation / Repair - Residential - DDC CONTROLS WITH WEB INTERFACE FOR THE FOLLOWING: (16) Parking C0/N02 (16 stns) and fans...(1) MAU -CV...(1) trnsformer rm P1 CU-1 and (3) motorixed dampers...(1) P1-PF-1 / HC-1 -(1) motorized damper...(1) DHW supply, booster pump monitoring...(1) mech rm hydronics - water-water HP-1, boiler, HWS and CHWS -(4) make up water meters, CVs...(1) combined CRU water meter(supply)...(1) global gas fireplace disable output(based on OAT)..heat trace monitoring (allowed 2 points, actual unknown)..........SUPPLY, INSTALL, WIRE - (2) stats for elevator shaft ventilation -(2) motorized dampers...(4) stats for lobby FCs(3 FCUs, 2 zones) and (2) amenity FCUs-supply CVs(6way)...(83) nest stats for resi FCs-supply CV's(6way)...(31) timer switches for gas fireplaces..............INSTALL, WIRE ONLY: (7) stats ford CRU split AC (interlock CU)...(49) timer switches for resi ERVs >BP: To develop a five storey mixed-use building non-combustible construction containing Retail use on the first storey and Dwelling use (48 units) on levels one to five, all over two levels of underground parking, having vehicular access from the lane. Stage 1 - excavation and shoring only - issued 2019-09-25 Stage 2 - full construction - issued 2020-09-14 - COVID 2019 | Modern Systems Management Ltd
EP-2022-02277 | 2022-03-22 | 3596 W 28TH AVENUE, Vancouver, BC V1V 1V1 | Electrical Permit | Residential | New | Expired | Temporary Power - Residential - To provide temporary power. | K S Maude Electric Ltd
EP-2023-00285 | 2023-01-13 | 3596 W 28TH AVENUE, Vancouver, BC V1V 1V1 | Electrical Permit | Commercial | New | Completed | Installation / Repair - Commercial - enterphone/access control/CCTV >BP: To develop a five storey mixed-use building non-combustible construction containing Retail use on the first storey and Dwelling use (48 units) on levels one to five, all over two levels of underground parking, having vehicular access from the lane. Stage 1 - excavation and shoring only - issued 2019-09-25 Stage 2 - full construction - issued 2020-09-14 - COVID 2019 | NexGen Technologies Inc
EP-2022-08998 | 2022-10-24 | 3596 W 28TH AVENUE, Vancouver, BC V1V 1V1 | Electrical Permit | Commercial | NULL | Expired | Annual / Operating - Maintenance of existing operating electrical equipment. Yearly Maintenance on high voltage equipment. | Vikor I Electric Inc
EP-2023-06558 | 2023-07-20 | 3596 W 28TH AVENUE, Vancouver, BC V1V 1V1 | Electrical Permit | Commercial | New | Completed | Installation / Repair - Commercial - Sprinkler heat trace install on sprinkler wet system. P1 water entry room and parakde. >BP: To develop a five storey mixed-use building non-combustible construction containing Retail use on the first storey and Dwelling use (48 units) on levels one to five, all over two levels of underground parking, having vehicular access from the lane. Stage 1 - excavation and shoring only - issued 2019-09-25 Stage 2 - full construction - issued 2020-09-14 - COVID 2019 Revision #1:Changes per the approved DPMA DP-2022-00660: -changes to the P2 and P1 parking layout -Revised door hardware for Level 1 main lobby door and southeast exit door. -additional glass and steel canopies on the east elevation -Additional interior ramp for platform lift in loading area due to site conditions | Eastern Valley Electrical Ltd
EP-2023-04262 | 2023-05-23 | 3596 W 28TH AVENUE, Vancouver, BC V1V 1V1 | Electrical Permit | Commercial | New | Completed | Installation / Repair - Commercial - Install Heat trace to domestic & hydronic piping in parkade. >BP: To develop a five storey mixed-use building non-combustible construction containing Retail use on the first storey and Dwelling use (48 units) on levels one to five, all over two levels of underground parking, having vehicular access from the lane. Stage 1 - excavation and shoring only - issued 2019-09-25 Stage 2 - full construction - issued 2020-09-14 - COVID 2019 Revision #1:Changes per the approved DPMA DP-2022-00660: -changes to the P2 and P1 parking layout -Revised door hardware for Level 1 main lobby door and southeast exit door. -additional glass and steel canopies on the east elevation -Additional interior ramp for platform lift in loading area due to site conditions | BRENMACK ELECTRIC LTD
EP-2023-00942 | 2023-02-03 | 3596 W 28TH AVENUE, Vancouver, BC V1V 1V1 | Electrical Permit | Commercial | Addition | Completed | Installation / Repair - Commercial - Unit 502 - 2 Speakers in Kitchen and 2 Cat 6 to Living Room Unit 504 - 2 Speakers in Kitchen Unit 505 - 2 Speakers in Kitchen Unit 506 - 2 Speakers in Kitchen Unit 507 - 2 Speakers in Kitchen and 2 Cat 6 to Living Room Unit 508 - 2 Speakers in Kitchen and 2 Cat 6 to Living Room Unit 509 - 2 Speakers in Kitchen and 2 Cat 6 to Living Room | Campus Computers (Victoria) Ltd
EP-2023-00955 | 2023-02-21 | 2089 W 43RD AVENUE, Vancouver, BC V1V 1V1 | Electrical Permit | Commercial | Addition | Completed | Installation / Repair - Commercial - Install power sharing ready for up to 4:1 power sharing EV Charging by utilizing the existing EV branch circuits (40A @ 208V) supplied by the existing EV panel. Remove all EV Duty EV Chargers. | Trudel, Daniel, DBA: Electrum Charging Solutions Inc.
EP-2023-04548 | 2023-06-09 | 2089 W 43RD AVENUE, Vancouver, BC V1V 1V1 | Electrical Permit | Residential | Addition | Completed | Installation / Repair - Residential - Installing 12x 32A Level 2 Chargers to existing infrastructure. Note: This Existing 400A EV Panel was originally engineered for up to 84KW, currently the parkade has 11 Circuits made EV ready with no stations installed. 11x 6656W = 74kW of potential load distributed between all the stalls. We are utilizing those 11x circuits available with our 12x new Level 2, 6.6kw Stations and will be putting some stations Power Shared through our Network. Some Stations will be set to 2:1 16A Each and 3:1 10A each. So the load calc will not go above 74Kw after installation is finished. | Trudel, Daniel, DBA: Electrum Charging Solutions Inc.
EP-2022-06035 | 2022-07-29 | 751 BURRARD STREET, Vancouver, BC V6Z 1X6 | Electrical Permit | Commercial | Renovation | Completed | Installation / Repair - Commercial - cat 6 communications work >BP: Exterior and interior alterations, to combine unit #107, Wolford tenant space(753 Burrard St) on ground floor and #217 to create one retail unit and to change the use of the second floor from restaurant to ancillary office for a new retail tenant (Cartier) in this existing 4 story sprinklered commercial building on this site. Work to include changes to the facade facing both Burrard and Alberni Street, new canopy along the tenant space. Both the floors will have their own entrance and exit. Existing facade is recessed 5" from property line in most areas. Proposed facade will be built out 4" toward the property line. Note: 1.0. This application is reviewed under VBBL 2019. 2.0. Ancillary office on the second floor requires new sprinkler permit when the space is converted to retail use. “THE WORKS CONTEMPLATED IN THIS PERMIT MAY OR MAY NOT BE CONSISTENT WITH THE STRATA PLAN REGISTERED IN THE LAND TITLE OFFICE. | Telecon Inc.
EP-2022-04676 | 2022-06-03 | 751 BURRARD STREET, Vancouver, BC V6Z 1X6 | Electrical Permit | Commercial | Renovation | Completed | Installation / Repair - Commercial - Extra Low Voltage HVAC >BP: Exterior and interior alterations, to combine unit #107, Wolford tenant space(753 Burrard St) on ground floor and #217 to create one retail unit and to change the use of the second floor from restaurant to ancillary office for a new retail tenant (Cartier) in this existing 4 story sprinklered commercial building on this site. Work to include changes to the facade facing both Burrard and Alberni Street, new canopy along the tenant space. Both the floors will have their own entrance and exit. Existing facade is recessed 5" from property line in most areas. Proposed facade will be built out 4" toward the property line. Note: 1.0. This application is reviewed under VBBL 2019. 2.0. Ancillary office on the second floor requires new sprinkler permit when the space is converted to retail use. “THE WORKS CONTEMPLATED IN THIS PERMIT MAY OR MAY NOT BE CONSISTENT WITH THE STRATA PLAN REGISTERED IN THE LAND TITLE OFFICE. | Control Solutions Ltd
EP-2022-09438 | 2022-11-08 | 108 E 35TH AVENUE, Vancouver, BC V5W 1A6 | Electrical Permit | Commercial | NULL | Expired | Annual / Operating - Annual Operating - Maintenance and Repairs Renewal of EP-2021-08681 VALID OCT 4, 2022 TILL OCT 3, 2023 | City Spark Electrical Ltd
EP-2023-10862 | 2023-12-04 | 108 E 35TH AVENUE, Vancouver, BC V5W 1A6 | Electrical Permit | Commercial | NULL | Issued | Annual / Operating - Operating permit for strata - Maintenance Renewal of EP-2022-09438 Valid: Oct 4, 2023 to Oct 3, 2024 | City Spark Electrical Ltd
EP-2022-03113 | 2022-05-02 | 89 NELSON STREET #2819, Vancouver, BC | Electrical Permit | Residential | Addition | Completed | Installation / Repair - Residential - UNIT# 2819 Installation of a dedicated circuit for a wine fridge, with an AFCI breaker. Cable was ran through kitchen dropped ceiling from panel to outlet location. | TCA Industries Ltd
EP-2022-03686 | 2022-05-06 | 1033 NELSON STREET, Vancouver, BC V6E 1J1 | Electrical Permit | Commercial | New | Issued | Installation / Repair - Commercial - Installation of access control, CCTV and visitor intercom systems. Low voltage work. >BP: To construct a 58-storey building with 331 market units; a 5-storey podium with new church program space and Daycare, an 8-storey social housing building with 61 units all over 9 levels of an underground parkade. To restore and renovate the exiting First Baptist Church. STAGED CONSTRUCTION (SHELL PERMIT) Stage I (Excavation/Shoring and complete Structure) issued December 4, 2018. Stage II (full building permit for new construction. Existing church building excluded from this permit) issued April 29, 2020. Stage III: to allow salvage and abatement of hazardous materials of the existing church issued May 11, 2021. Stage III, Revision 1: to add demolition and replacement of footings to the scope of stage III. Demolition and abatement work to be conducted in accordance with Commitment Letter dated June 17, 2021. Stage IV to restore and renovate the existing church (issued Dec. 3, 21). Revision 2: To include architectural details in the approved Stage 4 BP drawings. Change of architect of record and CRP: Venelin Kokalov replaced Shinobu Homma as of December 21, 2020. Amend: Nov 25, 2022 change the total installation value from $85,000 to $1.3million. Amend: May 11th, 2023 amend installation value from $1.3million to $750k | Smart-Tek Communications Inc
EP-2023-09417 | 2023-10-18 | 1290 HOWE STREET, Vancouver, BC V6Z 1R5 | Electrical Permit | Commercial | Renovation | Completed | Installation / Repair - Commercial - Changing some wiring and location of receptacles for new tenant. >BP: Interior alterations to provide improvements to this existing retail space (UPS Store) at this existing mixed-use commercial and residential building. Scope of includes T-bar ceiling, existing washroom to be removed, install new hand wash sink, new wall for electrical room, new layout for tenant. Ok for Field Review as per Kirat Kang - Sept. 26, 2023 Note to applicant: The services of a structural engineer may be required, based upon site inspection by the District Building Inspector. A Sprinkler permit may be required, as determined by the District Building Inspector. Energy checklist is currently no longer required with your Building Permit (BP) application. Some supporting documents are still required at BP stage, specifically Envelope and HVAC, if applicable. Service Water Heating and Lighting supporting documents, if applicable, must be submitted with your related Trades permits (e.g. electrical and plumbing | Key Electric Ltd
PP-2023-03702 | 2023-10-24 | 1290 HOWE STREET, Vancouver, BC V6Z 1R5 | Plumbing Permit | Commercial | Renovation | Completed | Commercial - disconnect all fixtures and cap it, and replacing one pipe >BP: #1290 Interior alterations to provide improvements to this existing retail space (UPS Store) at this existing mixed-use commercial and residential building. Scope of includes T-bar ceiling, existing washroom to be removed, install new hand wash sink, new wall for electrical room, new layout for tenant. | Advantage Home Service Ltd
SP-2021-01191 | 2022-11-25 | 4495 CAMOSUN STREET, Vancouver, BC V1V 1V1 | Sprinkler Permit | Commercial | New | Issued | Commercial - ***CONSTRUCTION STANDPIPE ONLY*** Building 3 - Academic Building Wing - For the construction standpipe work to the 2014 VBBL; VFBL; Bulletin 2017-003 BU/FI and NFPA 14, 2010 for this newly constructed four (4) storey, Academic Building (Building 3) consisting of a West Wing - Student's Center for Humanities and East Wing - Science / Art and Administration all above one level of underground parking on this existing Private School (St. George School) site. This is a CP process permit application and the applicant is Barry Thorson, P. Eng., CP. This application does not include any of the following: • Warehouse storage arrangements, or mobile compact storage arrangements. • Information Technology Equipment Rooms (e.g. IT Rooms, LAN Rooms, etc.). • Alternative solutions. Related Permits BP-2019-04452 / SP-2021-01187 4499 Camosun St, (Building 4 - Dining Hall Building) BP-2019-03678 / SP-2021-01191 4495 Camosun St. (Building 3 - Academic Building Wing) Notes: 1. Fire protection engineer of record Muhammad Addel P.Eng. of The AME Group T: 604 684 5995 2. One set of approved drawings and permit to be available for viewing at the jobsite. 3. Manual dry standpipe with each riser having an isolation valve at a manifold at the Siamese connection to Bulletin 2017-003-BU/FI, VBBL, NFPA 14, and VFBL. 4. Separate permit(s) and documents required for the sprinkler system and final standpipe design. | Viking Fire Protection Inc
PP-2021-02504 | 2022-04-05 | 4495 CAMOSUN STREET, Vancouver, BC V1V 1V1 | Plumbing Permit | Commercial | New | Issued | Commercial - Plumbing, & HVAC >>To construct a four (4) storey, Academic Building (Building 3) consisting of a West Wing - Student's Center for Humanities and East Wing - Science / Art and Administration all above one level of underground parking on this existing Private School (St. George School) site. *** NOTE: THE 2014 VBBL applies to this permit application which has been reviewed during the Covid-19 pandemic. *** This is a CP process permit application and the applicant is Barry Thorson, P. Eng., CP. Refer to BP-2019-04452 (Building 4 - Dining Hall Building) Stage #1 - Excavation and shoring, plus on-site Civil Works (BC Hydro & Storm). June 15/21. B. Smith | Broadway Refrigeration & Air Conditioning Co
EP-2023-09579 | 2023-10-24 | 4495 CAMOSUN STREET, Vancouver, BC V1V 1V1 | Electrical Permit | Commercial | Addition | Issued | Temporary Power - Commercial - To provide temporary power. Renewal of EP-2022-08375 Valid: Oct 3, 2023 to Oct 2, 2024 | Protec Installations Group
EP-2023-09578 | 2023-10-24 | 4495 CAMOSUN STREET, Vancouver, BC V1V 1V1 | Electrical Permit | Commercial | Addition | Issued | Temporary Power - Commercial - To provide temporary power. Renewal of EP-2022-08374 Valid: Oct 3, 2023 to Oct 2, 2024 | Protec Installations Group
EP-2023-08777 | NULL | 4495 CAMOSUN STREET, Vancouver, BC V1V 1V1 | Electrical Permit | Commercial | NULL | Cancelled | Annual / Operating - Maintenance of existing operating electrical equipment in compliance with the Electrical By-law No. 5563. Unit Substation 1500KVA. | Protec Installations Group
EP-2022-09002 | 2022-10-24 | 4495 CAMOSUN STREET, Vancouver, BC V1V 1V1 | Electrical Permit | Commercial | New | Issued | Installation / Repair - Commercial - BLDG 3 - Extra Low Voltage Building Automation Controls Installation >BP: To construct a four (4) storey, Academic Building (Building 3) consisting of a West Wing - Student's Center for Humanities and East Wing - Science / Art and Administration all above one level of underground parking on this existing Private School (St. George School) site. | Webir Automation & Control Services Ltd
EP-2022-08928 | 2022-10-20 | 4495 CAMOSUN STREET, Vancouver, BC V1V 1V1 | Electrical Permit | Commercial | New | Issued | Installation / Repair - Commercial - low voltage data cabling >BP: To construct a four (4) storey, Academic Building (Building 3) consisting of a West Wing - Student's Center for Humanities and East Wing - Science / Art and Administration all above one level of underground parking on this existing Private School (St. George School) site. Class-1 Cooking operation This permit has been reviewed under the 2014 Vancouver Building By-law (#10908). Building to be sprinklered to NFPA 13 requirements. This is a CP process permit application and the applicant is Barry Thorson, P. Eng., CP. Refer to BP-2019-04452 (Building 4 - Dining Hall Building) Stage 1 - Excavation and shoring, plus on-site Civil Works (BC Hydro & Storm). June 15/21. B. Smith Stage 2 - Foundation & Full Structure to Roof (Aug. 11/21, B. Smith) Stage 3 - Full Construction - issued April 1, 2022 | 4th Utility Inc
EP-2022-08374 | 2022-10-03 | 4495 CAMOSUN STREET, Vancouver, BC V1V 1V1 | Electrical Permit | Commercial | New | Expired | Temporary Power - Commercial - To provide temporary power. | Protec Installations Group
EP-2022-08375 | 2022-10-03 | 4495 CAMOSUN STREET, Vancouver, BC V1V 1V1 | Electrical Permit | Commercial | New | Expired | Temporary Power - Commercial - To provide temporary power. | Protec Installations Group
SP-2022-02102 | 2023-01-06 | 4495 CAMOSUN STREET, Vancouver, BC V1V 1V1 | Sprinkler Permit | Commercial | New | Issued | Commercial - *** Parkade (Below Grade) Sprinkler Work Only *** Building 3 - Academic Building Wing - For all sprinkler work to the 2014 VBBL; NFPA 13, 2013; standpipe work to NFPA 14, 2010 for this newly constructed four (4) storey, Academic Building (Building 3) consisting of a West Wing - Student's Center for Humanities and East Wing - Science / Art and Administration all above one level of underground parking on this existing Private School (St. George School) site. This is a CP process permit application and the applicant is Barry Thorson, P. Eng., CP. This application does not include any of the following: • Warehouse storage arrangements, or mobile compact storage arrangements. • Information Technology Equipment Rooms (e.g. IT Rooms, LAN Rooms, etc.). • Alternative solutions. Related Permits BP-2019-04452 / SP-2021-01187 4499 Camosun St, (Building 4 - Dining Hall Building) - In Review BP-2019-03678 / SP-2021-01191 4495 Camosun St. (Building 3 - Academic Building Wing) - Construction Standpipe Permit - Issued BP-2019-03678 / SP-2022-02102 4495 Camosun St. (Building 3 - Academic Building Wing) - Below Grade Sprinklers Notes: 1. Fire protection engineer of record Muhammad Addel P.Eng. of The AME Group T: 604 684 5995 2. One set of approved drawings and permit to be available for viewing at the jobsite. 3. Manual dry standpipe with each riser having an isolation valve at a manifold at the Siamese connection to Bulletin 2017-003-BU/FI, VBBL, NFPA 14, and VFBL. 4. Separate permit(s) and documents required for the sprinkler system and final standpipe design. | Viking Fire Protection Inc
EP-2022-07913 | 2022-09-19 | 4495 CAMOSUN STREET, Vancouver, BC V1V 1V1 | Electrical Permit | Commercial | Addition | Expired | Temporary Power - Commercial - To provide temporary power. | Protec Installations Group
EP-2023-00827 | 2023-02-02 | 4495 CAMOSUN STREET, Vancouver, BC V1V 1V1 | Electrical Permit | Commercial | New | Issued | Installation / Repair - Commercial - Heat Trace to Domestic cold in Parkade & roof top Hydronic/Domestic feed to Heat pumps. >BP: To construct a four (4) storey, Academic Building (Building 3) consisting of a West Wing - Student's Center for Humanities and East Wing - Science / Art and Administration all above one level of underground parking on this existing Private School (St. George School) site. Class-1 Cooking operation This permit has been reviewed under the 2014 Vancouver Building By-law (#10908). Building to be sprinklered to NFPA 13 requirements. This is a CP process permit application and the applicant is Barry Thorson, P. Eng., CP. Refer to BP-2019-04452 (Building 4 - Dining Hall Building) Stage 1 - Excavation and shoring, plus on-site Civil Works (BC Hydro & Storm). June 15/21. B. Smith Stage 2 - Foundation & Full Structure to Roof (Aug. 11/21, B. Smith) Stage 3 - Full Construction - issued April 1, 2022 | BRENMACK ELECTRIC LTD
EP-2023-04219 | 2023-05-19 | 4499 CAMOSUN STREET, Vancouver, BC V1V 1V1 | Electrical Permit | Commercial | New | Issued | Installation / Repair - Commercial - Sprinkler heat trace in parkade >BP: To construct a one (1) storey and mezzanine, slab on grade Dining Hall (Building 4) located south of the Academic Building on this existing Private School (St. George Senior Secondary) site. This permit has been reviewed under the 2014 Vancouver Building By-law (#10908). Building to be sprinklered to NFPA 13 requirements. STAGED CONSTRUCTION Refer to BP-2019-03678 (Building 3 - Academic Building Wing) for related application documents, Schedules, emails. Stage 1: Site clearing of topsoil and preparation for foundation. June 15/21. B. Smith Stage 2: Foundation & Full Structure to Roof (Aug. 11/21, B. Smith) Stage 3 - Full Construction - issued April 1, 2022 | Price Beat Electric Ltd.
EP-2022-09003 | 2022-10-24 | 4499 CAMOSUN STREET, Vancouver, BC V1V 1V1 | Electrical Permit | Commercial | New | Issued | Installation / Repair - Commercial - BLDG 4 - Extra Low Voltage Building Automation Installation >BP: To construct a one (1) storey and mezzanine, slab on grade Dining Hall (Building 4) located south of the Academic Building on this existing Private School (St. George Senior Secondary) site. This permit has been reviewed under the 2014 Vancouver Building By-law (#10908). Building to be sprinklered to NFPA 13 requirements. | Webir Automation & Control Services Ltd
PP-2021-02505 | 2022-04-05 | 4499 CAMOSUN STREET, Vancouver, BC V1V 1V1 | Plumbing Permit | Commercial | New | Issued | Commercial - Plumbing & HVAC >>To construct a one (1) storey and mezzanine, slab on grade Dining Hall (Building 4) located south of the Academic Building on this existing Private School (St. George Senior Secondary) site. ** The 2014 VBBL applies to this permit application which has been reviewed during the Covid-19 pandemic **. STAGED CONSTRUCTION Refer to BP-2019-03678 (Building 3 - Academic Building Wing) for related application documents, Schedules, emails. Stage 1: Site clearing of topsoil and preparation for foundation. June 15/21. B. Smith | Broadway Refrigeration & Air Conditioning Co
SP-2021-01187 | 2023-06-14 | 4499 CAMOSUN STREET, Vancouver, BC V1V 1V1 | Sprinkler Permit | Commercial | New | Issued | Commercial - Building 4 - Dining Hall - For all sprinkler work to the 2014 VBBL; NFPA 13, 2013; standpipe work to NFPA 14, 2010 for this newly constructed one (1) storey and mezzanine, slab on grade Dining Hall (Building 4) located south of the Academic Building on this existing Private School (St. George Senior Secondary) site. This is a CP process permit application and the applicant is Barry Thorson, P. Eng., CP. This application does not include any of the following: • Warehouse storage arrangements, or mobile compact storage arrangements. • Information Technology Equipment Rooms (e.g. IT Rooms, LAN Rooms, etc.). • Alternative solutions. Related Permits BP-2019-04452 / SP-2021-01187 4499 Camosun St, (Building 4 - Dining Hall Building) BP-2019-03678 / SP-2021-01191 4495 Camosun St. (Building 3 - Academic Building Wing) - Construction Standpipe BP-2019-03678 / SP-2022-02102 4495 Camosun St. (Building 3 - Academic Building Wing) - Below Grade Sprinkelrs BP-2019-03678 / SP-2023-00204 4495 Camosun St. (Building 3 - Academic Building Wing) - Above Grade Sprinklers and Final Standpipe Notes: 1. Fire protection engineer of record Muhammad Addel P.Eng. of The AME Group T: 604 684 5995 2. One set of approved drawings and permit to be available for viewing at the jobsite. 3. Construction Standpipe to Bulletin 2017-003-BU/FI, VBBL, NFPA 14, and VFBL. 4. Private fire hydrants to meet Vancouver Fire and Rescue Services requirements (See SP-2023-00204) 5. Flexible Sprinkler Drops - Automatic sprinkler system has been designed for the use of Victaulic AH2-CC flexible sprinkler drops with straight reducer and 1/2" outlets, up to 48" with a maximum of 3 bends with a 3" bend radius for use with standard coverage pendent sprinklers as noted on the drawings. | Viking Fire Protection Inc
PP-2022-01745 | 2022-05-20 | 6619 BALSAM STREET, Vancouver, BC V6P 5W8 | Plumbing Permit | Residential | New | Completed | Residential - sump >BP: To construct a 2 storey + cellar one-family dwelling with a detached accessory building (garage), at the rear providing 2 parking spaces, having vehicular access from the lane. Note: This is a 2 storey building pursuant to the Zoning and Development By-Law 1- No Bar/Sink proposed 2- No A/C unit proposed 3- Schedule B: George Beck, P.Eng (604.535.1507) Structural & Geotechnical ******THIS PERMIT HAS BEEN ISSUED UNDER THE REQUIREMENTS OF VBBL 2014 AND THE GREEN HOMES PROGRAM****** | Apolla Demolition & Excavating Ltd.
PP-2022-03508 | 2022-10-03 | 6619 BALSAM STREET, Vancouver, BC V6P 5W8 | Plumbing Permit | Residential | New | Issued | Residential - Plumbing DWV roughing to finishing To construct a 1.5 storey laneway house building with an attached garage providing 2 interior parking spaces + 1 on grade parking space, having vehicular access from the lane. Note: This is a 1 1/2 storey building pursuant to the Zoning & Development By-law 1. Covenant registered at the Land Title Office under CA8158537 2. No Strata Titling permitted 3. 3. Schedule A, George Beck, P, Eng (604-535-1507) 3. Schedule B, George Beck P.Eng (604-535-1507) Structural 4. Schedule B, Paullus K.F. Young P.Eng (604-841-7748) Geotechnical 5. No A/C proposed 6. HPO - MDl Construction Ltd. | Fly On Side Construction Ltd
SP-2022-01217 | 2022-07-29 | 6619 BALSAM STREET, Vancouver, BC V6P 5W8 | Sprinkler Permit | Residential | New | Issued | Residential - LWH - new sprinkler system To construct a 1.5 storey laneway house building with an attached garage providing 2 interior parking spaces + 1 on grade parking space, having vehicular access from the lane. Note: This is a 1 1/2 storey building pursuant to the Zoning & Development By-law 1. Covenant registered at the Land Title Office under CA8158537 2. No Strata Titling permitted | Haven Fire Protection Ltd
EP-2022-01550 | 2022-07-04 | 5155 MAIN STREET, Vancouver, BC V5W 2R4 | Electrical Permit | Commercial | New | Issued | Installation / Repair - Commercial - Low Hvac controls wiring and installations >BP: To construct a 8-storey mixed-use building consisting of 1st storey - retail/restaurant (class 1) (shell space only) 2nd to 8th storey - 62 dwelling units all over two levels of underground parking accessed from the lane SHORT PROJECT VBBL2014 Stage #1 - excavation and shoring only -issued August 18, 2020. Stage # 2 - Full construction - issued Nov. 2, 2020 AMEND: AUG 12, 2022 CHANGE OF CONTRACTOR FROM OLYMPIC COMMUNICATIONS TO OLYMPIC CONTROLS INC | Olympic Controls Inc
EP-2021-03416 | 2022-04-13 | 5155 MAIN STREET, Vancouver, BC V5W 2R4 | Electrical Permit | Residential | New | Issued | Installation / Repair - Residential - (8) Storey Condo Development, including (2) Levels of Parking. Building Permit: >To construct a 8-storey mixed-use building consisting of 1st storey - retail/restaurant (class 1) (shell space only) 2nd to 8th storey - 62 dwelling units all over two levels of underground parking accessed from the lane SHORT PROJECT VBBL2014 Stage #1 - excavation and shoring only -issued August 18, 2020. Stage # 2 - Full construction - issued Nov. 2, 2020 >>>>>Amend: Sept. 16th -Access control, Telephone, DATA, CCTV....LV >>>>Amend: April 4th, 2023 Please update our FSR to Shanti Vertolli 257930 | Ozz Electric BC Inc
EP-2022-05615 | 2022-07-05 | 5155 MAIN STREET, Vancouver, BC V5W 2R4 | Electrical Permit | Commercial | New | Expired | Temporary Power - Commercial - To provide temporary power. | ICS Electric Ltd
EP-2023-00255 | 2023-01-12 | 5155 MAIN STREET, Vancouver, BC V5W 2R4 | Electrical Permit | Commercial | New | Expired | Temporary Power - Commercial - To provide temporary power. Renewal of EP-2021-09243 Valid: Dec 4, 2022 - Dec 3, 2023 | Lakeview Power Systems Inc
EP-2023-06072 | 2023-07-07 | 5155 MAIN STREET, Vancouver, BC V5W 2R4 | Electrical Permit | Commercial | New | Issued | Installation / Repair - Commercial - Domestic water pipes heat trace in the parkade. >BP: To construct a 8-storey mixed-use building consisting of 1st storey - retail/restaurant (class 1) (shell space only) 2nd to 8th storey - 62 dwelling units all over two levels of underground parking accessed from the lane SHORT PROJECT VBBL2014 Stage #1 - excavation and shoring only -issued August 18, 2020. Stage # 2 - Full construction - issued Nov. 2, 2020 | Price Beat Electric Ltd.
EP-2023-01431 | 2023-02-28 | 1535 E 14TH AVENUE, Vancouver, BC V5N 2C9 | Electrical Permit | Residential | New | Completed | Installation / Repair - Residential - New Construction Laneway 100 A laneway switch Electrical Rough in and finishing Underground Teck Cable 200A main service (Triplex meter) >Permit Amendment Sep 18, 2023 -"Rough in Wiring for AC to be added" *An approved mechanical permit is required for the installation of air conditioning or heat pump unit at the time of installation before an electrical inspection will be performed >BP: Building Permit for DP-2019-00537 (Infill) To construct a new 2-storey infill one-family dwelling (Building 2; $254,250) at the rear of the site, with an attached garage providing 1 parking space + 1 on grade parking space, having vehicular access from the lane. Stru B & Geotech B are submitted. Note: Building 1 (principal bldg) addressed 1531 E 14th Av retained on site. Refer to BP-2021-00147 for documents and BP fee. ******THIS PERMIT HAS BEEN ISSUED UNDER THE REQUIREMENTS OF VBBL 2019******** Building Review Branch Notes: - The garage must serve the infill dwelling only at all times. - All new windows, doors and skylights shall conform to VBBL 9.7.4.2. All operable skylights shall conform to VBBL 9.7.5.4. - Automatic overhead garage doors equipped with openers shall be designed in accordance with VBBL 9.5.6.1. - Glass guard top cap shall be capable of transferring the guard loads to the structural component of the building as per VBBL 9.8.8.8. - All exterior gates are to be 3' wide. Processed during the Covid-19 pandemic. | AMTEK Electric Ltd
GP-2023-00566 | 2023-02-17 | 1535 E 14TH AVENUE, Vancouver, BC V5N 2C9 | Gas Permit | Residential | New | Completed | Residential - 1 Range, 1 Boiler & 1 BBQ New gas work for infill > BP: To construct a new 2-storey infill one-family dwelling (Building 2; $254,250) at the rear of the site, with an attached garage providing 1 parking space + 1 on grade parking space, having vehicular access from the lane. | ASPRA PLUMBING & HEATING LTD.
EP-2023-01516 | 2023-02-22 | 1535 E 14TH AVENUE, Vancouver, BC V5N 2C9 | Electrical Permit | Residential | New | Completed | Installation / Repair - Residential - Low voltage & alarm completion >BP: To construct a new 2-storey infill one-family dwelling (Building 2; $254,250) at the rear of the site, with an attached garage providing 1 parking space + 1 on grade parking space, having vehicular access from the lane. Stru B & Geotech B are submitted. Note: Building 1 (principal bldg) addressed 1531 E 14th Av retained on site. Refer to BP-2021-00147 for documents and BP fee. ******THIS PERMIT HAS BEEN ISSUED UNDER THE REQUIREMENTS OF VBBL 2019******** Building Review Branch Notes: - The garage must serve the infill dwelling only at all times. - All new windows, doors and skylights shall conform to VBBL 9.7.4.2. All operable skylights shall conform to VBBL 9.7.5.4. - Automatic overhead garage doors equipped with openers shall be designed in accordance with VBBL 9.5.6.1. - Glass guard top cap shall be capable of transferring the guard loads to the structural component of the building as per VBBL 9.8.8.8. - All exterior gates are to be 3' wide. Processed during the Covid-19 pandemic. | Xon Automation Ltd
PP-2023-00190 | 2023-01-19 | 1535 E 14TH AVENUE, Vancouver, BC V5N 2C9 | Plumbing Permit | Residential | New | Completed | Residential - Plumbing for new infill single family residential >BP: To construct a new 2-storey infill one-family dwelling. Building 2 at the rear of the site, with an attached garage providing 1 parking space + 1 on grade parking space, having vehicular access from the lane. Stru B & Geotech B are submitted. Note: Building 1 (principal bldg) addressed 1531 E 14th Av retained on site. Refer to BP-2021-00147 for documents and BP fee. ******THIS PERMIT HAS BEEN ISSUED UNDER THE REQUIREMENTS OF VBBL 2019******** March 6/23 -AMEND Add deck drain for permit. | ASPRA PLUMBING & HEATING LTD.
GP-2022-03341 | 2022-10-28 | 1535 E 14TH AVENUE, Vancouver, BC V5N 2C9 | Gas Permit | Residential | New | Completed | Residential - New gas fireplace with vent & hook up *Amended Nov 1,2022 Changed address to 1535 E 14th. | Fastgo System 2011 Inc DBA Fireplaces Unlimited
EP-2022-09596 | 2022-11-15 | 1535 E 14TH AVENUE, Vancouver, BC V5N 2C9 | Electrical Permit | Residential | New | Cancelled | Installation / Repair - Residential - low voltage & security alarm finishing >>BP: Building Permit for DP-2019-00537 (Infill) To construct a new 2-storey infill one-family dwelling (Building 2; $254,250) at the rear of the site, with an attached garage providing 1 parking space + 1 on grade parking space, having vehicular access from the lane. Stru B & Geotech B are submitted. Note: Building 1 (principal bldg) addressed 1531 E 14th Av retained on site. Refer to BP-2021-00147 for documents and BP fee. ******THIS PERMIT HAS BEEN ISSUED UNDER THE REQUIREMENTS OF VBBL 2019******** | Xon Automation Ltd
SP-2022-00643 | 2023-01-24 | 1535 E 14TH AVENUE, Vancouver, BC V5N 2C9 | Sprinkler Permit | Residential | New | Completed | Residential - IFD - INFILL - To Install 14 sprinkler heads To construct a new 2-storey infill one-family dwelling (Building 2) at the rear of the site, with an attached garage providing 1 parking space + 1 on grade parking space, having vehicular access from the lane. | GENERAL SPRINKLER SYSTEM LTD
GP-2022-03342 | 2022-10-31 | 1533 E 14TH AVENUE, Vancouver, BC V5N 2C9 | Gas Permit | Residential | New | Completed | Residential - New gas fireplace with vent & hook up ** Amend 10/31/2022** Install dedicated circuit for Air Handler | Fastgo System 2011 Inc DBA Fireplaces Unlimited
EP-2022-02059 | 2022-03-15 | 3598 COPLEY STREET, Vancouver, BC V5N 5B2 | Electrical Permit | Commercial | NULL | Expired | Annual / Operating - New Annual Operating permit - EXPIRING AOP EP-2021-01542 Valid: MARCH 12, 2022 to MARCH 11, 2023 | Houle Electric Limited
EP-2023-01942 | 2023-03-08 | 3598 COPLEY STREET, Vancouver, BC V5N 5B2 | Electrical Permit | Commercial | NULL | Issued | Annual / Operating - Renewal of Annual Operating permit Valid: MARCH 12, 2023 to MARCH 11, 2024 EXPIRING PERMIT: EP-2022-02059 | Houle Electric Limited
SP-2022-00850 | 2022-05-26 | 6563 CARTIER STREET, Vancouver, BC V6P 4S1 | Sprinkler Permit | Residential | New | Issued | Residential - Install sprinklers in lwh >BP: To construct a 2 storey laneway house building ($246,170.00) with an open parking pad providing 1 parking space over gravel, having vehicular access from the 20' Lane. Note: This is a 1 ½ storey building pursuant to the Zoning & Development By-law. 1. Covenant registered at the Land Title Office under CA7908475 2. No Strata Titling permitted 3. No A/C Unit proposed 4. Schedule B: (Ke Jian Ma) P.Eng (604.559.8890) Structural 5. Schedule B: (Heqing Jian) P.Eng (778.987.7461) Geotechnical 6. BC Housing (Johan Construction Management Ltd) (604.518.5903 NOTE: To achieve the required FSR. A floor space exclusion of 3% has been applied to this application as per section 11.24.18 of the district schedule, to accommodate improved building performance. Address has been assigned per the approved plans as the fire/emergency access to the laneway house is from the North side. This access must be provided & maintained at 20' Lane at all times in accordance with the Building By-law. "Combustible projections or roof soffits on an exposing building face shall not project to less than .45m from the property line and shall be in compliance with VBBL 2014 9.10.15.5.(9)" The entire building, INCLUDING THE ATTACHED GARAGE (if applicable), to be sprinklered to NFPA 13D. ******THIS PERMIT HAS BEEN ISSUED UNDER THE REQUIREMENTS OF VBBL 2014 AND THE GREEN HOMES PROGRAM****** *NEW HOUSE* Note: See DB-2019-04476 for Bldg 1 on site (principal bldg) addressed 6567 CARTIER STREET | Gold Key Fire Protection Ltd
PP-2022-00517 | 2022-02-15 | 6563 CARTIER STREET, Vancouver, BC V6P 4S1 | Plumbing Permit | Residential | New | Issued | Residential - laneway plumbing 1.5 STOREY LANEWAY HOME + 1 GRADE PARKING To construct a 2 storey laneway house building with an open parking pad providing 1 parking space over gravel, having vehicular access from the 20' Lane. 1. Covenant registered at the Land Title Office under CA7908475 2. No Strata Titling permitted 3. No A/C Unit proposed 4. Schedule B: (Ke Jian Ma) P.Eng (604.559.8890) Structural 5. Schedule B: (Heqing Jian) P.Eng (778.987.7461) Geotechnical 6. BC Housing (Johan Construction Management Ltd) (604.518.5903 | SKY HIGH PLUMBING & HEATING LTD
EP-2022-00024 | 2022-01-06 | 6563 CARTIER STREET, Vancouver, BC V6P 4S1 | Electrical Permit | Residential | New | Issued | Installation / Repair - Residential - LWH house low-voltage wiring >BP: 1.5 STOREY LANEWAY HOME + 1 GRADE PARKING To construct a 2 storey laneway house building ($246,170.00) with an open parking pad providing 1 parking space over gravel, having vehicular access from the 20' Lane. Note: This is a 1 ½ storey building pursuant to the Zoning & Development By-law. 1. Covenant registered at the Land Title Office under CA7908475 2. No Strata Titling permitted 3. No A/C Unit proposed 4. Schedule B: (Ke Jian Ma) P.Eng (604.559.8890) Structural 5. Schedule B: (Heqing Jian) P.Eng (778.987.7461) Geotechnical 6. BC Housing (Johan Construction Management Ltd) (604.518.5903 NOTE: To achieve the required FSR. A floor space exclusion of 3% has been applied to this application as per section 11.24.18 of the district schedule, to accommodate improved building performance. Address has been assigned per the approved plans as the fire/emergency access to the laneway house is from the North side. This access must be provided & maintained at 20' Lane at all times in accordance with the Building By-law. "Combustible projections or roof soffits on an exposing building face shall not project to less than .45m from the property line and shall be in compliance with VBBL 2014 9.10.15.5.(9)" The entire building, INCLUDING THE ATTACHED GARAGE (if applicable), to be sprinklered to NFPA 13D. ******THIS PERMIT HAS BEEN ISSUED UNDER THE REQUIREMENTS OF VBBL 2014 AND THE GREEN HOMES PROGRAM****** *NEW HOUSE* Note: See DB-2019-04476 for Bldg 1 on site (principal bldg) addressed 6567 CARTIER STREET | 8020 Kingkong Enterprises Ltd
EP-2022-08394 | 2022-10-04 | 6563 CARTIER STREET, Vancouver, BC V6P 4S1 | Electrical Permit | Residential | New | Expired | Temporary Power - Residential - To provide temporary power. | Aidea Solutions Ltd
EP-2023-09093 | 2023-10-09 | 6563 CARTIER STREET, Vancouver, BC V6P 4S1 | Electrical Permit | Residential | New | Issued | Temporary Power - Residential - To provide temporary power. | Aidea Solutions Ltd
EP-2022-01475 | 2022-02-24 | 1708 ONTARIO STREET, Vancouver, BC V5T 1A1 | Electrical Permit | Commercial | NULL | Expired | Annual / Operating - Annual Operating Permit -renewal of EP-2020-08754 (different FSR on this ANNUAL) -valid: Dec. 1, 2021 - Nov. 30, 2022 | Cobing Building Solutions Ltd
EP-2023-08457 | NULL | 8486 OAK STREET, Vancouver, BC V6P 4B1 | Electrical Permit | Commercial | New | Application Incomplete | Installation / Repair - Commercial - new apartment building wiring >BP: To construct a six-storey concrete residential building containing 42 strata units, all over two levels of an underground parkade. NOTE: The amenity room at L1 will only have a fridge and a sink, and won’t be used for commercial use. This building is provided with Radio Antenna System. April 7, 2022 - Stage I (Excavation and Shoring) issued. Mar 2, 2023 - Stage II (Foundation to Grade) issued. Dec 6, 2023 - Stage III (Full Permit) issued. Revisions: 29-Jun-2023 -Rev#1 issued. Revised North wall design as per Geotechnical drawings. | SS Electrical Limited
PP-2023-00128 | 2023-01-18 | 8486 OAK STREET, Vancouver, BC V6P 4B1 | Plumbing Permit | Commercial | New | Issued | Commercial - new multi unit dwelling plumbing works >>> UNDERGROUND ONLY<<<<< >BP: To construct a six-storey concrete residential building containing 42 strata units, all over two levels of underground parkade Note: the amenity room at L1 will only have a fridge and a sink and won’t be used for commercial use. 07-Apr-2022 - Stage 1 (excavation and shoring) issued. Stage 2 Foundation to grade ( str. only) In Review | Lucky Five Eight Plumbing & Heating Ltd
EP-2023-05793 | 2023-09-27 | 8486 OAK STREET, Vancouver, BC V6P 4B1 | Electrical Permit | Commercial | New | Issued | Interim - Commercial - Scope of work: slab, underground, raceways, grounding, branch circuits. Service connection to BC Hydro is not permitted under this permit. Interim permit for EP-2023-08457. >BP: To construct a six-storey concrete residential building containing 42 strata units, all over two levels of an underground parkade. NOTE: the amenity room at L1 will only have a fridge and a sink, and won’t be used for commercial use. Stage I - Excavation and Shoring Issued: April 7, 2022 Stage II - Foundation to Grade Issued: March 2, 2023 NOTE: Contractor's license is still missing. 15/Mar/23 tn | SS Electrical Limited
SP-2023-00362 | NULL | 8486 OAK STREET, Vancouver, BC V6P 4B1 | Sprinkler Permit | Commercial | New | Applicant Revisions | Commercial - Sprinkler and standpipe system for six storey residential building. >BP: To construct a six-storey concrete residential building containing 42 strata units, all over two levels of underground parkade Note: the amenity room at L1 will only have a fridge and a sink and won’t be used for commercial use. April 7, 2022 - Stage I (Excavation and Shoring) issued. Mar 2, 2023 - Stage II (Foundation to Grade) issued. Dec 6, 2023 - Stage III (Full Permit) issued. Revisions: 29-Jun-2023 -Rev#1 issued. Revised North wall design as per Geotechnical drawings. | NULL
EP-2022-03035 | 2022-04-14 | 575 W 54TH AVENUE, Vancouver, BC V6P 1L9 | Electrical Permit | Commercial | New | Expired | Temporary Power - Commercial - To provide temporary power. NOTE: Work authorized by this permit is for placement of a temporary power pole only and does not authorize any site construction and/or excavation. A separate Building Permit will be required prior to commencement of any other work on this site. Amend: Apr 22, 2022 amend the address from 6902 Ash Street to 575 54 Ave W for Temp Power. | ACE ELECTRIC LTD.
SP-2022-00793 | 2023-08-28 | 6818 ASH STREET, Vancouver, BC V6P 3K4 | Sprinkler Permit | Commercial | New | Issued | Commercial - Building 3 - To construct a 3 storey, 2 dwelling units for this MCD (townhouse). For all sprinkler work to the 2019 VBBL; NFPA 13, 2013; standpipe work to NFPA 14, 2013; and alternative solutions prepared by Jensen Hughes. This is a CP process permit and the applicant is David Ho, P. Eng., CP (Jensen Hughes Consulting Canada Ltd.) Notes: 1. Sprinkler engineer of record Yadim Amador Castillo, P.Eng. Northwest Sprinkler Company. T: 7787076797 E: yadim@nwsprinkler.com 2. See related permit SP-2021-01854 (related to BP-2020-01972) for related permits, permit documents, correspondence, permit description, terms and conditions. | Evolution Fire Suppression Ltd
SP-2021-01854 | 2023-05-19 | 6818 ASH STREET, Vancouver, BC V6P 3K4 | Sprinkler Permit | Commercial | New | Issued | Commercial - Parkade: To install sprinklers to NFPA 13 2013 and standpipes to NFPA 14, 2013 in this 51-unit townhouse development consisting of 11 residential buildings (2/3 storeys in height), all located above a single level below grade storage garage. Related Permits: SP-2022-00792 / BP-2021-04884 Bldg 1 - 6790 Ash St SP-2022-00749 / BP-2021-04885 Bldg 2 - 6810 Ash St SP-2022-00793 / BP-2021-04886 Bldg 3 - 6818 Ash St SP-2022-00794 / BP-2021-04887 Bldg 4 - 6820 Ash St SP-2022-00791 / BP-2021-04888 Bldg 5 - 6832 Ash St SP-2022-00789 / BP-2021-04889 Bldg 6 - 6846 Ash St SP-2022-00795 / BP-2021-04890 Bldg 7 - 6852 Ash St SP-2022-00788 / BP-2021-04891 Bldg 8 - 6858 Ash St SP-2022-00797 / BP-2021-04892 Bldg 9 - 6864 Ash St SP-2022-00787 / BP-2021-04893 Bldg 10 - 6888 Ash St SP-2022-00796 / BP-2021-04894 Bldg 11 - 6894 Ash St Notes: 1. Sprinkler engineer of record Yadim Amador Castillo, P.Eng. Northwest Sprinkler Company. T: 7787076797 E: yadim@nwsprinkler.com 2. One set of approved drawings and permit to be available for viewing at the jobsite. 3. Construction Standpipe to Bulletin 2017-003-BU/FI, VBBL, NFPA 14, and VFBL. 4. As discussed, sprinklers on the parkade ramp are to be excluded from the parkade permit and addressed with the aboveground permits. | Evolution Fire Suppression Ltd
EP-2023-03538 | 2023-04-25 | 6818 ASH STREET, Vancouver, BC V6P 3K4 | Electrical Permit | Commercial | New | Issued | Temporary Power - Commercial - To provide temporary power. Renewal of EP-2022-03034 Valid: Apr 14, 2023 - Apr 13, 2024 | ACE ELECTRIC LTD.
EP-2023-04550 | 2023-05-24 | 6818 ASH STREET, Vancouver, BC V6P 3K4 | Electrical Permit | Commercial | New | Completed | Interim - Commercial - Scope of work: slab, underground, raceways, grounding, branch circuits. Service connection to BC Hydro is not permitted under this permit. >BP: To construct 11 (2 to 3 storeys) combustible townhouses, consisting of 51 dwelling units on top of a single level below grade parking garage, having vehicle access off a lane; and to be constructed concurrently with the adjacent property at 6988 Ash St. (BP-2020-01973). NOTE: This permit is for all below-grade site works and foundation construction. ** The 2019 VBBL 12511 and its amendments apply to this permit application that has been reviewed during the Covid-19 Pandemic. This is a CP Process permit; and The Applicant is Jan Madura, MSc, P. Eng., CP (Jensen Hughes Consulting Canada Ltd.) RELATED Permits: BP-2021-04884: Bldg. 1 at 6790 Ash St = 7 units BP-2021-04885: Bldg. 2 at 6810 Ash St = 3 units BP-2021-04886: Bldg. 3 at 6818 Ash St = 2 units BP-2021-04887: Bldg. 4 at 6820 Ash St = 6 units BP-2021-04888: Bldg. 5 at 6832 Ash St = 3 units BP-2021-04889: Bldg. 6 at 6846 Ash St = 3 units BP-2021-04890: Bldg. 7 at 6852 Ash St = 6 units BP-2021-04891: Bldg. 8 at 6858 Ash St = 6 units BP-2021-04892: Bldg. 9 at 6864 Ash St = 6 units BP-2021-04893: Bldg. 10 at 6888 Ash St = 3 units BP-2021-04894: Bldg. 11 at 6894 Ash St = 6 units STAGE I - Excavation & Shoring Issued November 16, 2021. REV. #1 to Stage 1 - Formwork only, no concrete pouring. Issued August 2, 2022. STAGE II - Full Construction Issued September 16, 2022. REV. #2 - A change in CP: from - Jan Madura [outgoing - September 16, 2022 to - David Ho [incoming September 17, 2022. Received notification on Nov. 8, 2022. | ACE ELECTRIC LTD.
PP-2022-03290 | 2022-12-08 | 6818 ASH STREET, Vancouver, BC V6P 3K4 | Plumbing Permit | Commercial | New | Issued | Commercial - Area drains / Floor drains in pathways and common areas outside | Vanguard Mechanical Ltd
PP-2022-03283 | 2022-10-17 | 6818 ASH STREET, Vancouver, BC V6P 3K4 | Plumbing Permit | Commercial | New | Issued | Commercial - Above ground plumbing rough-in and finishing >BP: Building 3 (5) - To construct a 3 storey, 2 dwelling units for this MCD (townhouse). This is a CP process permit and the applicant is Jan Madura, P. Eng., CP (Jensen Hughes Consulting Canada Ltd.) NOTE: All fees have been paid under Project Site BP-2020-01972. Application documents have also all been filed under that same Project Site BP. | Vanguard Mechanical Ltd
PP-2022-02564 | 2022-08-25 | 6818 ASH STREET, Vancouver, BC V6P 3K4 | Plumbing Permit | Commercial | New | Issued | Commercial - **UNDERGROUND*** plumbing: Floor drains, Sumps >>BP: To construct 11 (2 to 3 storeys) combustible townhouses consisting of 51 dwelling units on top of a single level below grade parking garage having vehicle access off a lane; and to be constructed concurrently with the adjacent property at 6988 Ash St. (BP-2020-01973). This permit is for all below grade site works and foundation construction. ** The 2019 VBBL 12511 and its amendments apply to this permit application that has been reviewed during the Covid-19 pandemic. This is a CP Process permit and the applicant is Jan Madura, MSc, P. Eng., CP (Jensen Hughes Consulting Canada Ltd. RELATED Permits: BP-2021-04884: Bldg. 1 at 6790 Ash St = 7 units BP-2021-04885: Bldg. 2 at 6810 Ash St = 3 units BP-2021-04886: Bldg. 3 at 6818 Ash St = 2 units BP-2021-04887: Bldg. 4 at 6820 Ash St = 6 units BP-2021-04888: Bldg. 5 at 6832 Ash St = 3 units BP-2021-04889: Bldg. 6 at 6846 Ash St = 3 units BP-2021-04890: Bldg. 7 at 6852 Ash St = 6 units BP-2021-04891: Bldg. 8 at 6858 Ash St = 6 units BP-2021-04892: Bldg. 9 at 6864 Ash St = 6 units BP-2021-04893: Bldg. 10 at 6888 Ash St = 3 units BP-2021-04894: Bldg. 11 at 6894 Ash St = 6 units Stage 1: Excavation & Shoring issued on Nov. 16, 2021. Revision 1 to Stage 1 - Formwork only, no concrete pouring issued on August 2, 2022. | Vanguard Mechanical Ltd
NULL | NULL | 6818 ASH STREET, Vancouver, BC V6P 3K4 | Mechanical Permit | NULL | NULL | Draft | NULL | NULL
EP-2022-10355 | 2023-05-26 | 6818 ASH STREET, Vancouver, BC V6P 3K4 | Electrical Permit | Commercial | New | Issued | Installation / Repair - Commercial - Building 3 - Rough Wiring & Finishing of Branch Circuits for Lights, Receptacles, Fire Alarm, Tel, Data and Electrical Panel BP: Building 3 - To construct a 3 storey, 2 dwelling units for this MCD (townhouse). This is a CP process permit and the applicant is Jan Madura, P. Eng., CP (Jensen Hughes Consulting Canada Ltd.) NOTE: All fees have been paid under Project Site BP-2020-01972. Application documents have also all been filed under that same Project Site BP. | ACE ELECTRIC LTD.
EP-2022-10343 | 2023-05-26 | 6818 ASH STREET, Vancouver, BC V6P 3K4 | Electrical Permit | Commercial | New | Issued | Installation / Repair - Commercial - >>PARKADE - COMMON AREA on GROUND FLOOR Rough In & Finishing of Branch Circuits for Lights, Receptacles, HVAC & Mech Equipment, Underground Conduits, Electrical Distribution, Fire Alarm and Emergency Lights for Parkade and Common Area -BP: To construct 11 (2 to 3 storeys) combustible townhouses, consisting of 51 dwelling units on top of a single level below grade parking garage, having vehicle access off a lane; and to be constructed concurrently with the adjacent property at 6988 Ash St. (BP-2020-01973). NOTE: This permit is for all below-grade site works and foundation construction. | ACE ELECTRIC LTD.
EP-2023-01101 | 2023-05-26 | 6888 ASH STREET, Vancouver, BC V6P 3K4 | Electrical Permit | Commercial | New | Issued | Installation / Repair - Commercial - Building 10 - Rough wiring & finishing off branch circuits for lights, receptacles, fire alarm, telephone and data. >BP: Building 10 - To construct a 3 storey, 3 dwelling units for this MCD (townhouse). This is a CP process permit and the applicant is Jan Madura, P. Eng., CP (Jensen Hughes Consulting Canada Ltd.) NOTE: All fees have been paid under Project Site BP-2020-01972. Application documents have also all been filed under that same Project Site BP. | ACE ELECTRIC LTD.
SP-2022-00787 | 2023-08-28 | 6888 ASH STREET, Vancouver, BC V6P 3K4 | Sprinkler Permit | Commercial | New | Issued | Commercial - Building 10 - To construct a 3 storey, 3 dwelling units for this MCD (townhouse). For all sprinkler work to the 2019 VBBL; NFPA 13, 2013; standpipe work to NFPA 14, 2013; and alternative solutions prepared by Jensen Hughes. This is a CP process permit and the applicant is David Ho, P. Eng., CP (Jensen Hughes Consulting Canada Ltd.) Notes: 1. Sprinkler engineer of record Yadim Amador Castillo, P.Eng. Northwest Sprinkler Company. T: 7787076797 E: yadim@nwsprinkler.com 2. See related permit SP-2021-01854 (related to BP-2020-01972) for related permits, permit documents, correspondence, permit description, terms and conditions. | Evolution Fire Suppression Ltd
EP-2022-03034 | 2022-04-14 | 6888 ASH STREET, Vancouver, BC V6P 3K4 | Electrical Permit | Commercial | New | Expired | Temporary Power - Commercial - To provide temporary power. NOTE: Work authorized by this permit is for placement of a temporary power pole only and does not authorize any site construction and/or excavation. A separate Building Permit will be required prior to commencement of any other work on this site. Amend: Apr 21, 2022 Change address to 6888 Ash Street | ACE ELECTRIC LTD.
PP-2023-02732 | 2023-08-01 | 330 W GEORGIA STREET, Vancouver, BC V6B 6B1 | Plumbing Permit | Commercial | Renovation | Issued | Commercial - SUITE #2100 - 21ST FLOOR - Adding 1x Kitchen Sink and 1x HWT with sanitary & venting >BP: #2100 - 21st storey Interior alterations to provide improvements to the existing office tenant on the 21st floor (#2100) in this commercial building on this site. Scope of work: remove/construct partition walls, doors, millwork, ceiling work, finishes, lighting, electrical, plumbing, mechanical and sprinkler work. | JQ Mechanical Corporation
EP-2023-08393 | 2023-09-25 | 6832 FLEMING STREET, Vancouver, BC V5P 3H5 | Electrical Permit | Residential | Addition | Completed | Installation / Repair - Residential - 20 Solar panels installation for 7.1 kW system, with 2 home runs of 10/2 conductors to main panel. >BP: Exterior alterations to install solar panels on the roof of this existing single detached house with secondary suite. OK to process as DTI as per J. Zhang August 3, 2023 | Blueridge Electrical Ltd.
EP-2023-11178 | 2023-12-14 | 333 CARRALL STREET, Vancouver, BC V6B 2J4 | Electrical Permit | Commercial | NULL | Issued | Annual / Operating - Annual operating permit EXPIRED PERMIT EP-2022-10142 VALID: Dec 1, 2023- Nov 30, 2024 | Canucks Electric Inc
EP-2022-10142 | 2022-12-01 | 333 CARRALL STREET, Vancouver, BC V6B 2J4 | Electrical Permit | Commercial | NULL | Expired | Annual / Operating - Annual operating permit VALID: Dec 1, 2022 - Nov 30, 2023 | Canucks Electric Inc
EP-2023-10307 | 2023-11-17 | 458 W 63RD AVENUE, Vancouver, BC V5X 2K2 | Electrical Permit | Commercial | NULL | Issued | Annual / Operating - ANNUAL OPERATING PERMIT -CF-2020-014373 | Cobing Building Solutions Ltd
EP-2022-03427 | 2022-04-29 | 1220 W 26TH AVENUE, Vancouver, BC V6H 2A9 | Electrical Permit | Residential | New | Issued | Installation / Repair - Residential - Infill building >BP: To construct an infill two-family dwelling at the rear of the site, providing 5 parking spaces having vehicular access from the lane. Building Review Branch Notes: 1.0. Application is reviewed under VBBL 2019. 2.0. Reviewed during the 2020 pandemic crisis 3.0. Main House permit under BP-2021-02954 Amend: May 3, 2022 pictures for underground teck cable | Arise Electrical Ltd
SP-2021-01735 | 2022-01-26 | 1220 W 26TH AVENUE, Vancouver, BC V6H 2A9 | Sprinkler Permit | Residential | New | Issued | Residential - To install sprinklers to NFPA 13R in this infill two-family dwelling at the rear of the site, providing 5 parking spaces having vehicular access from the lane. Building Review Branch Notes: 1.0. Application is reviewed under VBBL 2019. 2.0. Reviewed during the 2020 pandemic crisis 3.0. Main House permit under SP-2021-01735 | Haven Fire Protection Ltd
PP-2023-04217 | 2024-01-16 | 1220 W 26TH AVENUE, Vancouver, BC V6H 2A9 | Plumbing Permit | Residential | New | Issued | Residential - To continue work from the old plumbing contractor (PP-2022-02739) Work to be completed fix tub rough in’s installed incorrectly. Install sinks, support sinks. >BP: To construct an infill two-family dwelling at the rear of the site, providing 5 parking spaces having vehicular access from the lane. Building Review Branch Notes: 1.0. Application is reviewed under VBBL 2019. 2.0. Reviewed during the 2020 pandemic crisis 3.0. Main House permit under BP-2021-02954 | One Stop Mechanical Ltd
EP-2022-09017 | 2022-10-24 | 1220 W 26TH AVENUE, Vancouver, BC V6H 2A9 | Electrical Permit | Residential | New | Issued | Installation / Repair - Residential - Extra Low Voltage TV,data,telephone,doorbell, security system & sound >BP: Building Permit for DP-2019-00486 To construct an infill two-family dwelling at the rear of the site, providing 5 parking spaces having vehicular access from the lane. Building Review Branch Notes: 1.0. Application is reviewed under VBBL 2019. 2.0. Reviewed during the 2020 pandemic crisis 3.0. Main House permit under BP-2021-02954 | Charanjit Singh
GP-2022-04008 | 2022-12-15 | 1220 W 26TH AVENUE, Vancouver, BC V6H 2A9 | Gas Permit | Residential | New | Completed | Residential - 1220 w26 ave to install 1 boiler 1 range 1 bbq 1232 w26 ave to install 1 boiler 1 range 1 bbq >BP: To construct an infill two-family dwelling at the rear of the site, providing 5 parking spaces having vehicular access from the lane. | Symbolistic Heating Ltd
PP-2022-02739 | 2022-08-08 | 1220 W 26TH AVENUE, Vancouver, BC V6H 2A9 | Plumbing Permit | Residential | New | Completed | Residential - Laneway house >BP: Building Permit for DP-2019-00486 To construct an infill two-family dwelling at the rear of the site, providing 5 parking spaces having vehicular access from the lane. Building Review Branch Notes: 1.0. Application is reviewed under VBBL 2019. 2.0. Reviewed during the 2020 pandemic crisis 3.0. Main House permit under BP-2021-02954 | Blueline Plumbing & Heating Ltd
MP-2022-00211 | 2022-09-12 | 1220 W 26TH AVENUE, Vancouver, BC V6H 2A9 | Mechanical Permit | NULL | NULL | Completed | NULL | Blueline Plumbing & Heating Ltd
EP-2022-08222 | 2022-09-27 | 3687 SELKIRK STREET, Vancouver, BC V6H 2Y9 | Electrical Permit | Commercial | NULL | Expired | Movie Set / Filming - To allow for Movie Set/Filming Applicant shall provide completed Contractor Declaration form, and dates of filming and associated location(s) to csinspection.clerks@vancouver.ca prior to the commencement of filming. Visit vancouver.ca/inspections for more details. | VC Secrets Productions Inc
EP-2022-01837 | 2022-03-08 | 3050 KINGSWAY, Vancouver, BC V5R 5J7 | Electrical Permit | Commercial | New | Completed | Installation / Repair - Commercial - Low Voltage Permit For Tel, Tv Cable, Data, Security Cameras, Rough And Finishing >BP: To construct a 4-storey mixed-use building consisting: 1st storey - 2 retail units (shell) 2nd to 4th storeys - 21 dwelling units all over 1 level of underground parking having vehicular access from the lane. Separate tenant improvement permits are required for the tenant shell spaces. This is a CP process, the CP is Ron Bijok, Architect. This permit has been reviewed under the 2014 Vancouver Building By-law (#10908). Reviewed during the 2020 pandemic crisis. STAGED CONSTRUCTION Stage 1 - Excavation and Shoring (issued May 7, 2020) Stage 2 - Full Structure (issued June 12, 2020) Revision #1 - Change roof framing from dimensional lumber to TJI (issued November 13, 2020) Stage 3 - Full Construction (issued May 26, 2021) | Hallmark Electrical Contractors (2016) Ltd
EP-2022-04322 | 2022-06-01 | 3050 KINGSWAY, Vancouver, BC V5R 5J7 | Electrical Permit | Commercial | New | Expired | Temporary Power - Commercial - Renewal of EP-2021-03994 - To provide temporary power. Valid: May 22, 2022 to May 21, 2023 | Hallmark Electrical Contractors (2016) Ltd
PP-2022-02014 | 2022-06-23 | 3050 KINGSWAY, Vancouver, BC V5R 5J7 | Plumbing Permit | Commercial | New | Completed | Commercial - Plumbing >BP: To construct a 4-storey mixed-use building consisting: 1st storey - 2 retail units (shell) 2nd to 4th storeys - 21 dwelling units all over 1 level of underground parking having vehicular access from the lane. Separate tenant improvement permits are required for the tenant shell spaces. This is a CP process, the CP is Ron Bijok, Architect. This permit has been reviewed under the 2014 Vancouver Building By-law (#10908). Reviewed during the 2020 pandemic crisis. STAGED CONSTRUCTION Stage 1 - Excavation and Shoring (issued May 7, 2020) Stage 2 - Full Structure (issued June 12, 2020) Revision #1 - Change roof framing from dimensional lumber to TJI (issued November 13, 2020) Stage 3 - Full Construction (issued May 26, 2021) | Lally Plumbing & Heating Ltd
EP-2023-04490 | 2023-05-23 | 3050 KINGSWAY, Vancouver, BC V5R 5J7 | Electrical Permit | Commercial | New | Completed | Installation / Repair - Commercial - Installation of Access Control with Interphone Lobby, Card reader, gate control, 2 Handi cap door operator, CCTV with 8 cameras. Please note: Wiring is already done by electrician. Not Maglock to be installed. >BP: To construct a 4-storey mixed-use building consisting: 1st storey - 2 retail units (shell) 2nd to 4th storeys - 21 dwelling units all over 1 level of underground parking having vehicular access from the lane. Separate tenant improvement permits are required for the tenant shell spaces. This is a CP process, the CP is Ron Bijok, Architect. This permit has been reviewed under the 2014 Vancouver Building By-law (#10908). Reviewed during the 2020 pandemic crisis. STAGED CONSTRUCTION Stage 1 - Excavation and Shoring (issued May 7, 2020) Stage 2 - Full Structure (issued June 12, 2020) Revision #1 - Change roof framing from dimensional lumber to TJI (issued November 13, 2020) Stage 3 - Full Construction (issued May 26, 2021) | Polygom Security Systems Ltd
EP-2023-04433 | 2023-05-23 | 3050 KINGSWAY, Vancouver, BC V5R 5J7 | Electrical Permit | Commercial | New | Completed | Installation / Repair - Commercial - Heat-trace installation permit for sprinkler pipe and water pipe. Note: For the protection of the wet sprinkler piping and standpipe system piping against freezing, a listed heat tracing system must be installed in compliance with Bulletin 2020-003-BU/EL/SP. >BP: To construct a 4-storey mixed-use building consisting: 1st storey - 2 retail units (shell) 2nd to 4th storeys - 21 dwelling units all over 1 level of underground parking having vehicular access from the lane. Separate tenant improvement permits are required for the tenant shell spaces. This is a CP process, the CP is Ron Bijok, Architect. This permit has been reviewed under the 2014 Vancouver Building By-law (#10908). Reviewed during the 2020 pandemic crisis. STAGED CONSTRUCTION Stage 1 - Excavation and Shoring (issued May 7, 2020) Stage 2 - Full Structure (issued June 12, 2020) Revision #1 - Change roof framing from dimensional lumber to TJI (issued November 13, 2020) Stage 3 - Full Construction (issued May 26, 2021) | Hallmark Electrical Contractors (2016) Ltd
EP-2022-01160 | 2022-02-15 | 2408 GRANT STREET, Vancouver, BC V5K 3G4 | Electrical Permit | Residential | New | Completed | Installation / Repair - Residential - Installation of high density ducting -future underground ducting only. >BP: To construct a 5-storey mixed-use building consisting of 5 retail shell units and residential uses on the ground floor, three levels of residential uses containing 45 dwelling units on levels 2 to 4 for a total of 45 dwelling units, all over one level of underground parking. Reviewed during the 2020 pandemic crisis. STAGE 1 - Excavation and Shoring issued on June 8th, 2020. Stage 2: Full Structural to Roof. Aug. 18, 2020, B. Smith Stage 3: Full Construction. Nov. 9, 2020. B. Smith REVISION #1 (IN PROCESS): Related to M/A DP-2020-00887. Processed during the Covid-19 Pandemic - Changed the south facade from elastomeric paint to powder coated metal panel. - Changed the ACM cladding to Hardie reveal from level 3 to 5. - Other interior and exterior changes. (To be verified during review) | Orion Electrical Systems Ltd
EP-2022-00214 | 2022-01-19 | 2408 GRANT STREET, Vancouver, BC V5K 3G4 | Electrical Permit | Commercial | New | Completed | Installation / Repair - Commercial - - heat trace in the parkade - sprinkler pipes >BP: To construct a 5-storey mixed-use building consisting of retail (5 units) and residential uses on the ground floor, three levels of residential uses containing 45 dwelling units on levels 2 to 4 for a total of 45 dwelling units, all over one level of underground parking. Reviewed during the 2020 pandemic crisis. STAGE 1 - Excavation and Shoring issued on June 8th, 2020. Stage 2: Full Structural to Roof. Aug. 18, 2020, B. Smith Stage 3: Full Construction. Nov. 9, 2020. B. Smith REVISION #1(IN PROCESS): Processed during the Covid-19 Pandemic - Changed permitted use and building exterior - Changed interior layout and floor areas - Changed on-site parking - Changed landscape - Changed number of dwelling units | Price Beat Electric Ltd.
PP-2022-00547 | NULL | 2408 GRANT STREET, Vancouver, BC V5K 3G4 | Plumbing Permit | Commercial | New | Withdrawn | Commercial - Drainage Rough in. 1 water closet, 3 sinks, 2 laundry machines, 2 floor drains, CRU 2, CRU 3 To construct a 5-storey mixed-use building consisting of 5 retail shell units and residential uses on the ground floor, three levels of residential uses containing 45 dwelling units on levels 2 to 4 for a total of 45 dwelling units, all over one level of underground parking. | Jensen's Plumbing & Heating Ltd
EP-2022-04692 | 2022-06-06 | 1377 E 55TH AVENUE, Vancouver, BC V5X 1P6 | Electrical Permit | Residential | New | Completed | Installation / Repair - Residential - data, tv, tel, alarm rough in and completion >BP: To construct a 2 storey laneway house building ($167,232.50) with an open parking pad, providing 1 parking space, having vehicular access from the lane. Note: Transformer located at lane Note: This is a 1 ½ storey building pursuant to the Zoning & Development By-law Note: Bldg 1 (principal bldg) addressed 1373 E 55th ave retained on site. 1. No A/C unit proposed 2. Schedule B: Jianli Guo P.Eng (604.526.1305) Structural & Geotechnical 3. HPO: Residential Builder- Can Won Consulting Ltd. Address has been assigned per the approved plans as the fire/emergency access to the laneway house is from the east side. This access must be provided & maintained at all times in accordance with the Building By-law ******THIS PERMIT HAS BEEN ISSUED UNDER THE REQUIREMENTS OF VBBL 2014****** | Jingwei Security Systems Ltd
SP-2022-01033 | 2022-07-04 | 1377 E 55TH AVENUE, Vancouver, BC V5X 1P6 | Sprinkler Permit | Residential | New | Completed | Residential - To Install 12 sprinkler heads > To construct a 2 storey laneway house building ($167,232.50) with an open parking pad, providing 1 parking space, having vehicular access from the lane. Note: Transformer located at lane Note: This is a 1 ½ storey building pursuant to the Zoning & Development By-law Note: Bldg 1 (principal bldg) addressed 1373 E 55th ave retained on site. 1. No A/C unit proposed 2. Schedule B: Jianli Guo P.Eng (604.526.1305) Structural & Geotechnical 3. HPO: Residential Builder- Can Won Consulting Ltd. Address has been assigned per the approved plans as the fire/emergency access to the laneway house is from the east side. This access must be provided & maintained at all times in accordance with the Building By-law ******THIS PERMIT HAS BEEN ISSUED UNDER THE REQUIREMENTS OF VBBL 2014****** | General Sprinkler Systems Ltd
EP-2022-04601 | 2022-06-01 | 3191 E 3RD AVENUE, Vancouver, BC V5M 1J3 | Electrical Permit | Residential | New | Expired | Temporary Power - Residential - To provide temporary power. | Dragon Electric Ltd
GP-2022-03990 | 2022-12-15 | 3191 E 3RD AVENUE, Vancouver, BC V5M 1J3 | Gas Permit | Residential | New | Issued | Residential - Gas distribution to mechanical room and required appliances and potential future installs. | BKS Mechanical Ltd
MP-2022-00707 | 2022-12-14 | 3191 E 3RD AVENUE, Vancouver, BC V5M 1J3 | Mechanical Permit | NULL | NULL | Issued | NULL | BKS Mechanical Ltd
NULL | NULL | 3191 E 3RD AVENUE, Vancouver, BC V5M 1J3 | Mechanical Permit | NULL | NULL | Draft | NULL | NULL
EP-2023-05416 | 2023-06-22 | 3191 E 3RD AVENUE, Vancouver, BC V5M 1J3 | Electrical Permit | Residential | New | Issued | Temporary Power - Residential - To provide temporary power -Renewal of EP-2022-04601 -Valid June 2, 2023 - June 1, 2024 | Dragon Electric Ltd
PP-2023-01552 | 2023-05-03 | 3191 E 3RD AVENUE, Vancouver, BC V5M 1J3 | Plumbing Permit | Residential | New | Issued | Residential - 1FD+SS - Full house water pipe distribution and service line connect and finishing at final stage and service line hookup in garage with a electric water heater and mop sink and a hose Bibb underfloor drainage will be ran in garage by us. All drainage at rough in stage in the house was completed by a different contractor. We will only be doing finishing drainage at final stage >DB: To construct a 2 storey + cellar one-family dwelling with a secondary suite located in the cellar with a detached accessory building (garage), at the rear providing 2 parking spaces, having vehicular access from the lane. The entire building, to be sprinklered to NFPA 13D per 3.2.5.12.(3)(d) Note: This is a 2 storey building pursuant to the Zoning and Development By-Law 1- Covenant registered at the Land Title Office under CA8026784 2- No strata titling permitted 3- No proposed bar sink 4- A/C unit proposed at the rear | BKS Mechanical Ltd
EP-2023-08499 | 2023-09-25 | 3191 E 3RD AVENUE, Vancouver, BC V5M 1J3 | Electrical Permit | Residential | New | Issued | Installation / Repair - Residential - New house wiring >BP: To construct a 2 storey + cellar one-family dwelling with a secondary suite ($658,500) located in the cellar with a detached accessory building (garage), at the rear providing 2 parking spaces, having vehicular access from the lane. The entire building, to be sprinklered to NFPA 13D per 3.2.5.12.(3)(d) Note: This is a 2 storey building pursuant to the Zoning and Development By-Law 1- Covenant registered at the Land Title Office under CA8026784 2- No strata titling permitted 3- No proposed bar sink 4- A/C unit proposed at the rear 5- Schedule B: Yatendra Kumar Sharma P.Eng (778.863.7076) Structural & Geotechnical & Item 1.5 Architectural 6- HPO: Residential Builder- Animark Holdings Inc. ******THIS PERMIT HAS BEEN ISSUED UNDER THE REQUIREMENTS OF VBBL 2014********* | L.H. ELECTRIC LTD
GP-2022-00042 | NULL | 6151 FREMLIN STREET, Vancouver, BC V5Z 3W8 | Gas Permit | Residential | New | Cancelled | Residential - Wolf 36" Contemporary Gas Cooktop | Han Appliances & Refrigeration Ltd
EP-2022-01207 | 2022-02-15 | 531 W 29TH AVENUE, Vancouver, BC V5Z 2H8 | Electrical Permit | Residential | New | Completed | Installation / Repair - Residential - TEL/DATA/CATV/ENTERPHONE/CARD ACCESS/ CCTV/AUTO DOOR OPENER PREWIRE AND FINISH SECURITY PREWIRE >BP: To construct one - 2 storey containing 3 townhouse dwellings units. Building 3 (North/East - Rear) Refer to BP-2019-03878 for site work, below grade facilities and common underground parking. VBBL 2014 - Reviewed during the 2020 pandemic crisis. | NexGen Technologies Inc
EP-2022-01411 | 2022-02-23 | 531 W 29TH AVENUE, Vancouver, BC V5Z 2H8 | Electrical Permit | Residential | New | Cancelled | Temporary Power - Residential - To provide temporary power. | NRG Electric Ltd
EP-2022-03259 | 2022-04-25 | 531 W 29TH AVENUE, Vancouver, BC V5Z 2H8 | Electrical Permit | Residential | New | Completed | Installation / Repair - Residential - Splicing and inspection of domestic heat trace To construct 8 new 2 / 3 storey residential groups/blocks of row townhomes, above a single level below grade basement storage garage project. Project will entail a total of 30 new multi-level row townhome dwelling units, within the noted 8 structures. | NRG Electric Ltd
EP-2022-02552 | 2022-03-30 | 531 W 29TH AVENUE, Vancouver, BC V5Z 2H8 | Electrical Permit | Commercial | New | Completed | Installation / Repair - Commercial - Sprinkler parkade heat trace cable. Line voltage connections and control power done by other >BP: To construct 8 new 2 / 3 storey residential groups/blocks of row townhomes, above a single level below grade basement storage garage project. Project will entail a total of 30 new multi-level row townhome dwelling units, within the noted 8 structures. VBBL 2014 - Reviewed during the 2020 pandemic crisis. Stage 1 - Excavation and Shoring issued on June 15th, 2020. Stage 2 - Full Construction issued on Dec. 1, 2020. Rev. #1 (Jun 15, 2021) - A change in Mechanical/Plumbing Engineer from Wally Kwong to Wendy Maver (nee Tsang). Building 1 - BP-2019-05674 Building 2 - BP-2019-05675 Building 3 - BP-2019-05676 Building 4 - BP-2019-05677 Building 5 - BP-2019-05679 Building 6 - BP-2019-05680 Building 7 - BP-2019-05681 Building 8 - BP-2019-05682 | Eastern Valley Electrical Ltd
EP-2022-10672 | 2022-12-19 | 531 W 29TH AVENUE, Vancouver, BC V5Z 2H8 | Electrical Permit | Commercial | NULL | Expired | Annual / Operating - Annual/Operating Work Valid Dec 19th, 2022 until Dec 18th, 2023 | NRG Electric Ltd
EP-2022-02145 | 2022-03-18 | 515 W 29TH AVENUE, Vancouver, BC V5Z 2H8 | Electrical Permit | Residential | New | Completed | Installation / Repair - Residential - TELEPHONE/DATA/CATV/ENTERPHONE/CARD ACCESS/CCTV/AUTO DOOR OPENER PREWIRE AND FINISH IN SUITE SECURITY PREWIRE >BP: To construct one - 3 storey containing 4 townhouse dwellings units. Building 1 (South/East - Front) Refer to BP-2019-03878 for site work, below grade facilities and common underground parking. VBBL 2014 - Reviewed during the 2020 pandemic crisis. STAGED CONSTRUCTION | NexGen Technologies Inc
EP-2022-01062 | 2022-02-10 | 523 W 29TH AVENUE, Vancouver, BC V5Z 2H8 | Electrical Permit | Residential | New | Completed | Installation / Repair - Residential - Insuite Security prewire Tel/Data/CATV/Enterphone/Card Access/CCTV/Auto door opener prewire and finish >BP: To construct one - 3 storey containing 4 townhouse dwellings units. Building 2 (South - Front) Refer to BP-2019-03878 for site work, below grade facilities and common underground parking. VBBL 2014 - Reviewed during the 2020 pandemic crisis. | NexGen Technologies Inc
EP-2022-01209 | 2022-02-15 | 537 W 29TH AVENUE, Vancouver, BC V5Z 2H8 | Electrical Permit | Residential | New | Completed | Installation / Repair - Residential - TEL/DATA/CATV/ENTERPHONE/CARD ACCESS/ CCTV/AUTO DOOR OPENER PREWIRE AND FINISH SECURITY PREWIRE >BP: To construct one - 2 storey containing 3 townhouse dwellings units. Building 4 (North - Rear) Refer to BP-2019-03878 for site work, below grade facilities and common underground parking. VBBL 2014 - Reviewed during the 2020 pandemic crisis. | NexGen Technologies Inc
GP-2022-00567 | 2022-02-23 | 5421 EARLES STREET, Vancouver, BC V5R 3S3 | Gas Permit | Residential | New | Issued | Residential - 2psi system serving combi boiler and range | Christopher Alvarez Brown
EP-2022-00470 | 2022-11-24 | 5421 EARLES STREET, Vancouver, BC V5R 3S3 | Electrical Permit | Residential | New | Issued | Installation / Repair - Residential - rough wiring and finishing for new LWH >BP: ***VBBL 2014*** 1.5 STOREY LANEWAY HOME + 1 OPEN PARKING To construct a 2 storey laneway house building ($178,560) with an open parking pad providing 1 parking space over gravel, having vehicular access from the 20' Lane. The entire building, INCLUDING THE ATTACHED GARAGE (if applicable), to be sprinklered to NFPA 13D. Note: This is a 1 ½ storey building pursuant to the Zoning & Development By-law. 1. Covenant not required 2. No Strata Titling permitted 3. No A/C Unit proposed 4. Schedule B: (Ivan Chu) P.Eng (604.299.6617) Geotechnical 5. Schedule B: (Saeid Sadeghi) P.Eng (604.913.6604) Structural & Architectural Item #1.5 6. BC Housing (Prospex Development/ KNC Development) NOTE: To achieve the required FSR. A floor space exclusion of 3% has been applied to this application as per section 11.17.18 of the district schedule, to accommodate improved building performance. "Combustible projections or roof soffits on an exposing building face shall not project to less than .45m from the property line and shall be in compliance with VBBL 2014 9.10.15.5.(9)" ******THIS PERMIT HAS BEEN ISSUED UNDER THE REQUIREMENTS OF VBBL 2014****** *EXISTING HOUSE* Note: Bldg 1 (principal bldg) addressed 5417 Earles Street retained on site. Address assigned per approved plans. Fire and Emergency street access (walkway) to the laneway house is from the south side. Street access must be provided and maintained at all times. The building addresses are to be posted and to be visible from the street in accordance with the Building By-law. | Canadian Eagle Electric Ltd
SP-2022-01485 | 2022-09-14 | 5421 EARLES STREET, Vancouver, BC V5R 3S3 | Sprinkler Permit | Residential | New | Issued | Residential - Sprinklers for: >BP: 1.5 STOREY LANEWAY HOME + 1 OPEN PARKING To construct a 2 storey laneway house building ($178,560) with an open parking pad providing 1 parking space over gravel, having vehicular access from the 20' Lane. The entire building, INCLUDING THE ATTACHED GARAGE (if applicable), to be sprinklered to NFPA 13D. | Gold Key Fire Protection Ltd
PP-2023-02326 | 2023-06-30 | 5421 EARLES STREET, Vancouver, BC V5R 3S3 | Plumbing Permit | Residential | New | Issued | Residential - sump no pump | Bhullar Excavating and Demolition
SP-2021-00710 | 2023-07-17 | 3590 W 39TH AVENUE, Vancouver, BC V1V 1V1 | Sprinkler Permit | Commercial | New | Issued | Commercial - For all sprinkler work to the 2019 VBBL; NFPA 13, 2013; standpipe work to NFPA 14, 2013; and alternative solutions prepared by (entre name of firm) for work below grade including the underground parking for this newly constructed (entre description from Building Permit). Site Description: To construct a 4-storey mixed-use commercial and residential building consisting - 1st storey - 4 Retail units (SHELL ONLY) - 2nd to 4th storeys - 15 dwelling units in total (7 dwelling units on 3rd storey are 2-level units) all over 1 level of underground parking having vehicular access from the lane. THIS IS A CERTIFIED PROFESSIONAL PROJECT and the CP is Erik Watson-Hurthig, P.Eng. C.P. of Eriksberg Engineering Ltd. This application does not include any of the following: - Warehouse storage arrangements, or mobile compact storage arrangements - Flexible sprinkler pipe - Information Technology Equipment Rooms (e.g. IT Rooms, LAN Rooms, etc.) - Alternative solutions Notes: - Fire Suppression system engineer of record Erik Watson-Hurthig, P.Eng. T:604 209 2594 E: erikwh@eriksberg.ca - One set of approved drawings and permit to be available for viewing at the jobsite - Separate documents and application are required for the tenant improvement - Construction Standpipe to Bulletin 2017-003-BU/FI, VBBL, NFPA 14, and VFBL. - Per March 18, 2023 email from Rick Cheung Assistant Fire Chief VFRS hose location on the intermediate landing of Stair 1 is acceptable - Per the May 15, 2023 email correspondence from Erik Watson-Hurthig over-head doors will be open grate. If site varies, sprinklers to be added below over-head doors. | Active Fire & Safety Services Ltd
EP-2023-07017 | 2023-08-08 | 3590 W 39TH AVENUE, Vancouver, BC V1V 1V1 | Electrical Permit | Commercial | New | Issued | Installation / Repair - Commercial - Wiring installation of gas detection, timers for erv's in the suites, tstats for Ptac's, Elevator ventilation controls, AC splits and force flow heaters. >BP: To construct a 4-storey mixed-use commercial and residential building consisting 1st storey - 4 Retail units (shell only) 2nd to 4th storeys - 15 dwelling units in total (7 dwelling units on 3rd storey are 2-level units) all over 1 level of underground parking having vehicular access from the lane. Separate tenant improvement permits are required for all shell tenant spaces. This permit will be conforming to the 2019 Vancouver Building By-law (#12511). Building to be sprinklered to NFPA 13 requirements. STAGED CONSTRUCTION Stage 1 - Foundation to Grade - issued June 3, 2022 Revision 1 - Change in CP from Mark Roozbahani, P.Eng. to Erik Watson-Hurthig, P.Eng., effective October 3, 2022. - issued October 5, 2022 Stage 2 - Full Construction - issued December 20, 2022 Revision 2 - Remove water curtain sprinklers on L3 at units 302 to 307. - issued March 29, 2023 Revision 3 - Remove water curtain on Level 2 at units 205 and 206 and Level 3 at unit 308 at door openings only, doors are provided with 20 min. fire resistance rating. - issued June 21, 2023 | Modern Systems Management Ltd
PP-2023-01780 | 2023-06-09 | 3590 W 39TH AVENUE, Vancouver, BC V1V 1V1 | Plumbing Permit | Commercial | New | Issued | Commercial - Above Ground Permit New townhouse development with 15 residential units and CRU's on the main level. 1 level of underground concrete parkade. >BP: To construct a 4-storey mixed-use commercial and residential building consisting 1st storey - 4 Retail units (shell only) 2nd to 4th storeys - 15 dwelling units in total (7 dwelling units on 3rd storey are 2-level units) all over 1 level of underground parking having vehicular access from the lane. Separate tenant improvement permits are required for all shell tenant spaces. STAGED CONSTRUCTION Stage 1 - Foundation to Grade - issued June 3, 2022 Stage 2 - Full Construction - issued December 20, 2022 | PR Mechanical LTD.
PP-2022-03418 | 2022-10-26 | 3590 W 39TH AVENUE, Vancouver, BC V1V 1V1 | Plumbing Permit | Commercial | New | Issued | Commercial - Foundation only permit. New townhouse development with 15 residential units and CRU's on the main level. 1 level of underground concrete parkade. >BP: To construct a 4-storey mixed-use commercial and residential building consisting 1st storey - 4 Retail units (shell only) 2nd to 4th storeys - 15 dwelling units in total (7 dwelling units on 3rd storey are 2-level units) all over 1 level of underground parking having vehicular access from the lane. Separate tenant improvement permits are required for all shell tenant spaces. | PR Mechanical LTD.
EP-2022-09054 | 2022-10-25 | 3590 W 39TH AVENUE, Vancouver, BC V1V 1V1 | Electrical Permit | Commercial | New | Completed | Interim - Commercial - Scope of work: slab, underground, raceways, grounding, branch circuits. Service connection to BC Hydro is not permitted under this permit. >BP: To construct a 4-storey mixed-use commercial and residential building consisting 1st storey - 4 Retail units (shell only) 2nd to 4th storeys - 15 dwelling units in total (7 dwelling units on 3rd storey are 2-level units) all over 1 level of underground parking having vehicular access from the lane. Separate tenant improvement permits are required for all shell tenant spaces. This permit will be conforming to the 2019 Vancouver Building By-law (#12511). Building to be sprinklered to NFPA 13 requirements. The retail portion of the buildings are TIPs eligible at the time of construction. STAGED CONSTRUCTION Stage 1 - Foundation to Grade - issued June 3, 2022 Revision 1 - Change in CP from Mark Roozbahani, P.Eng. to Erik Watson-Hurthig, P.Eng., effective October 3, 2022. - issued October 5, 2022 Stage 2 - Full Construction - in review | Alpine Electric Ltd
EP-2022-08963 | 2023-01-25 | 3590 W 39TH AVENUE, Vancouver, BC V1V 1V1 | Electrical Permit | Commercial | New | Issued | Installation / Repair - Commercial - 15 residential units over commercial retail units and one level of parkade >BP: To construct a 4-storey mixed-use commercial and residential building consisting 1st storey - 4 Retail units (shell only) 2nd to 4th storeys - 15 dwelling units in total (7 dwelling units on 3rd storey are 2-level units) all over 1 level of underground parking having vehicular access from the lane. Separate tenant improvement permits are required for all shell tenant spaces. This permit will be conforming to the 2019 Vancouver Building By-law (#12511). Building to be sprinklered to NFPA 13 requirements. STAGED CONSTRUCTION Stage 1 - Foundation to Grade - issued June 3, 2022 Revision 1 - Change in CP from Mark Roozbahani, P.Eng. to Erik Watson-Hurthig, P.Eng., effective October 3, 2022. - issued October 5, 2022 Stage 2 - Full Construction - issued December 20, 2022 | Alpine Electric Ltd
EP-2023-09011 | 2023-10-06 | 3590 W 39TH AVENUE, Vancouver, BC V1V 1V1 | Electrical Permit | Commercial | New | Issued | Installation / Repair - Commercial - Low voltage control wiring for mechanical systems. >BP: To construct a 4-storey mixed-use commercial and residential building consisting 1st storey - 4 Retail units (shell only) 2nd to 4th storeys - 15 dwelling units in total (7 dwelling units on 3rd storey are 2-level units) all over 1 level of underground parking having vehicular access from the lane. Separate tenant improvement permits are required for all shell tenant spaces. This permit will be conforming to the 2019 Vancouver Building By-law (#12511). Building to be sprinklered to NFPA 13 requirements. STAGED CONSTRUCTION Stage 1 - Foundation to Grade - issued June 3, 2022 Revision 1 - Change in CP from Mark Roozbahani, P.Eng. to Erik Watson-Hurthig, P.Eng., effective October 3, 2022. - issued October 5, 2022 Stage 2 - Full Construction - issued December 20, 2022 Revision 2 - Remove water curtain sprinklers on L3 at units 302 to 307. - issued March 29, 2023 Revision 3 - Remove water curtain on Level 2 at units 205 and 206 and Level 3 at unit 308 at door openings only, doors are provided with 20 min. fire resistance rating. - issued June 21, 2023 | Modern Systems Management Ltd
EP-2023-01294 | 2023-05-10 | 1252 E HASTINGS STREET, Vancouver, BC V6A 1S6 | Electrical Permit | Commercial | Renovation | Issued | Installation / Repair - Commercial - Relocation and installing of testing equipment. | Danube Electric Ltd
EP-2023-04500 | 2023-05-23 | 3474 E 48TH AVENUE, Vancouver, BC V5S 1H7 | Electrical Permit | Residential | Addition | Completed | Installation / Repair - Residential - rough wiring and finishing of new garage. We have hydro cut the power today but the address was wrong, inspector told us to reapply right now so you can issue it right now so that hydro can reconnect. This permit goes with permit EP-2023-02921 everything is the same except that the garage address is different >BP: >BP: To construct a one car garage attached to the exiting laneway house at the rear of this one-family dwelling with secondary suite site as approved by the BOV Appeal Z35739 dated November 3, 2020. Note: Removal of Tree #6 as noted on the plans was not approved by the Board of Variance. Schedule B submitted by Md. Shahidul Alam - 604.653.7475 Address on this application should be 3474 E 48th Av (LWH) as per Darrell | OPTIMUM ELECTRICAL LTD
EP-2023-09873 | 2023-11-02 | 220 E 1ST AVENUE, Vancouver, BC V5T 1A5 | Electrical Permit | Commercial | New | Issued | Installation / Repair - Commercial - Low voltage wiring for HVAC Controls >BP: Building 1 (West Building) To construct a 11-storey mixed-use building consisting 1st to 3rd storeys - light industrial use (shell) 4th to 11th storeys - office use (shell) all over 4 levels of common underground parking having access from the lane. Refer to BP-2019-04146 for site work, below grade facilities and common underground parking. STAGED CONSTRUCTION Stage 1 - Excavation and Shoring - issued June 27, 2022 Stage 1 Revision 1 - Revised shoring to improve structural support of the shoring walls on west side of site - issued September 20, 2022 Stage 2 - Foundation to Grade - issued November 8, 2022 Stage 3 - Full Construction - issued May 1, 2023 | Modern Systems Management Ltd
SP-2023-01992 | NULL | 220 E 1ST AVENUE, Vancouver, BC V5T 1A5 | Sprinkler Permit | Commercial | New | Applicant Revisions | Commercial - *Above Grade Sprinkler Permit - West Building* Above grade installation of new sprinkler system in the West building (Industrial/Office). All sprinkler work is to conform with VBBL 2019, NFPA 13, NFPA 14, NFPA 20 and the alternative solutions prepared by GHL. >BP: Building 1 (West Building) To construct a 11-storey mixed-use building consisting 1st to 3rd storeys - light industrial use (shell) 4th to 11th storeys - office use (shell) all over 4 levels of common underground parking having access from the lane. Refer to BP-2019-04146 for site work, below grade facilities and common underground parking. STAGED CONSTRUCTION Stage 1 - Excavation and Shoring - issued June 27, 2022 Stage 1 Revision 1 - Revised shoring to improve structural support of the shoring walls on west side of site - issued September 20, 2022 Stage 2 - Foundation to Grade - issued November 8, 2022 Stage 3 - Full Construction - issued May 1, 2023 | Escape Fire Protection Ltd
EP-2023-01160 | 2023-06-06 | 220 E 1ST AVENUE, Vancouver, BC V5T 1A5 | Electrical Permit | Commercial | New | Issued | Installation / Repair - Commercial - Building 1 (West Building). Above Grade - Slab, Rough wire, finishing. >BP: Building 1 (West Building) To construct a 11-storey mixed-use building consisting 1st to 3rd storeys - light industrial use (shell) 4th to 11th storeys - office use (shell) all over 4 levels of common underground parking having access from the lane. Refer to BP-2019-04146 for site work, below grade facilities and common underground parking. STAGED CONSTRUCTION Stage 1 - Excavation and Shoring - issued June 27, 2022 Stage 1 Revision 1 - Revised shoring to improve structural support of the shoring walls on west side of site - issued September 20, 2022 Stage 2 - Foundation to Grade - issued November 8, 2022 Stage 3 - Full Construction - issued May 1, 2023 | Ozz Electric BC Inc
EP-2023-01322 | 2023-06-06 | 1717 LORNE STREET, Vancouver, BC V1V 1V1 | Electrical Permit | Commercial | New | Issued | Installation / Repair - Commercial - Building 2 (East). Above Grade Permit. Slab, Rough wire, finishing. >BP: Building 2 (East Building) To construct a 13-storey mixed-use building consisting 1st storey with mezzanine - industrial flex units (shell) 2nd to 13th storeys - 213 secured market rental dwelling units including ten 2-level units on the 12th storey with interior access to occupied roof deck. all over 4 levels of common underground parking having access from the lane. Refer to BP-2019-04146 for site work, below grade facilities and common underground parking. STAGED CONSTRUCTION Stage 1 - Excavation and Shoring - issued June 27, 2022 Stage 1 Revision 1 - Revised shoring to improve structural support of the shoring walls on west side of site - issued September 20, 2022 Stage 2 - Foundation to Grade - issued November 8, 2022 Stage 3 - Full Construction - issued May 1, 2023 | Ozz Electric BC Inc
EP-2023-01610 | 2023-06-06 | 1717 LORNE STREET, Vancouver, BC V1V 1V1 | Electrical Permit | Commercial | New | Issued | Installation / Repair - Commercial - Below Grade Permit, P4-L1. Underground Raceways, Slab, Rough Wiring, Finishing. >BP: This permit has been issued for all site work and below grade facilities including four levels of common underground parking for the proposed development: To construct two mixed-use towers above a common parking podium. The podium slab will be designed as 3.2.1.2. slab. West Building: A 11-storey mixed-use building consisting 1st to 3rd storeys - light industrial use (shell) 4th to 11th storeys - office use (shell) East Building: A 13-storey mixed-use building consisting 1st storey with mezzanine - industrial flex units (shell) 2nd to 13th storeys - 216 secured market rental dwelling units including ten 2-level units on the 12th storey. Access to 13th storey can be via unit interior stairs and exit stair shafts, but not by elevators, all over 4 levels of common underground parking having access from the lane. Refer to BP-2021-01870 for [220 E 1st Ave] (West Building) BP-2021-01871 for [1717 Lorne St] (East Building) CACF will be provided at the principal entrance at each above grade building. Separate tenant improvement permits are required for all shell tenant spaces. This permit has been reviewed under the 2014 Vancouver Building By-law (#10908). Building to be sprinklered to NFPA 13 requirements. STAGED CONSTRUCTION Stage 1 - Excavation and Shoring - issued June 27, 2022 Stage 1 Revision 1 - Revised shoring to improve structural support of the shoring walls on west side of site - issued September 20, 2022 Stage 2 - Foundation to Grade - issued November 8, 2022 Stage 3 - Full Construction - issued May 1, 2023 | Ozz Electric BC Inc
SP-2023-00926 | 2023-12-01 | 1717 LORNE STREET, Vancouver, BC V1V 1V1 | Sprinkler Permit | Commercial | New | Issued | Commercial - ***Below Grade Sprinkler Work and Standpipe.*** For all sprinkler work to the 2019 VBBL; NFPA 13, 2013; standpipe work to NFPA 14, 2013; fire pump work to NFPA 20, 2013; and alternative solutions prepared by GHL Consultants Ltd. Site Description: To construct two mixed-use towers above a common parking podium. The podium slab will be designed as 3.2.1.2. slab. West Building: A 11-storey mixed-use building consisting 1st to 3rd storeys - light industrial use (shell) 4th to 11th storeys - office use (shell) East Building: A 13-storey mixed-use building consisting 1st storey with mezzanine - industrial flex units (shell) 2nd to 13th storeys - 216 secured market rental dwelling units including ten 2-level units on the 12th storey. Access to 13th storey can be via unit interior stairs and exit stair shafts, but not by elevators, all over 4 levels of common underground parking having access from the lane. THIS IS A CERTIFIED PROFESSIONAL PROJECT and the CP is Jeff Mitchell of GHL Consultants Ltd This application does not include any of the following: - Above Grade Sprinkler Work. Related Permits - SP-2022-01370 Temporary Construction Standpipe. - SP-2023-01992 - West Building - SP-2023-01958 - East Building - AL-2020-00102 - Building Spatial Separation at Lane. - AL-2020-00103 - Discharge at Parkade Exit Stairwell - AL-2020-000104 - Fire Alarm Sequence of Operation - AL-2021-00188 - Exit Exposure Protection - AL-2022-00036 - Tempered Glass Sprinkler Protected Glazing System Notes - Fire suppression system engineer of record Macleod Grant, P.Eng. of Introba (formally Integral Group). E: macleod.grant@introba.com T: 604.687.1800 x 2243 - One set of approved drawings and permit to be available for viewing at the jobsite. - Separate permit(s) and documents required for above grade sprinkler work and final standpipe design. | Escape Fire Protection Ltd
PP-2023-02342 | 2023-09-20 | 1717 LORNE STREET, Vancouver, BC V1V 1V1 | Plumbing Permit | Commercial | New | Issued | Commercial - Above grade permit >BP: Building 2 (East Building) To construct a 13-storey mixed-use building consisting 1st storey with mezzanine - industrial flex units (shell) 2nd to 13th storeys - 213 secured market rental dwelling units including ten 2-level units on the 12th storey with interior access to occupied roof deck. all over 4 levels of common underground parking having access from the lane. Refer to BP-2019-04146 for site work, below grade facilities and common underground parking. STAGED CONSTRUCTION Stage 1 - Excavation and Shoring - issued June 27, 2022 Stage 1 Revision 1 - Revised shoring to improve structural support of the shoring walls on west side of site - issued September 20, 2022 Stage 2 - Foundation to Grade - issued November 8, 2022 Stage 3 - Full Construction - issued May 1, 2023 | Omega Construction Corporation
PP-2022-04246 | 2022-12-09 | 1717 LORNE STREET, Vancouver, BC V1V 1V1 | Plumbing Permit | Commercial | New | Issued | Commercial - BELOW GRADE permit for mixed use multi-story building >BP: This permit has been issued for all site work and below grade facilities including four levels of common underground parking for the proposed development: To construct two mixed-use towers above a common parking podium. The podium slab will be designed as 3.2.1.2. slab. West Building: A 11-storey mixed-use building consisting 1st to 3rd storeys - light industrial use (shell) 4th to 11th storeys - office use (shell) East Building: A 13-storey mixed-use building consisting 1st storey with mezzanine - industrial flex units (shell) 2nd to 13th storeys - 216 secured market rental dwelling units including ten 2-level units on the 12th storey. Access to 13th storey can be via unit interior stairs and exit stair shafts, but not by elevators, all over 4 levels of common underground parking having access from the lane. Refer to BP-2021-01870 for [220 E 1st Ave] (West Building) BP-2021-01871 for [1717 Lorne St] (East Building) CACF will be provided at the principal entrance at each above grade building. Separate tenant improvement permits are required for all shell tenant spaces. This permit has been reviewed under the 2014 Vancouver Building By-law (#10908). Building to be sprinklered to NFPA 13 requirements. All office shell portions of the building are TIPs eligible at the time of construction. STAGED CONSTRUCTION Stage 1 - Excavation and Shoring - issued June 27, 2022 Stage 1 Revision 1 - Revised shoring to improve structural support of the shoring walls on west side of site - issued September 20, 2022 Stage 2 - Foundation to Grade - issued November 8, 2022 | Broadway Refrigeration & Air Conditioning Co
EP-2023-00401 | 2023-02-10 | 1717 LORNE STREET, Vancouver, BC V1V 1V1 | Electrical Permit | Commercial | New | Completed | Interim - Commercial - Scope of work: slab, underground, raceways, grounding, branch circuits. >BP: This permit has been issued for all site work and below grade facilities including four levels of common underground parking for the proposed development: To construct two mixed-use towers above a common parking podium. The podium slab will be designed as 3.2.1.2. slab. West Building: A 11-storey mixed-use building consisting 1st to 3rd storeys - light industrial use (shell) 4th to 11th storeys - office use (shell) East Building: A 13-storey mixed-use building consisting 1st storey with mezzanine - industrial flex units (shell) 2nd to 13th storeys - 216 secured market rental dwelling units including ten 2-level units on the 12th storey. Access to 13th storey can be via unit interior stairs and exit stair shafts, but not by elevators, all over 4 levels of common underground parking having access from the lane. Refer to BP-2021-01870 for [220 E 1st Ave] (West Building) BP-2021-01871 for [1717 Lorne St] (East Building) CACF will be provided at the principal entrance at each above grade building. Separate tenant improvement permits are required for all shell tenant spaces. This permit has been reviewed under the 2014 Vancouver Building By-law (#10908). Building to be sprinklered to NFPA 13 requirements. All office shell portions of the building are TIPs eligible at the time of construction. STAGED CONSTRUCTION Stage 1 - Excavation and Shoring - issued June 27, 2022 Stage 1 Revision 1 - Revised shoring to improve structural support of the shoring walls on west side of site - issued September 20, 2022 Stage 2 - Foundation to Grade - issued November 8, 2022 >>Amend: April 5, 2023 -Please update our FSR to Shanti Vertolli 257930 | Ozz Electric BC Inc
EP-2022-07813 | 2022-09-15 | 1717 LORNE STREET, Vancouver, BC V1V 1V1 | Electrical Permit | Commercial | New | Expired | Temporary Power - Commercial - To provide temporary power. | K S Maude Electric Ltd
SP-2022-01370 | 2023-02-15 | 1717 LORNE STREET, Vancouver, BC V1V 1V1 | Sprinkler Permit | Commercial | New | Issued | Commercial - ***TEMPORARY CONSTRUCTION STANDPIPE ONLY*** For all construction standpipe work to the 2019 VBBL; 2019 VFBL, NFPA 14, 2013. Manual dry standpipe with each riser provided with a Siamese connection at a location accessible from the access route. Site Description: To construct two mixed-use towers above a common parking podium. The podium slab will be designed as 3.2.1.2. slab. West Building: A 11-storey mixed-use building consisting 1st to 3rd storeys - light industrial use (shell) 4th to 11th storeys - office use (shell) East Building: A 13-storey mixed-use building consisting 1st storey with mezzanine - industrial flex units (shell) 2nd to 13th storeys - 216 secured market rental dwelling units including ten 2-level units on the 12th storey. Access to 13th storey can be via unit interior stairs and exit stair shafts, but not by elevators, all over 4 levels of common underground parking having access from the lane. THIS IS A CERTIFIED PROFESSIONAL PROJECT and the CP is Jeff Mitchell of GHL Consultants Ltd This application does not include any of the following: • Above or Below Grade Sprinkler Work. • Alternative solutions. Notes: 1. Fire suppression system engineer of record Christopher Anderson of Integral Group. E: canderson@integralgroup.com T: 604.687.1800 x 2177 2. One set of approved drawings and permit to be available for viewing at the jobsite. 3. Separate permit(s) and documents required for above and below grade sprinkler work and final standpipe design. 4. Construction Standpipe to Bulletin 2017-003-BU/FI, VBBL, NFPA 14, and VFBL. 5. Maintain Fire Department Access at all times. 6. Provide directional signage to direct the Fire Department to the location of the temporary Fire Department Connection. Signage wording and locations to be update as the site changes. 7. Coordinated with the Vancouver Fire and Rescue Services (VFRS). | Escape Fire Protection Ltd
EP-2022-05379 | 2022-06-23 | 1717 LORNE STREET, Vancouver, BC V1V 1V1 | Electrical Permit | Residential | New | Expired | Temporary Power - Residential - To provide temporary power. | K S Maude Electric Ltd
EP-2022-05532 | 2022-07-11 | 1717 LORNE STREET, Vancouver, BC V1V 1V1 | Electrical Permit | Commercial | New | Expired | Temporary Power - Commercial - To provide temporary power. | Ozz Electric BC Inc
EP-2023-09191 | 2023-10-12 | 1717 LORNE STREET, Vancouver, BC V1V 1V1 | Electrical Permit | Commercial | New | Issued | Installation / Repair - Commercial - Installation of Controls for energy transfer station. >BP: This permit has been issued for all site work and below grade facilities including four levels of common underground parking for the proposed development: To construct two mixed-use towers above a common parking podium. The podium slab will be designed as 3.2.1.2. slab. West Building: A 11-storey mixed-use building consisting 1st to 3rd storeys - light industrial use (shell) 4th to 11th storeys - office use (shell) East Building: A 13-storey mixed-use building consisting 1st storey with mezzanine - industrial flex units (shell) 2nd to 13th storeys - 216 secured market rental dwelling units including ten 2-level units on the 12th storey. Access to 13th storey can be via unit interior stairs and exit stair shafts, but not by elevators, all over 4 levels of common underground parking having access from the lane. Refer to BP-2021-01870 for [220 E 1st Ave] (West Building) BP-2021-01871 for [1717 Lorne St] (East Building) CACF will be provided at the principal entrance at each above grade building. Separate tenant improvement permits are required for all shell tenant spaces. This permit has been reviewed under the 2014 Vancouver Building By-law (#10908). Building to be sprinklered to NFPA 13 requirements. STAGED CONSTRUCTION Stage 1 - Excavation and Shoring - issued June 27, 2022 Stage 1 Revision 1 - Revised shoring to improve structural support of the shoring walls on west side of site - issued September 20, 2022 Stage 2 - Foundation to Grade - issued November 8, 2022 Stage 3 - Full Construction - issued May 1, 2023 | Ainsworth Inc
EP-2023-09515 | 2023-11-02 | 1717 LORNE STREET, Vancouver, BC V1V 1V1 | Electrical Permit | Commercial | New | Issued | Installation / Repair - Commercial - Low voltage wiring for Hvac controls >BP: Building 2 (East Building) To construct a 13-storey mixed-use building consisting 1st storey with mezzanine - industrial flex units (shell) 2nd to 13th storeys - 213 secured market rental dwelling units including ten 2-level units on the 12th storey with interior access to occupied roof deck. all over 4 levels of common underground parking having access from the lane. Refer to BP-2019-04146 for site work, below grade facilities and common underground parking. STAGED CONSTRUCTION Stage 1 - Excavation and Shoring - issued June 27, 2022 Stage 1 Revision 1 - Revised shoring to improve structural support of the shoring walls on west side of site - issued September 20, 2022 Stage 2 - Foundation to Grade - issued November 8, 2022 Stage 3 - Full Construction - issued May 1, 2023 | Modern Systems Management Ltd
SP-2023-01958 | NULL | 1717 LORNE STREET, Vancouver, BC V1V 1V1 | Sprinkler Permit | Commercial | New | In Review | Commercial - *Above Grade Sprinkler Permit*- East Buillding Above grade installation of new sprinkler system in both the East and West buildings. All sprinkler work is to conform with VBBL 2019, NFPA 13, NFPA 14, NFPA 20 and the alternative solutions prepared by GHL. >BP: Building 2 (East Building) To construct a 13-storey mixed-use building consisting 1st storey with mezzanine - industrial flex units (shell) 2nd to 13th storeys - 213 secured market rental dwelling units including ten 2-level units on the 12th storey with interior access to occupied roof deck. all over 4 levels of common underground parking having access from the lane. Refer to BP-2019-04146 for site work, below grade facilities and common underground parking. STAGED CONSTRUCTION Stage 1 - Excavation and Shoring - issued June 27, 2022 Stage 1 Revision 1 - Revised shoring to improve structural support of the shoring walls on west side of site - issued September 20, 2022 Stage 2 - Foundation to Grade - issued November 8, 2022 Stage 3 - Full Construction - issued May 1, 2023 | Escape Fire Protection Ltd
EP-2023-08549 | 2023-09-21 | 1717 LORNE STREET, Vancouver, BC V1V 1V1 | Electrical Permit | Commercial | New | Issued | Temporary Power - Commercial - To provide temporary power. | Ozz Electric BC Inc
EP-2023-00813 | 2023-01-31 | 2506 W 7TH AVENUE, Vancouver, BC V6K 1Y9 | Electrical Permit | Commercial | NULL | Expired | Movie Set / Filming - To allow for Movie Set/Filming Applicant shall provide completed Contractor Declaration form, and dates of filming and associated location(s) to csinspection.clerks@vancouver.ca prior to the commencement of filming. Visit vancouver.ca/inspections for more details. | Means of Production Inc
SP-2023-00204 | 2023-03-20 | 4491 CAMOSUN STREET, Vancouver, BC V1V 1V1 | Sprinkler Permit | Commercial | New | Issued | Commercial - *** Above Grade Sprinkler Work Only *** Building 3 - Academic Building Wing - For all sprinkler work to the 2014 VBBL; NFPA 13, 2013; standpipe work to NFPA 14, 2010 for this newly constructed four (4) storey, Academic Building (Bldg 3) consisting of a West Wing - Student's Center for Humanities and East Wing - Science / Art and Administration all above one level of underground parking on this existing Private School (St. George School) site. This is a CP process permit application and the applicant is Barry Thorson, P. Eng., CP. This application does not include any of the following: • Warehouse storage arrangements, or mobile compact storage arrangements. • Information Technology Equipment Rooms (e.g. IT Rooms, LAN Rooms, etc.). Related Permits: BP-2019-04452 / SP-2021-01187 4499 Camosun St. (Bldg 4 - Dining Hall Building) BP-2019-03678 / SP-2021-01191 4495 Camosun St. (Bldg 3 - Academic Building Wing) BP-2019-03678 / SP-2022-02102 4495 Camosun St. (Bldg 3 - Academic Building Wing) Generic AL - Exit exposure. Notes: 1. Fire protection engineer of record Muhammad Adeel P.Eng. of The AME Group T: 604 684 5995 2. One set of approved drawings and permit to be available for viewing at the jobsite. 3. Sprinkler zoning for the atriums to be in accordance with the signed and sealed letter from Mr. Muhammad Adeel, P.Eng. of AME Group letter dated December 22, 2022 and accepted January 31, 2023. 4. Flexible Sprinkler Pipe - Automatic sprinkler system has been designed for the use of Victaulic AH2-CC flexible sprinkler drops with straight reducer and 1/2" outlets, up to 48" with a maximum of 3 bends with a 3" bend radius for use with standard coverage pendent sprinklers as noted on the drawings. 5. Laboratory classroom protected to OHG1. Not to exceed limitations of a Class C (low fire hazard) / Class D (minimal fire hazard) Lab as outlined in NFPA 45. | Viking Fire Protection Inc
EP-2022-09308 | 2022-11-02 | 1161 GRANVILLE STREET, Vancouver, BC V6Z 0B4 | Electrical Permit | Commercial | Renovation | Completed | Installation / Repair - Commercial - EMERGENCY - Maintenance replacement of fire alarm panel, annunciator and initiating devices [manual pull stations, heat detectors, smoke detectors]. Note: This permit has been issued based on Bulletin 2018-004-BU/EL. | Fina Electrical Systems Ltd
EP-2022-01246 | 2022-04-14 | 349 W GEORGIA STREET, Vancouver, BC V6B 0N2 | Electrical Permit | Commercial | Renovation | Completed | Installation / Repair - Commercial - Running conduit from core hole to core hole and installing electrical wires and control wires. Stub ups are for future grocery store and will not be connected to anything. To be installed to avoid inaccessible areas later. | High Point Electric Ltd
EP-2022-10280 | NULL | 349 W GEORGIA STREET, Vancouver, BC V6B 0N2 | Electrical Permit | Commercial | New | Withdrawn | Installation / Repair - Commercial - Installation of sound masking devices and cables >BP: Levels 2 and 5 through 9. Interior alterations to provide entry lobby improvements on Level 2 and office floor tenant improvement on Levels 5 through 9. Scope of work includes installation of stairs connecting Level 7 and 8. No DP required as per John Greer Nov 25,2021 Refer to BP-2022-00265 for office TI on levels 10 to 13. This is a CP Process Permit and the applicant is Robert Heikkila, P. Eng., CP. Tenant: Amazon Canada Fulfillment Services Inc. ******REVIEWED UNDER THE PROVISIONS OF VBBL 2019******** STAGED CONSTRUCTION Stage 1: Full Construction (Jun 06/22, A. Min) REVISION #1 (IN PROCESS): - Adjusted location of temporary demising wall on Level 7, 8, and 9 to match the wall location with office TI permit on the other side of the floor under BP-2022-04553. | BTM Marketing Group Ltd
EP-2022-10199 | 2022-12-05 | 349 W GEORGIA STREET, Vancouver, BC V6B 0N2 | Electrical Permit | Commercial | Tenant Improvement | Completed | Installation / Repair - Commercial - Installation of new lighting fixtures, lighting control, distribution, fire alarm and telecommunication pathways. Note that all above is for levels 14-17. The fire alarm component is for levels 14-21. >BP: Levels 14 through 21. Interior alterations to provide office floor tenant improvement on Levels 14 through 21. This is a CP Process Permit and the applicant is Robert Heikkila, P. Eng., CP. Tenant: Amazon Canada Fulfillment Services Inc. ******REVIEWED UNDER THE PROVISIONS OF VBBL 2019******** STAGED CONSTRUCTION Stage 1: Full Construction (Oct 17/22, A. Min) | Western Pacific Enterprises Ltd
EP-2022-10265 | 2022-12-07 | 349 W GEORGIA STREET, Vancouver, BC V6B 0N2 | Electrical Permit | Commercial | Tenant Improvement | Completed | Installation / Repair - Commercial - Low Voltage HVAC Controls | Olympic Controls Inc
PP-2022-02190 | 2022-07-22 | 349 W GEORGIA STREET, Vancouver, BC V6B 0N2 | Plumbing Permit | Commercial | Tenant Improvement | Completed | Commercial - Plumbing alterations to suit new office layout. >BP: Levels 10 through 13. Interior alterations to provide office floor tenant improvement on Levels 10 through 13. No DP required as per John Greer Nov25,2021. Refer to BP-2021-05793 for documents, time entries, and fees. This is a CP Process Permit and the applicant is Robert Heikkila, P. Eng., CP. Tenant: Amazon Canada Fulfillment Services Inc. ******REVIEWED UNDER THE PROVISIONS OF VBBL 2019******** | Fred Welsh Ltd
EP-2023-03069 | 2023-04-11 | 349 W GEORGIA STREET, Vancouver, BC V6B 0N2 | Electrical Permit | Commercial | Tenant Improvement | Completed | Installation / Repair - Commercial - Low voltage HVAC Controls | Olympic Controls Inc
EP-2023-02792 | 2023-03-31 | 349 W GEORGIA STREET, Vancouver, BC V6B 0N2 | Electrical Permit | Commercial | Tenant Improvement | Completed | Installation / Repair - Commercial - Low voltage access control system >BP: Levels 14 through 21. Interior alterations to provide office floor tenant improvement on Levels 14 through 21. This is a CP Process Permit and the applicant is Robert Heikkila, P. Eng., CP. Tenant: Amazon Canada Fulfillment Services Inc. ******REVIEWED UNDER THE PROVISIONS OF VBBL 2019******** STAGED CONSTRUCTION Stage 1: Full Construction (Oct 17/22, A. Min) | Western Pacific Enterprises Ltd
EP-2023-02565 | 2023-03-28 | 349 W GEORGIA STREET, Vancouver, BC V6B 0N2 | Electrical Permit | Commercial | New | Completed | Installation / Repair - Commercial - Supply and installation of the following systems on floors 10-13 . Horizontal data and amazon owned CCTV cabling. J-hook support system for CCTV, DAS and Horizontal Data cabling. Network backbone copper and fiber All passive DAS equipment and data cabling. Data racks and cable tray in lan rooms. Grounding of all telecommunications equipment. >BP: Levels 10 through 13. Interior alterations to provide office floor tenant improvement on Levels 10 through 13. No DP required as per John Greer Nov25,2021. Refer to BP-2021-05793 for documents, time entries, and fees. This is a CP Process Permit and the applicant is Robert Heikkila, P. Eng., CP. Tenant: Amazon Canada Fulfillment Services Inc. ******REVIEWED UNDER THE PROVISIONS OF VBBL 2019******** STAGED CONSTRUCTION Stage 1: Full Construction (Jun 06/22, A. Min) | CaTech Systems Ltd
EP-2023-04006 | 2023-05-12 | 349 W GEORGIA STREET, Vancouver, BC V6B 0N2 | Electrical Permit | Commercial | Tenant Improvement | Completed | Installation / Repair - Commercial - Supply and installation of the following systems on floors 14-21 . Horizontal data and amazon owned CCTV cabling. J-hook support system for CCTV, DAS and Horizontal Data cabling. Network backbone copper and fiber All passive DAS equipment and data cabling. Data racks and cable tray in lan rooms. Grounding of all telecommunications equipment. >BP: Levels 14 through 21. Interior alterations to provide office floor tenant improvement on Levels 14 through 21. This is a CP Process Permit and the applicant is Robert Heikkila, P. Eng., CP. Tenant: Amazon Canada Fulfillment Services Inc. ******REVIEWED UNDER THE PROVISIONS OF VBBL 2019******** STAGED CONSTRUCTION Stage 1: Full Construction (Oct 17/22, A. Min) | CaTech Systems Ltd
EP-2023-08347 | 2023-09-15 | 349 W GEORGIA STREET, Vancouver, BC V6B 0N2 | Electrical Permit | Commercial | Tenant Improvement | Issued | Installation / Repair - Commercial - Low voltage HVAC controls >BP: Office floor tenant improvement on portion of Levels 7 and 8. Rev #1: to update locations of the existing 1 hr rated fire separations on Level 7 and 8. | Olympic Controls Inc
NULL | NULL | 349 W GEORGIA STREET, Vancouver, BC V6B 0N2 | Electrical Permit | Commercial | New | Withdrawn | Installation / Repair - Commercial - Installing Audio Visual Equipment | AVI-SPL Canada Ltd
PP-2023-04024 | 2023-12-04 | 349 W GEORGIA STREET, Vancouver, BC V6B 0N2 | Plumbing Permit | Commercial | Tenant Improvement | Completed | Commercial - Install backflows, new water lines & Drainage to supplied sinks / equipment >BP: Tenant improvement (first TI) for a grocery store with commercial kitchen (Class 1 cooking operation) on the majority of Level 3. Revision 1: to construct Starbucks kiosk on Level 2 | Pine Mechanical Ltd.
EP-2023-08814 | 2023-10-17 | 8675 OOLICHAN WAY, Vancouver, BC V1V 1V1 | Electrical Permit | Commercial | New | Completed | Installation / Repair - Commercial - Fibre optic cable installation for Telus internet. >BP: To construct a new 2 storey residential building on the South /East side of this site consisting of seven (7) two-storey market townhouse units ( Building 2). Note: For full scope of work for entire development refer to BP-2019-01108 (site permit). 10-Jan-2020 - Stage 1 (to place the secant piles) issued. 09-Apr-2020 - Stage 2 (excavation and shoring) issued. 03-Sep-2020 - Stage 3 (full construction) issued. | Definitive Electric Inc
EP-2023-08815 | NULL | 8675 OOLICHAN WAY, Vancouver, BC V1V 1V1 | Electrical Permit | Commercial | New | Withdrawn | Installation / Repair - Commercial - Fibre optic cable for Telus internet >BP: To construct a new 2 storey residential building on the South /East side of this site consisting of seven (7) two-storey market townhouse units ( Building 2). | Definitive Electric Inc
EP-2023-08832 | 2023-10-03 | 8675 OOLICHAN WAY, Vancouver, BC V1V 1V1 | Electrical Permit | Commercial | New | Completed | Installation / Repair - Commercial - Installation and termination of coaxial and fiber drops for Shaw (coaxial) and Novus (fiber) from each residential townhouse back to designated communications closets. Installation of coaxial splitter in suite's media panels. >BP: To construct a new 2 storey residential building on the South /East side of this site consisting of seven (7) two-storey market townhouse units ( Building 2). | SOS COMMUNICATIONS INC
EP-2023-02457 | 2023-03-22 | 8675 OOLICHAN WAY, Vancouver, BC V1V 1V1 | Electrical Permit | Commercial | New | Completed | Installation / Repair - Commercial - In-suite communications >BP: To construct a new 2 storey residential building on the South /East side of this site consisting of seven (7) two-storey market townhouse units ( Building 2). Note: For full scope of work for entire development refer to BP-2019-01108 (site permit). 10-Jan-2020 - Stage 1 (to place the secant piles) issued. 09-Apr-2020 - Stage 2 (excavation and shoring) issued. 03-Sep-2020 - Stage 3 (full construction) issued. | Smart-Tek Communications Inc
EP-2023-02773 | 2023-04-04 | 8675 OOLICHAN WAY, Vancouver, BC V1V 1V1 | Electrical Permit | Commercial | New | Completed | Installation / Repair - Commercial - - Heat Pump to Thermostat Location(s) >BP: To construct a new 2 storey residential building on the South /East side of this site consisting of seven (7) two-storey market townhouse units ( Building 2). Note: For full scope of work for entire development refer to BP-2019-01108 (site permit). 10-Jan-2020 - Stage 1 (to place the secant piles) issued. 09-Apr-2020 - Stage 2 (excavation and shoring) issued. 03-Sep-2020 - Stage 3 (full construction) issued. | Modern Systems Management Ltd
SP-2021-01189 | 2022-03-03 | 8675 OOLICHAN WAY, Vancouver, BC V1V 1V1 | Sprinkler Permit | Commercial | New | Completed | Commercial - To install sprinklers to NFPA 13 throughout this 2 storey residential building on the South /East side of this site consisting of seven (7) two-storey market townhouse units ( Building 2). Note: For full scope of work for entire development refer to SP-2020-00963 (site permit). Site Details: Newly constructed residential development consisting of 3 buildings with 268 Market dwelling units, amenity spaces all over four levels of underground parking accessible from Oolichan Way. | Active Fire & Safety Services Ltd
EP-2023-08816 | NULL | 8679 OOLICHAN WAY, Vancouver, BC V1V 1V1 | Electrical Permit | Residential | New | Withdrawn | Installation / Repair - Residential - Fibre optic cable for Telus internet. | Definitive Electric Inc
NULL | NULL | 8681 OOLICHAN WAY, Vancouver, BC V1V 1V1 | Electrical Permit | Commercial | New | Withdrawn | Installation / Repair - Commercial - Fibre optic cable install for Telus internet | Definitive Electric Inc
EP-2023-08817 | NULL | 8681 OOLICHAN WAY, Vancouver, BC V1V 1V1 | Electrical Permit | Commercial | New | Withdrawn | Installation / Repair - Commercial - Fibre optic cable for Telus internet | Definitive Electric Inc
EP-2023-08819 | NULL | 8685 OOLICHAN WAY, Vancouver, BC V1V 1V1 | Electrical Permit | Residential | New | Withdrawn | Installation / Repair - Residential - Fibre optic cable for Telus internet | Definitive Electric Inc
EP-2023-08820 | NULL | 8689 OOLICHAN WAY, Vancouver, BC V1V 1V1 | Electrical Permit | Residential | New | Withdrawn | Installation / Repair - Residential - Fibre optic cable for Telus internet | Definitive Electric Inc
EP-2023-08821 | NULL | 8691 OOLICHAN WAY, Vancouver, BC V1V 1V1 | Electrical Permit | Residential | New | Withdrawn | Installation / Repair - Residential - Fibre optic cable installation for Telus internet | Definitive Electric Inc
EP-2023-08822 | NULL | 8693 OOLICHAN WAY, Vancouver, BC V1V 1V1 | Electrical Permit | Residential | New | Withdrawn | Installation / Repair - Residential - Fibre optic cable install for Telus internet >BP: To construct a new 2 storey residential building on the South side of this site consisting of three (3) townhouse units (Building 3). | Definitive Electric Inc
EP-2023-08831 | 2023-10-03 | 8693 OOLICHAN WAY, Vancouver, BC V1V 1V1 | Electrical Permit | Commercial | New | Completed | Installation / Repair - Commercial - Installation and termination of coaxial and fiber drops for Shaw (coaxial) and Novus (fiber) from each residential townhouse back to designated communications closets. Installation of coaxial splitter in suite's media panels. >BP: To construct a new 2 storey residential building on the South side of this site consisting of three (3) townhouse units (Building 3). | SOS COMMUNICATIONS INC
EP-2023-08818 | 2023-10-17 | 8693 OOLICHAN WAY, Vancouver, BC V1V 1V1 | Electrical Permit | Commercial | New | Completed | Installation / Repair - Commercial - Fibre optic cable installation for Telus internet. >BP: To construct a new 2 storey residential building on the South side of this site consisting of three (3) townhouse units (Building 3). Note: For full scope of work for entire development refer to BP-2019-01108 (site permit). 10-Jan-2020 - Stage 1 (to place the secant piles) issued. 09-Apr-2020 - Stage 2 (excavation and shoring) issued. 03-Sep-2020 - Stage 3 (full construction) issued. | Definitive Electric Inc
EP-2023-09015 | 2023-10-06 | 8693 OOLICHAN WAY, Vancouver, BC V1V 1V1 | Electrical Permit | Commercial | New | Completed | Installation / Repair - Commercial - Fibre optic cable installation for Telus internet. >BP: To construct a new 2 storey residential building on the South side of this site consisting of three (3) townhouse units (Building 3). Note: For full scope of work for entire development refer to BP-2019-01108 (site permit). 10-Jan-2020 - Stage 1 (to place the secant piles) issued. 09-Apr-2020 - Stage 2 (excavation and shoring) issued. 03-Sep-2020 - Stage 3 (full construction) issued. | Definitive Electric Inc
EP-2023-02774 | 2023-04-04 | 8693 OOLICHAN WAY, Vancouver, BC V1V 1V1 | Electrical Permit | Commercial | New | Completed | Installation / Repair - Commercial - - Heat Pump to Thermostat Location(s) >BP: To construct a new 2 storey residential building on the South side of this site consisting of three (3) townhouse units (Building 3). Note: For full scope of work for entire development refer to BP-2019-01108 (site permit). 10-Jan-2020 - Stage 1 (to place the secant piles) issued. 09-Apr-2020 - Stage 2 (excavation and shoring) issued. 03-Sep-2020 - Stage 3 (full construction) issued. | Modern Systems Management Ltd
EP-2023-02450 | 2023-03-22 | 8693 OOLICHAN WAY, Vancouver, BC V1V 1V1 | Electrical Permit | Commercial | New | Completed | Installation / Repair - Commercial - In-suite communications cabling. >BP: To construct a new 2 storey residential building on the South side of this site consisting of three (3) townhouse units (Building 3). Note: For full scope of work for entire development refer to BP-2019-01108 (site permit). 10-Jan-2020 - Stage 1 (to place the secant piles) issued. 09-Apr-2020 - Stage 2 (excavation and shoring) issued. 03-Sep-2020 - Stage 3 (full construction) issued. | Smart-Tek Communications Inc
SP-2021-01190 | 2022-03-03 | 8693 OOLICHAN WAY, Vancouver, BC V1V 1V1 | Sprinkler Permit | Commercial | New | Completed | Commercial - To install sprinklers to NFPA 13 throughout this construct a new 2 storey residential building on the South side of this site consisting of three (3) townhouse units (Building 3). Note: For full scope of work for entire development refer to SP-2020-00963 (site permit). Site Details: Newly constructed residential development consisting of 3 buildings with 268 Market dwelling units, amenity spaces all over four levels of underground parking accessible from Oolichan Way. | Active Fire & Safety Services Ltd
NULL | NULL | 7551 OAK STREET, Vancouver, BC V6P 4A4 | Gas Permit | Commercial | New | Withdrawn | Commercial - Gas works | Lucky Five Eight Plumbing & Heating Ltd
GP-2022-01399 | 2022-05-10 | 7551 OAK STREET, Vancouver, BC V6P 4A4 | Gas Permit | Residential | New | Completed | Residential - To construct a 3-storey Multiple Dwelling (Building 1) containing 6 dwelling units all over on | Lucky Five Eight Plumbing & Heating Ltd
PP-2022-00563 | 2022-03-10 | 7551 OAK STREET, Vancouver, BC V6P 4A4 | Plumbing Permit | Commercial | New | Completed | Commercial - BLDG 1 - plumbing work To construct a 3-storey Multiple Dwelling (Building 1) containing 6 dwelling units all over one (1) level of common underground parking. Related to BP-2019-04362 (Site Permit). | Lucky Five Eight Plumbing & Heating Ltd
SP-2021-00098 | 2022-03-03 | 7551 OAK STREET, Vancouver, BC V6P 4A4 | Sprinkler Permit | Commercial | New | Completed | Commercial - To install sprinklers to NFPA 13 2013 in this 3-storey Multiple Dwelling (Building 1) containing 6 dwelling units all over one (1) level of common underground parking. Related to SP-2021-00097 (Site Permit). Concealed spaces filled with noncombustible insulation shall not require sprinkler protection. | Haven Fire Protection Ltd
PP-2023-01272 | 2023-05-01 | 4118 CAMBIE STREET, Vancouver, BC V5Z 2Y1 | Plumbing Permit | Commercial | New | Issued | Commercial - Above Grade Plumbing Permit ***Permit issued for work within building only, Civil permit is required for all work outside*** >BP: To construct a 6-storey non-combustible multiple dwelling building, containing a total of 90 dwelling units, all over two levels of underground parking, having vehicular access from the lane. VBBL2019 - NFPA 13 Stage #1 - Excavation and Shoring issued on Sept. 23, 2022. Stage #2 - Foundation to Grade issued on Jan. 30, 2023. Stage #3 - Full Construction issued on __________________. | True Constructible Solutions Ltd
EP-2023-00952 | 2023-04-26 | 4118 CAMBIE STREET, Vancouver, BC V5Z 2Y1 | Electrical Permit | Commercial | New | Issued | Installation / Repair - Commercial - 6-storey non-combustible multiple dwelling building, containing a total of 90 dwelling units, all over two levels of underground parking, having vehicular access from the lane. >BP: To construct a 6-storey non-combustible multiple dwelling building, containing a total of 90 dwelling units, all over two levels of underground parking, having vehicular access from the lane. VBBL2019 - NFPA 13 Stage #1 - Excavation and Shoring issued on Sept. 23, 2022. Stage #2 - Foundation to Grade issued on Jan. 30, 2023. | Rimu Electric Ltd
PP-2023-00353 | 2023-02-15 | 4118 CAMBIE STREET, Vancouver, BC V5Z 2Y1 | Plumbing Permit | Commercial | New | Issued | Commercial - Below grade portion of mechanical works (Underground, P1, P2) ***Permit issued for work within building only, Civil permit is required for all work outside*** >BP: To construct a 6-storey non-combustible multiple dwelling building, containing a total of 90 dwelling units, all over two levels of underground parking, having vehicular access from the lane. VBBL2019 - NFPA 13 | True Constructible Solutions Ltd
EP-2023-00690 | 2023-01-26 | 4118 CAMBIE STREET, Vancouver, BC V5Z 2Y1 | Electrical Permit | Residential | New | Expired | Temporary Power - Residential - To provide temporary power. | Rimu Electric Ltd
SP-2023-00140 | 2023-11-01 | 4118 CAMBIE STREET, Vancouver, BC V5Z 2Y1 | Sprinkler Permit | Commercial | New | Issued | Commercial - To install sprinklers to NFPA 13 2013 and standpipes to NFPA 14 2013 throughout this 6 storey non-combustible multiple dwelling building, containing a total of 90 dwelling units, all over two levels of underground parking, having vehicular access from the lane. P.Eng Ryan Pavey | Hydroworks Contracting Ltd
EP-2023-01150 | 2023-02-10 | 4118 CAMBIE STREET, Vancouver, BC V5Z 2Y1 | Electrical Permit | Commercial | New | Completed | Interim - Commercial - Scope of work: slab, underground, raceways, grounding, branch circuits. Service connection to BC Hydro is not permitted under this permit. >BP: To construct a 6-storey non-combustible multiple dwelling building, containing a total of 90 dwelling units, all over two levels of underground parking, having vehicular access from the lane. VBBL2019 - NFPA 13 Stage #1 - Excavation and Shoring issued on Sept. 23, 2022. Stage #2 - Foundation to Grade issued on Jan. 30, 2023. | Rimu Electric Ltd
EP-2022-09330 | 2022-11-02 | 4118 CAMBIE STREET, Vancouver, BC V5Z 2Y1 | Electrical Permit | Residential | New | Expired | Temporary Power - Residential - To provide temporary power. | Rimu Electric Ltd
EP-2023-10479 | 2023-11-21 | 4118 CAMBIE STREET, Vancouver, BC V5Z 2Y1 | Electrical Permit | Commercial | New | Issued | Installation / Repair - Commercial - LOW VOLTAGE WIRING FOR HVAC CONTROLS >BP: To construct a 6-storey non-combustible multiple dwelling building, containing a total of 90 dwelling units, all over two levels of underground parking, having vehicular access from the lane. VBBL2019 - NFPA 13 Stage #1 - Excavation and Shoring issued on Sept. 23, 2022. Stage #2 - Foundation to Grade issued on Jan. 30, 2023. Stage #3 - Full Construction issued on May 1 , 2023. | Modern Systems Management Ltd
EP-2022-07310 | 2022-08-31 | 7571 OAK STREET, Vancouver, BC V6P 4A4 | Electrical Permit | Commercial | New | Completed | Installation / Repair - Commercial - Complete Security Alarm, chime, tel, tv data, wiring & completion >BP: To construct a 3 storey Multiple Dwelling (Building 2) containing 4 dwelling units all over one (1) level of common underground parking. | Repel Security Systems Ltd
SP-2021-00099 | 2022-03-03 | 7571 OAK STREET, Vancouver, BC V6P 4A4 | Sprinkler Permit | Commercial | New | Completed | Commercial - To install sprinklers to NFPA 13 2013 in this 3 storey Multiple Dwelling (Building 2) containing 4 dwelling units all over one (1) level of common underground parking. Related to SP-2021-00097 (Site Permit). Concealed spaces filled with noncombustible insulation shall not require sprinkler protection. | Haven Fire Protection Ltd
PP-2022-00565 | 2022-03-10 | 7571 OAK STREET, Vancouver, BC V6P 4A4 | Plumbing Permit | Commercial | New | Completed | Commercial - BLDG 2 - plumbing works To construct a 3 storey Multiple Dwelling (Building 2) containing 4 dwelling units all over one (1) level of common underground parking. Related to BP-2019-04362 (Site Permit) | Lucky Five Eight Plumbing & Heating Ltd
GP-2022-01402 | 2022-05-11 | 7571 OAK STREET, Vancouver, BC V6P 4A4 | Gas Permit | Residential | New | Completed | Residential - To construct a 3 storey Multiple Dwelling (Building 2) containing 4 dwelling units all over one (1) level of common underground parking. | Lucky Five Eight Plumbing & Heating Ltd
GP-2022-01404 | 2022-05-11 | 7563 OAK STREET, Vancouver, BC V6P 4A4 | Gas Permit | Residential | New | Completed | Residential - BLDG 3: To construct a 3-storey Multiple Dwelling (Building 3) containing 8 dwelling units all over one (1) level of common underground parking. | Lucky Five Eight Plumbing & Heating Ltd
EP-2022-04440 | 2022-05-27 | 7563 OAK STREET, Vancouver, BC V6P 4A4 | Electrical Permit | Commercial | New | Completed | Installation / Repair - Commercial - security,intercom,tel ,tv,data, rough-in & completion >BP: To construct a 3-storey Multiple Dwelling (Building 3) containing 8 dwelling units all over one (1) level of common underground parking. Related to BP-2019-04362 (Site Permit) This Permit is issued under VBBL 2014 and during the COVID 19 pandemic. 18-Sept-2020 - Stage 1 ( excavation and shoring) issued. 26-Jan-2021 - Stage 2( full structural) issued. 10-Nov-2021 - Stage 3( full construction) issued. | Repel Security Systems Ltd
PP-2022-00566 | 2022-03-10 | 7563 OAK STREET, Vancouver, BC V6P 4A4 | Plumbing Permit | Commercial | New | Completed | Commercial - BLDG 3 - plumbing works To construct a 3-storey Multiple Dwelling (Building 3) containing 8 dwelling units all over one (1) level of common underground parking. Related to BP-2019-04362 (Site Permit) | Lucky Five Eight Plumbing & Heating Ltd
SP-2021-00100 | 2022-03-03 | 7563 OAK STREET, Vancouver, BC V6P 4A4 | Sprinkler Permit | Commercial | New | Completed | Commercial - To install sprinklers to NFPA 13 2013 in this 3-storey Multiple Dwelling (Building 3) containing 8 dwelling units all over one (1) level of common underground parking. Related to SP-2021-00097 (Site Permit). Concealed spaces filled with noncombustible insulation shall not require sprinkler protection. | Haven Fire Protection Ltd
SP-2021-00102 | 2022-03-03 | 7565 OAK STREET, Vancouver, BC V6P 4A4 | Sprinkler Permit | Commercial | New | Completed | Commercial - To install sprinklers to NFPA 13 2013 2 storey Multiple Dwelling (Building 5) containing 5 dwelling units all over one (1) level of common underground parking. Related to SP-2021-00097 (Site Permit). Concealed spaces filled with noncombustible insulation shall not require sprinkler protection. | Haven Fire Protection Ltd
PP-2022-00489 | 2022-03-10 | 7565 OAK STREET, Vancouver, BC V6P 4A4 | Plumbing Permit | Commercial | New | Completed | Commercial - BLDG 5 - PLUMBING WORKS To construct a 2 storey Multiple Dwelling (Building 5) containing 5 dwelling units all over one (1) level of common underground parking. Related to BP-2019-04362 ( Site Permit) | Lucky Five Eight Plumbing & Heating Ltd
GP-2022-01449 | 2022-05-11 | 7565 OAK STREET, Vancouver, BC V6P 4A4 | Gas Permit | Residential | New | Completed | Residential - gas work for building 5: To construct a 2 storey Multiple Dwelling (Building 5) containing 5 dwelling units all over one (1) level of common underground parking. | Lucky Five Eight Plumbing & Heating Ltd
EP-2022-06212 | 2022-07-25 | 7565 OAK STREET, Vancouver, BC V6P 4A4 | Electrical Permit | Commercial | New | Completed | Installation / Repair - Commercial - security, tel,tv,data, intercom wiring & completion >BP: To construct a 2 storey Multiple Dwelling (Building 5) containing 5 dwelling units all over one (1) level of common underground parking. Related to BP-2019-04362 ( Site Permit) This Permit is issued under VBBL 2014 and COVID 19 pandemic. 18-Sept-2020 Stage 1(excavation and shoring) issued. 26-Jan-2021 Stage 2 (full structural) issued. 10-Nov-2021 Stage 3 ( full construction) issued. | Repel Security Systems Ltd
GP-2022-01448 | 2022-05-11 | 7567 OAK STREET, Vancouver, BC V6P 4A4 | Gas Permit | Residential | New | Completed | Residential - Gas works for BUILDING #4 - To construct a 3 storey Multiple Dwelling (Building 4) containing 8 dwelling units all over one (1) level of common underground parking. | Lucky Five Eight Plumbing & Heating Ltd
NULL | NULL | 7567 OAK STREET, Vancouver, BC V6P 4A4 | Gas Permit | Residential | New | Withdrawn | Residential - BUILDING #4 - To construct a 3 storey Multiple Dwelling (Building 4) containing 8 dwelling units all over one (1) level of common underground parking. | Lucky Five Eight Plumbing & Heating Ltd
EP-2022-02447 | 2022-03-29 | 7567 OAK STREET, Vancouver, BC V6P 4A4 | Electrical Permit | Commercial | New | Completed | Installation / Repair - Commercial - security,intercom,tv,tel,data wiring & completion >BP: To construct a 3 storey Multiple Dwelling (Building 4) containing 8 dwelling units all over one (1) level of common underground parking. Related to BP-2019-04362 (Site Permit). This Permit is issued under VBBL 2014 and during the COVID 19 pandemic. 18-Sept-2020 Stage 1 ( excavation and shoring) issued. 26-Jan-2021 Stage 2 (full structural) issued. 10-Nov-2021 Stage 3 ( full construction) issued. | Repel Security Systems Ltd
PP-2022-00248 | 2022-03-10 | 7567 OAK STREET, Vancouver, BC V6P 4A4 | Plumbing Permit | Commercial | New | Completed | Commercial - BUILDING #4 - To construct a 3 storey Multiple Dwelling (Building 4) containing 8 dwelling units all over one (1) level of common underground parking. PLUMBING WORKS | Lucky Five Eight Plumbing & Heating Ltd
SP-2021-00101 | 2022-03-03 | 7567 OAK STREET, Vancouver, BC V6P 4A4 | Sprinkler Permit | Commercial | New | Completed | Commercial - To install sprinkler to NFPA 13 2013 in this 3 storey Multiple Dwelling (Building 4) containing 8 dwelling units all over one (1) level of common underground parking. Related to SP-2021-00097 (Site Permit). Concealed spaces filled with noncombustible insulation shall not require sprinkler protection. | Haven Fire Protection Ltd
EP-2022-01876 | 2022-03-08 | 2185 E 3RD AVENUE, Vancouver, BC V5N 1H9 | Electrical Permit | Residential | New | Expired | Temporary Power - Residential - To provide temporary power. | G.S.G. Electric Ltd.
EP-2022-03760 | 2022-05-09 | 2185 E 3RD AVENUE, Vancouver, BC V5N 1H9 | Electrical Permit | Residential | New | Completed | Installation / Repair - Residential - MCD - SOUTH PORTION - 2185 E 3RD AV NORTH PORTION - 1859 TEMPLETON DR Low voltage & security alarm completion To perform interior and exterior alterations and convert the existing Heritage B designated one-family dwelling (The Cristiano House) to a two-storey plus basement multiple conversion dwelling containing two units, and to develop a three-storey plus basement one-family infill dwelling at the southeast corner of the site, and two two-storey infill one-family dwellings at the rear of the site each with shared two built-in two-car garages with vehicular access from the lane. | Xon Automation Ltd
PP-2021-03548 | 2022-04-01 | 2185 E 3RD AVENUE, Vancouver, BC V5N 1H9 | Plumbing Permit | Residential | Renovation | Completed | Residential - Plumbing >Building Permit for BP-2019-05007 Building Permit for DP-2018-00440 To perform interior and exterior alterations and convert the existing Heritage B designated one-family dwelling (The Cristiano House) to a two-storey plus basement multiple conversion dwelling containing two units (Units #1 and 2). | Lally Plumbing & Heating Ltd
GP-2022-02076 | 2022-07-15 | 2185 E 3RD AVENUE, Vancouver, BC V5N 1H9 | Gas Permit | Residential | Renovation | Completed | Residential - Gas >Building Permit for BP-2019-05007 Building Permit for DP-2018-00440 To perform interior and exterior alterations and convert the existing Heritage B designated one-family dwelling (The Cristiano House) to a two-storey plus basement multiple conversion dwelling containing two units (Units #1 and 2). | Lally Plumbing & Heating Ltd
PP-2023-01706 | 2023-05-15 | 2185 E 3RD AVENUE, Vancouver, BC V5N 1H9 | Plumbing Permit | Commercial | New | Completed | Commercial - 3/4 DCVA backflow preventer for lawn irrigation | Yue Jin Qiu
EP-2023-05893 | 2023-06-29 | 2039 GRANT STREET, Vancouver, BC V5L 2Z2 | Electrical Permit | Residential | New | Issued | Temporary Power - Residential - To provide temporary power. | Clear Energy Solutions Inc
GP-2023-00291 | 2023-01-25 | 2039 GRANT STREET, Vancouver, BC V5L 2Z2 | Gas Permit | Residential | Addition | Issued | Residential - gas to 2 water heaters. 1 in each unit. >BP: Interior and exterior alterations to the existing two-storey One-Family Dwelling plus secondary suite including the addition of a third storey, and to construct a two-storey infill (Net zero) One-Family Dwelling, providing 1 parking space (subsidiary to infill) with vehicular access from the lane. - Project value for the Character building is $708,800. See BP-2020-03470 for infill building. ******THIS PERMIT HAS BEEN REVIEWED AND ISSUED UNDER THE REQUIREMENTS OF VBBL 2019 ******** Rev. #1- C. Fong - Oct 20, 2022 - convert 1FD w/ SS to a MCD two-family dwelling and upgrade sprinker to NFPA 13R. - increase of project value by $100,000.0 Building Review Branch Notes: - Sch. A, Arch. B, Struct. B & Geo. B are submitted. - Entire building is to be sprinklered to NFPA 13R requirements. - Existing building is fully upgraded meeting upgrade levels of F4, S4, N4, A4 & energy upgrade per Table 11.2.1.4(2). - All new windows, doors, and skylights shall conform to AAMA/WDMA/CSA101/I.S.2/A440, NAFS. | A & J GAS SERVICES LTD
EP-2022-03934 | 2022-05-12 | 2039 GRANT STREET, Vancouver, BC V5L 2Z2 | Electrical Permit | Residential | New | Expired | Temporary Power - Residential - To provide temporary power. | Clear Energy Solutions Inc
EP-2022-01493 | NULL | 315 W 18TH AVENUE, Vancouver, BC V5Y 2A8 | Electrical Permit | Residential | New | Withdrawn | Installation / Repair - Residential - New construction laneway To Install new 200A quadplex meter base service 100A - Laneway main switch 100A - Each duplex switch Electrical rough-wire and finishing Underground tek >BP: To construct a new 2-storey infill one-family dwelling (Building 2; $384,900) with an attached garage at the rear of the site, providing two parking spaces + 1 on grade parking space having vehicular access from the lane. Stru & Geotech B are submitted. See BP-2020-02712 for Bldg 1 on site (principal building) addressed 317 W 18th Av for documents, drawings, BP fee, and time entries. ******REVIEWED UNDER THE PROVISIONS OF VBBL 2019******** Note: Building 2 (principal bldg) addressed 317 W 18th Av retained on site Building Review Branch Notes: - Entire building to be sprinklered to NFPA 13R - All new windows, doors and skylights shall conform to VBBL 9.7.4.2. - HRV above washer/dryer in a closet should have enough space for maintenance. - East and west facia board shall be noncombustible in compliance with VBBL 910.14.6 & 7 and CSA/ULC-S114. REVISION #1 (Feb 18, 2022): Related to DP-2021-00739 - Revised interior layout on the second floor. - Changed vapour barrier material to 6 mil poly. - Replaced Rockwool insulation in assembly W4 with noncombustible batt insulation Electrical low voltage rough-wire only EVC management systems | AMTEK Electric Ltd
EP-2022-03720 | 2022-06-06 | 315 W 18TH AVENUE, Vancouver, BC V5Y 2A8 | Electrical Permit | Residential | Renovation | Completed | Installation / Repair - Residential - TO CONTINUE WORK STARTED BY OTHERS (EP-2022-01493) 200a Service upgrade with 3 meters [3] EV Charger Rough-in only [3] Heat Pump Installs Demand Share Devices [3] Max 60 Amp setting per load share. Switches, plugs, GFI, Smokes >BP: Building Permit for DP-2019-00609 & DP-2021-00198 (INFILL) To construct a new 2-storey infill one-family dwelling (Building 2; $384,900) with an attached garage at the rear of the site, providing two parking spaces + 1 on grade parking space having vehicular access from the lane. Stru & Geotech B are submitted. See BP-2020-02712 for Bldg 1 on site (principal building) addressed 317 W 18th Av for documents, drawings, BP fee, and time entries. ******REVIEWED UNDER THE PROVISIONS OF VBBL 2019******** Note: Building 2 (principal bldg) addressed 317 W 18th Av retained on site Building Review Branch Notes: - Entire building to be sprinklered to NFPA 13R - All new windows, doors and skylights shall conform to VBBL 9.7.4.2. - HRV above washer/dryer in a closet should have enough space for maintenance. - East and west facia board shall be noncombustible in compliance with VBBL 910.14.6 & 7 and CSA/ULC-S114. REVISION #1 (Feb 18, 2022): Related to DP-2021-00739 - Revised interior layout on the second floor. - Changed vapour barrier material to 6 mil poly. - Replaced Rockwool insulation in assembly W4 with noncombustible batt insulation | Pacific Star Electric Inc
EP-2022-05284 | 2022-06-22 | 315 W 18TH AVENUE, Vancouver, BC V5Y 2A8 | Electrical Permit | Residential | New | Completed | Installation / Repair - Residential - Alarm installation >BP: Building Permit for DP-2019-00609 & DP-2021-00198 (INFILL) To construct a new 2-storey infill one-family dwelling (Building 2; $384,900) with an attached garage at the rear of the site, providing two parking spaces + 1 on grade parking space having vehicular access from the lane. Stru & Geotech B are submitted. See BP-2020-02712 for Bldg 1 on site (principal building) addressed 317 W 18th Av for documents, drawings, BP fee, and time entries. ******REVIEWED UNDER THE PROVISIONS OF VBBL 2019******** Note: Building 2 (principal bldg) addressed 317 W 18th Av retained on site Building Review Branch Notes: - Entire building to be sprinklered to NFPA 13R - All new windows, doors and skylights shall conform to VBBL 9.7.4.2. - HRV above washer/dryer in a closet should have enough space for maintenance. - East and west facia board shall be noncombustible in compliance with VBBL 910.14.6 & 7 and CSA/ULC-S114. REVISION #1 (Feb 18, 2022): Related to DP-2021-00739 - Revised interior layout on the second floor. - Changed vapour barrier material to 6 mil poly. - Replaced Rockwool insulation in assembly W4 with noncombustible batt insulation REVISION #2 (May 19, 2022): Indicated A/C feature of the proposed heat pump by request of DEI. | Best Built-In Centre Ltd
GP-2022-03589 | 2022-11-17 | 315 W 18TH AVENUE, Vancouver, BC V5Y 2A8 | Gas Permit | Residential | New | Completed | Residential - Fisher & Paykel 36" Dual Fuel Range >BP: To construct a new 2-storey infill one-family dwelling (Building 2; $384,900) with an attached garage at the rear of the site, providing two parking spaces + 1 on grade parking space having vehicular access from the lane. Stru & Geotech B are submitted. See BP-2020-02712 for Bldg 1 on site (principal building) addressed 317 W 18th Av for documents, drawings, BP fee, and time entries. | Han Appliances & Refrigeration Ltd
EP-2022-07096 | 2022-08-23 | SKYTRAIN STATION - 2698 RUPERT STREET, Vancouver, BC V1V 1V1 | Electrical Permit | Commercial | Tenant Improvement | Completed | Installation / Repair - Commercial - wire for and install Kiosk in station | Accurate Electric Ltd.
EP-2023-07057 | 2023-08-08 | SKYTRAIN STATION - 2698 RUPERT STREET, Vancouver, BC V1V 1V1 | Electrical Permit | Commercial | Renovation | Issued | Temporary Power - Commercial - To provide temporary power. | K S Maude Electric Ltd
EP-2023-01004 | 2023-02-07 | 1009 LAURIER AVENUE, Vancouver, BC V1V 1V1 | Electrical Permit | Commercial | NULL | Expired | Annual / Operating - Electrical/Lighting maintenance RENEWAL OF EP-2022-00179 VALID: December 23, 2022 TO December 22, 2023 | Vancouver Static Industries Ltd
EP-2022-00179 | 2022-01-12 | 1009 LAURIER AVENUE, Vancouver, BC V1V 1V1 | Electrical Permit | Commercial | NULL | Expired | Annual / Operating - Electrical/Lighting maintenance RENEWAL FOR EP-2021-06863 VALID December 23, 2021 TO December 22, 2022 >>AMEND JAN 24, 2022 CHANGED VALID DATES TO DEC,.23 2021 TIL DEC.22, 2022 | Vancouver Static Industries Ltd
EP-2022-01736 | 2022-03-21 | 1575 W GEORGIA STREET, Vancouver, BC V6G 2V3 | Electrical Permit | Commercial | Tenant Improvement | Completed | Installation / Repair - Commercial - work including Lighting, branch wiring, distribution -Clarification: work is landlord work to return #500 to 5 office lease spaces. No additional tenant improvement work is to be done in the base units. (#510, 520, 530, 550 and 560) NOTE: Separate permits will be required for tenant improvements to # 510, 520, 530, 550 & 560. >BP: #500 - Interior alterations to unit 500 on the 5th floor of this existing Office Shell to demise into 5 units (to be # 510, 520, 530, 550 & 560) at this existing mixed use building on this site. Scope of work includes: adding new washrooms and plumbing fixture units. Separate permits will be required for tenant improvements to # 510, 520, 530, 550 & 560. Letters of assurance submitted: Sch A: Michael Leckie, Architect, 604.661.4144 Sch B (Arch): Michael Leckie, Architect, 604.661.4144 Sch B (Mech, Plumb): Steve Cheng, P.Eng., 604.685.9381 Sch B (Elec): Cameron Ballard, P.Eng., 604.347.9722 | Sasco Contractors Ltd
PP-2022-01549 | 2022-05-18 | 1575 W GEORGIA STREET, Vancouver, BC V6G 2V3 | Plumbing Permit | Commercial | Tenant Improvement | Completed | Commercial - Full Floor Tenant Improvement >BP: #500 - Interior alterations to unit 500 on the 5th floor of this existing Office Shell to demise into 5 units (to be # 510, 520, 530, 550 & 560) at this existing mixed use building on this site. Scope of work includes: adding new washrooms and plumbing fixture units. Separate permits will be required for tenant improvements to # 510, 520, 530, 550 & 560. Letters of assurance submitted: Sch A: Michael Leckie, Architect, 604.661.4144 Sch B (Arch): Michael Leckie, Architect, 604.661.4144 Sch B (Mech, Plumb): Steve Cheng, P.Eng., 604.685.9381 Sch B (Elec): Cameron Ballard, P.Eng., 604.347.9722 | MCR Mechanical Ltd
SP-2022-00008 | 2022-04-25 | 1575 W GEORGIA STREET, Vancouver, BC V6G 2V3 | Sprinkler Permit | Commercial | Tenant Improvement | Completed | Commercial - For sprinkler system alterations to the 2019 VBBL and NFPA 13, 2013 for the tenant improvements to provide interior alterations to unit 500 on the 5th floor of this existing Office Shell to demise into 5 units (to be # 510, 520, 530, 550 & 560) at this existing mixed use building on this site. This application does not include any of the following: • Mobile compact storage arrangements. • Changes to the sprinkler system supply piping (e.g. valves, mains, cross-mains, etc.). • Flexible sprinkler pipe. • Information Technology Equipment Rooms (e.g. IT Rooms, LAN Rooms, etc.). • New alternative solutions and/or modifications to existing alternative solutions. • Change in occupancy and/or hazard classification Notes: 1. Sprinkler Engineer of Record Liang Xin Peng, P.Eng. of Viking Fire Protection Inc. T: 604-324-7122 E: lpeng@vikingfire.ca 2. One set of approved drawings and permit to be available for viewing at the jobsite. 3. Separate permits and documents will be required for tenant improvements to # 510, 520, 530, 550 & 560). | Viking Fire Protection Inc
EP-2022-00643 | 2022-01-28 | 1575 W GEORGIA STREET, Vancouver, BC V6G 2V3 | Electrical Permit | Commercial | Renovation | Completed | Installation / Repair - Commercial - Heat trace to domestic water piping in parkade >BP: Consolidate office suites throughout levels 2 to 4, & provide tenant improvement. Consolidate retail units 1590 W. Hastings St, & 1571 & 1573 W. Georgia St. into 1575 W. Georgia St. Change of use from retail units to A-2 Restaurant at Level 2. Restaurant to be subsidiary use to office space and part of the same tenancy. Consolidate retail Units 1577 & 1579 W. Georgia St. Change of use from retail units to low occupancy Group A Division 2 gym. Relocate bicycle parking to level P1 to provide additional end-of-trip facilities & additional bike parking. This is the first tenant to occupy this space. This Permit was reviewed during the COVID-19 Pandemic VBBL 2019 Revision #1 July 19 2021 RM Amendment to BP: DP-2020-00334 • perform Interior Alterations to Levels 1,2, 3 & 4; • revised bicycle & parking on Level P1, and reduce end-of-trip lockers. Minor DP Amendment DP-2021-00100 To perform Interior alterations and consolidate office suites throughout Levels 2 to 4, Relocate bicycle parking to Level P1 to provide additional end-of-trip facilities & bike parking, change of use from retail units to Class 1 Restaurant on the Level 2, and Change of Use from Retail Units to Fitness Centre, providing 40 parking spaces having vehicular access from the lane. Amend: Feb 3, 2022 contractors declaration & pics uploaded Amend: Feb 7, 2022 contractors declaration uploaded | BRENMACK ELECTRIC LTD
EP-2022-01229 | 2022-02-24 | 1575 W GEORGIA STREET, Vancouver, BC V6G 2V3 | Electrical Permit | Commercial | Tenant Improvement | Completed | Installation / Repair - Commercial - Heat trace to domestic water piping in parkade feeding a coffee shop above >BP: Consolidate office suites throughout levels 2 to 4, & provide tenant improvement. Consolidate retail units 1590 W. Hastings St, & 1571 & 1573 W. Georgia St. into 1575 W. Georgia St. Change of use from retail units to A-2 Restaurant at Level 2. Restaurant to be subsidiary use to office space and part of the same tenancy. Consolidate retail Units 1577 & 1579 W. Georgia St. Change of use from retail units to low occupancy Group A Division 2 gym. Relocate bicycle parking to level P1 to provide additional end-of-trip facilities & additional bike parking. This is the first tenant to occupy this space. This Permit was reviewed during the COVID-19 Pandemic VBBL 2019 Revision #1 July 19 2021 RM Amendment to BP: DP-2020-00334 • perform Interior Alterations to Levels 1,2, 3 & 4; • revised bicycle & parking on Level P1, and reduce end-of-trip lockers. Minor DP Amendment DP-2021-00100 To perform Interior alterations and consolidate office suites throughout Levels 2 to 4, Relocate bicycle parking to Level P1 to provide additional end-of-trip facilities & bike parking, change of use from retail units to Class 1 Restaurant on the Level 2, and Change of Use from Retail Units to Fitness Centre, providing 40 parking spaces having vehicular access from the lane. | BRENMACK ELECTRIC LTD
EP-2022-01125 | 2022-02-14 | 1575 W GEORGIA STREET, Vancouver, BC V6G 2V3 | Electrical Permit | Commercial | NULL | Expired | Annual / Operating - Annual Operating Permit. Valid February 14, 2022 until February 13, 2023. | Sasco Contractors Ltd
EP-2023-01445 | 2023-02-22 | 1575 W GEORGIA STREET, Vancouver, BC V6G 2V3 | Electrical Permit | Commercial | NULL | Issued | Annual / Operating - Annual Operating Permit. Expired EP-2022-01125 Valid Feb 14, 2023 to Feb 13, 2024 | Sasco Contractors Ltd
EP-2022-08048 | 2022-09-26 | 1575 W GEORGIA STREET, Vancouver, BC V6G 2V3 | Electrical Permit | Commercial | Tenant Improvement | Completed | Installation / Repair - Commercial - Install owner supplied lighting, Install lighting control, power requirements including communications rough in, power up exhaust fan and hot water tank. Life Safety - including verification of fire alarm. Communications - Install cat6 cables. #560 - 5th Floor Interior alteration to provide first tenant improvement to this existing office shell tenant spaces for a new office tenant on the on 5th floor (#560) in this existing mixed use building on site. Scope of work: Complete tenant fit out from shell space to a new office. Construct partition walls for new offices, meeting/conferene room, lounge area. New open kitchen and phone booths. Electrical, plumbing and sprinkler work. | Sasco Contractors Ltd
EP-2022-08569 | 2022-10-11 | 1575 W GEORGIA STREET, Vancouver, BC V6G 2V3 | Electrical Permit | Commercial | Tenant Improvement | Completed | Installation / Repair - Commercial - Low Voltage Class II Circuits, window roller Shades, Speaker, Network and TVs >BP: #560 - 5th Floor Interior alteration to provide first tenant improvement to this existing office shell tenant spaces for a new office tenant on the on 5th floor (#560) in this existing mixed use building on site. Scope of work: Complete tenant fit out from shell space to a new office. Construct partition walls for new offices, meeting/conferene room, lounge area. New open kitchen and phone booths. Electrical, plumbing and sprinkler work. OK For Field Review per Andrew W - June 22/22 Building Sprinklered – Separate sprinkler permit required for proposed sprinkler work. ENERGY UPGRADE EXEMPT | Pure Image Technology Solutions Ltd
SP-2022-01732 | 2022-10-24 | 1575 W GEORGIA STREET, Vancouver, BC V6G 2V3 | Sprinkler Permit | Commercial | Tenant Improvement | Completed | Commercial - Add, Relocated and Replaced Sprinkler Heads >>BP: #560 - 5th Floor Interior alteration to provide first tenant improvement to this existing office shell tenant spaces for a new office tenant on the on 5th floor (#560) in this existing mixed use building on site. Scope of work: Complete tenant fit out from shell space to a new office. Construct partition walls for new offices, meeting/conferene room, lounge area. New open kitchen and phone booths. Electrical, plumbing and sprinkler work. OK For Field Review per Andrew W - June 22/22 Building Sprinklered – Separate sprinkler permit required for proposed sprinkler work. *****This application does not include any of the following: 1. Not more than 20 sprinklers (add, relocate, or remove), 2. hydraulic calculations, 3. change in occupancy and /or hazard classification, 4. warehouse storage arrangements, 5. mobile compact storage arrangements, 6. alternative solutions, 7. changes to the sprinkler system supply piping (e.g. valves, mains, cross-mains, branch-lines, etc.), or 8. flexible sprinkler pipe. | Viking Fire Protection Inc
PP-2022-03714 | 2022-10-18 | 1575 W GEORGIA STREET, Vancouver, BC V6G 2V3 | Plumbing Permit | Commercial | Tenant Improvement | Completed | Commercial - Mechanical/Plumbing Tenant Improvement project >>>BP: #560 - 5th Floor Interior alteration to provide first tenant improvement to this existing office shell tenant spaces for a new office tenant on the on 5th floor (#560) in this existing mixed use building on site. Scope of work: Complete tenant fit out from shell space to a new office. Construct partition walls for new offices, meeting/conferene room, lounge area. New open kitchen and phone booths. Electrical, plumbing and sprinkler work. OK For Field Review per Andrew W - June 22/22 Building Sprinklered – Separate sprinkler permit required for proposed sprinkler work. ENERGY UPGRADE EXEMPT | MCR Mechanical Ltd
GP-2024-00200 | 2024-01-25 | 632 E 48TH AVENUE, Vancouver, BC V5W 2E6 | Gas Permit | Residential | Renovation | Issued | Residential - 1 Boiler Replacement (160 000 BTU) | East West Plumbing (2007) Ltd
PP-2022-01579 | 2022-05-18 | 2360 WAVERLEY AVENUE, Vancouver, BC V1V 1V1 | Plumbing Permit | Commercial | Addition | Completed | Commercial - Adding 400 Feet pipe to existing Rectory Building (Corpus Christi School) >BP: To develop a new two storey independent Elementary School (Corpus Christi Elementary) including a Child Daycare Facility (shell only) on this site. The existing elementary school will be retained during construction and demolished following completion of the new school to accommodate a new parking lot providing a total of 86 surface parking spaces accessible from Waverly Ave. and Nanaimo St. The existing garage to be altered. Daycare and kitchen design/fit out will be under separate TI permit. Full construction Revision #1 - changes to accommodate sprinkler permit requirements and civil/mechanical revisions - issued 2020-06-18 - COVID 2019 Revision #2: addition of canopies, addition of a boiler room to the existing building (issued March 2,2021 related to DP-2020-00669 ) Revision #3: revised landscape design per DP-2020-00669. Revision #4: a small office room added within the library on the main floor and fire protection of some steel columns achieved by a cementitious spray. (issued April 14, 21) Change of the electrical engineer of record as of Oct 23, 2020. I. Minhas replaced by Jeff Babuin. Revision #5: Revised civil drawing C02: - Connected existing CBs (Ex CB01, Ex CB 02 & Ex CB 03) with the drainage manhole (DMH 01). - The drainage pipes from domestic, fire and valve chambers were connected with the proposed drainage line connecting the existing CBs. - Added 900mm sump manhole south of east raingarden just east of DMH 09 and increased dia of perforated pipe in in the east raingarden from 150mm to 200mm. (issued January 11, 2022) Revision #6: to provide 2nd domestic water service from school's mechanical room to rectory building - issued May 3, 2022 | JQ Mechanical Corporation
EP-2022-06783 | 2022-08-12 | 2360 WAVERLEY AVENUE, Vancouver, BC V1V 1V1 | Electrical Permit | Commercial | NULL | Expired | Annual / Operating - Annual Operating permit for a New elementary School Renewal of EP-2021-05377 Valid: Jul 20, 2022 to Jul 19, 2023 | DNA Electric Ltd
EP-2023-07131 | 2023-08-08 | 2360 WAVERLEY AVENUE, Vancouver, BC V1V 1V1 | Electrical Permit | Commercial | NULL | Issued | Annual / Operating - Annual Operating permit for a New elementary School RENEWAL OF EP-2022-06783 VALID JULY 20, 2023 TO JULY 19,2024 | DNA Electric Ltd
EP-2022-06144 | NULL | 3588 HULL STREET, Vancouver, BC V5N 4R9 | Electrical Permit | Commercial | New | Withdrawn | Installation / Repair - Commercial - Supply and install a 50KW Natural Gas Generator, Transfer switch, EM panel and connect Sump to panel | LORE ELECTRIC INC
EP-2022-06255 | 2022-07-25 | 3588 HULL STREET, Vancouver, BC V5N 4R9 | Electrical Permit | Commercial | NULL | Expired | Annual / Operating - ANNUAL OPERATING PERMIT Operating permit for a 68 unit multi-family building | LORE ELECTRIC INC
EP-2023-08067 | 2023-09-07 | 3588 HULL STREET, Vancouver, BC V5N 4R9 | Electrical Permit | Commercial | NULL | Issued | Annual / Operating - ANNUAL OPERATING PERMIT - RENEWAL OF EP-2022-06255 FOR A 68 UNIT MULTI-FAMILY BUILDING VALID: JUL 25, 2023 TO JUL 24, 2024 | LORE ELECTRIC INC
EP-2022-04509 | 2022-05-31 | 3592 HULL STREET, Vancouver, BC V5N 4R9 | Electrical Permit | Commercial | New | Completed | Installation / Repair - Commercial - Supply and install heat trace >BP: Sub permit of BP-2019-02299 - Building B - 3592 Hull St. - To construct a 4-storey market rental residential townhouse building containing 14 dwelling units. Stage #1 - Partial demolition and relocation of the existing heritage single family house - issued 2020-01-13 Stage #2 - Construction of the existing heritage single family house and excavation and structure up to grade of the new development - issued 2020-01-29 Stage #3 - All structural work up to roof - issued 2020-02-18 Stage #4 - Full Construction - issued 2021-03-02 Refer to BP-2019-02299 for site work, below-grade facilities, and common parkade. Rev.#1 - Correction of addresses for individual buildings to match addressing notifications and drawings - K.Anderson June 18/21 | Adria Electric Ltd
EP-2022-08341 | 2022-10-03 | 1480 HOWE STREET, Vancouver, BC V6Z 1R8 | Electrical Permit | Commercial | Addition | Completed | Installation / Repair - Commercial - Bike Charging Station: Supply and install bike share panel with mini breakers and main breaker. Connect to 120/208V 20 amp cct provided by city or property manager. Run 16/2 cable tire from panel board to each charging dock, terminate connections. Run no.10 AWG bond from panel board to each charging doc. Verification and testing. >>location: 1480 Howe St. Mobi/ Shaw bike share station outside building. | MJR Electric Ltd
EP-2023-02389 | 2023-03-21 | 1480 HOWE STREET, Vancouver, BC V6Z 1R8 | Electrical Permit | Commercial | Renovation | Completed | Installation / Repair - Commercial - Breaker replacement for chillers as discussed between Jim Docherty and Darren Flint. | Mott Electric General Partnership
NULL | NULL | 1335 CYPRESS STREET, Vancouver, BC V6J 3L1 | Gas Permit | Residential | New | Withdrawn | Residential - Wolf 30" Slide-In Gas Range | Han Appliances & Refrigeration Ltd
GP-2022-01572 | 2022-05-24 | 1335 CYPRESS STREET, Vancouver, BC V6J 3L1 | Gas Permit | Residential | New | Completed | Residential - Wolf 30" Slide-In Gas Range | Han Appliances & Refrigeration Ltd
EP-2022-03300 | 2022-04-27 | 1299 W 8TH AVENUE, Vancouver, BC V6H 1C7 | Electrical Permit | Commercial | New | Completed | Installation / Repair - Commercial - audio video system, structured wiring, lighting system, motorized window treatments, intercom system >BP: To construct a new residential building ( Building 5) containing two strata units: 1 dwelling unit on the 2nd storey 1 dwelling unit on the combined 3rd,4th & roof desk. Note: Refer to BP-2019-02443 for full scope of work of the entire development. This is a sloping site and the parking garage is the first storey. Stage 1 (excavation and shoring) issued - 14-Jan-2020 Stage 2 -(full structural and revision to excavation and shoring drawings to excavate and allow construction of P2) - issued 29-June-2021 Stage 3 ( full permit) issued - 29-Nov-2021 | Vancouver Audiospace Home Control Ltd
SP-2022-00028 | 2022-02-15 | 1299 W 8TH AVENUE, Vancouver, BC V6H 1C7 | Sprinkler Permit | Commercial | New | Completed | Commercial - To install srpikler to NFPA 13 throughout this residential building ( Building 5) containing two strata units: 1 dwelling unit on the 2nd storey 1 dwelling unit on the combined 3rd,4th & roof desk. See SP-2022-00027 for site work | FIRE-TECH SPRINKLERS LTD
EP-2022-05419 | 2022-06-24 | 3834 W 20TH AVENUE, Vancouver, BC V6S 1G2 | Electrical Permit | Residential | New | Expired | Temporary Power - Residential - To provide temporary power. | OPTIMUM ELECTRICAL LTD
NULL | NULL | 308 DUNSMUIR STREET, Vancouver, BC V6B 1N3 | Sprinkler Permit | NULL | New | Withdrawn | - sdafasdf | NULL
EP-2022-09523 | 2022-11-17 | 8570 RIVERGRASS DRIVE, Vancouver, BC V1V 1V1 | Electrical Permit | Commercial | NULL | Expired | Annual / Operating - ANNUAL OPERATING PERMIT VALID: NOV 11/2022 TO NOV 10/2023 EXPIRED PERMIT: EP-2021-08747 Two (2) walkthroughs and reports, maintenance worklogs to be maintained >>Amend: March 29th -Please update FSR Mario Fata #219985 to Jason White #252323 | Nightingale Electric Ltd
EP-2023-10915 | 2023-12-06 | 8570 RIVERGRASS DRIVE, Vancouver, BC V1V 1V1 | Electrical Permit | Commercial | NULL | Issued | Annual / Operating - ANNUAL OPERATING PERMIT RENEWAL OF EP-2022-09523 VALID: NOV 11/2023 TO NOV 10/2024 Two (2) walkthroughs and reports, maintenance worklogs to be maintained >>Amend: March 29th -Please update FSR Mario Fata #219985 to Jason White #252323 | Nightingale Electric Ltd
EP-2022-09691 | 2022-11-17 | 8508 RIVERGRASS DRIVE, Vancouver, BC V1V 1V1 | Electrical Permit | Commercial | Addition | Completed | Installation / Repair - Commercial - Install 4 EVSE's in visitor parking stalls 8, 9, 10 and 11. All existing circuits are used to power the equipment, the wiring was installed during the initial construction of the site. | Cielo Electric Ltd
EP-2022-03382 | 2022-04-27 | 1404 W 40TH AVENUE, Vancouver, BC V6M 1V6 | Electrical Permit | Residential | Renovation | Completed | Installation / Repair - Residential - to change a part of basement to be a legal suite for single famliy house. add a sub-panel, seprate electric circuite from main house, wiring and install counter plugs, range, fridge and smoke alarm for the legal suite. >BP: Interior alterations only and a change of use to an One-Family Dwelling with Secondary Suite. Related to Board of Variance Z35604. OK for field review as per Howie Chow, December 17, 2019. This permit has been issued under the requirements of VBBL 2019 Note: - No strata-titling will be permitted. - This is a two-storey building pursuant to the Zoning and Development By-law. - An annual Vancouver Business License must be obtained prior to the rental of this approved one-family dwelling and/or secondary suite on this site. May 2, 2022 change the job value to be $4500 >>>Amend: July 21st -Please add job content : check and fix the defects for rest of basement due to floor restoration. The job value is $1000. | Aidea Solutions Ltd
PP-2022-01490 | 2022-05-03 | 1404 W 40TH AVENUE, Vancouver, BC V6M 1V6 | Plumbing Permit | Residential | Renovation | Completed | Residential - adding kitchen sink in basement | BADESHA PLUMBING & HEATING LTD.
SP-2022-00728 | 2022-05-10 | 1404 W 40TH AVENUE, Vancouver, BC V6M 1V6 | Sprinkler Permit | Residential | Renovation - Dwelling Unit(s) only | Completed | Residential - install two new sprinkler heads for new secondary suite Interior alterations only and a change of use to an One-Family Dwelling with Secondary Suite. | Yu Fire Protection Inc.
NULL | NULL | 1930 E 8TH AVENUE, Vancouver, BC V5N 1V1 | Plumbing Permit | Residential | Addition | Withdrawn | Residential - outdoor fire bowl | Fusion Mechanical Plumbing Contractor Ltd
EP-2023-00065 | 2023-01-06 | 3525 E 11TH AVENUE, Vancouver, BC V5M 2H5 | Electrical Permit | Commercial | Renovation | Expired | Temporary Power - Commercial - To provide temporary power. Renewal of EP-2021-09465 Valid: Dec 20, 2022 to Dec 19, 2023 | Deltec Electric Ltd
EP-2022-07939 | 2022-09-22 | 3525 E 11TH AVENUE, Vancouver, BC V5M 2H5 | Electrical Permit | Commercial | NULL | Expired | Annual / Operating - ANNUAL OPERATING PERMIT Valid: Sept 28,2022 - Sept 27,2023 Expired: EP-2021-07662 | Deltec Electric Ltd
EP-2024-00672 | 2024-02-02 | 3525 E 11TH AVENUE, Vancouver, BC V5M 2H5 | Electrical Permit | Commercial | Renovation | Issued | Temporary Power - Commercial - To provide temporary power. -Renewal for EP-2023-00065 -Valid: Dec. 20, 2023 - Dec. 19, 2024 | Deltec Electric Ltd
EP-2023-07943 | 2023-09-01 | 3525 E 11TH AVENUE, Vancouver, BC V5M 2H5 | Electrical Permit | Commercial | NULL | Issued | Annual / Operating - ***ANNUAL OPERATING PERMIT*** Maintenance and Repair -Renewal of EP-2022-07939 -valid: Sept. 28, 2023 - Sept. 27, 2024 | Deltec Electric Ltd
EP-2022-01501 | 2022-03-02 | 3610 CORNETT ROAD, Vancouver, BC V5M 2H5 | Electrical Permit | Commercial | New | Completed | Installation / Repair - Commercial - Low voltage HVAC controls wiring and installations >BP: To construct a new building for Film/TV production studio/sound-stage (Group F Division 2 occupancy) w/ancillary service rooms and washrooms/end-of-trip facilities at this site. This is part of the existing Vancouver Film Studio production facilities on this site. Scope of work includes solar panels on roof. ** The 2014 VBBL applies to this application. ** NOTE: All fees (except Draintile) have been paid under related BP-2019-05026 and all documents have been filed under BP-2019-05026 (3664 Cornett Rd) which will be constructed immediately East of this building on this same site. REVISION #1 (Feb. 16, 2021, B. Smith): Amend floor assemblies F-2 & F-3 to ULC F904, add floor assembly F-2* (ULC F904), amend wall assembly W6* to ULC U415, add waterproofing note to sheet A60.3 re: waterproofing for below grade foundation walls, update affected sheets re: the new assemblies (Reflected ceiling plans, sections and wall assemblies), amend notes to roof assemblies re: insulation. | Olympic Communications Inc
EP-2022-01916 | 2022-03-14 | 3610 CORNETT ROAD, Vancouver, BC V5M 2H5 | Electrical Permit | Commercial | New | Completed | Installation / Repair - Commercial - Electrical Heat trace installation Domestic hot water. (CF-2022-002080) >BP: To construct a new building for Film/TV production studio/sound-stage (Group F Division 2 occupancy) w/ancillary service rooms and washrooms/end-of-trip facilities at this site. This is part of the existing Vancouver Film Studio production facilities on this site. Scope of work includes solar panels on roof. ** The 2014 VBBL applies to this application. ** NOTE: All fees (except Draintile) have been paid under related BP-2019-05026 and all documents have been filed under BP-2019-05026 (3664 Cornett Rd) which will be constructed immediately East of this building on this same site. REVISION #1 (Feb. 16, 2021, B. Smith): Amend floor assemblies F-2 & F-3 to ULC F904, add floor assembly F-2* (ULC F904), amend wall assembly W6* to ULC U415, add waterproofing note to sheet A60.3 re: waterproofing for below grade foundation walls, update affected sheets re: the new assemblies (Reflected ceiling plans, sections and wall assemblies), amend notes to roof assemblies re: insulation. | Kaliber Power Corp
EP-2022-02965 | 2022-04-13 | 3610 CORNETT ROAD, Vancouver, BC V5M 2H5 | Electrical Permit | Commercial | New | Completed | Installation / Repair - Commercial - Low Voltage data cabling both copper and Fiber.. >BP: To construct a new building for Film/TV production studio/sound-stage (Group F Division 2 occupancy) w/ancillary service rooms and washrooms/end-of-trip facilities at this site. This is part of the existing Vancouver Film Studio production facilities on this site. Scope of work includes solar panels on roof. ** The 2014 VBBL applies to this application. ** NOTE: All fees (except Draintile) have been paid under related BP-2019-05026 and all documents have been filed under BP-2019-05026 (3664 Cornett Rd) which will be constructed immediately East of this building on this same site. REVISION #1 (Feb. 16, 2021, B. Smith): Amend floor assemblies F-2 & F-3 to ULC F904, add floor assembly F-2* (ULC F904), amend wall assembly W6* to ULC U415, add waterproofing note to sheet A60.3 re: waterproofing for below grade foundation walls, update affected sheets re: the new assemblies (Reflected ceiling plans, sections and wall assemblies), amend notes to roof assemblies re: insulation. | Advance Connexions Inc
EP-2021-07124 | 2022-01-13 | 3610 CORNETT ROAD, Vancouver, BC V5M 2H5 | Electrical Permit | Commercial | Addition | Completed | Installation / Repair - Commercial - Installation of a 128.16 kW Solar Grid Tie System >BP: To construct a new building for Film/TV production studio/sound-stage (Group F Division 2 occupancy) w/ancillary service rooms and washrooms/end-of-trip facilities at this site. This is part of the existing Vancouver Film Studio production facilities on this site. ** The 2014 VBBL applies to this application. ** NOTE: All fees (except Draintile) have been paid under related BP-2019-05026 and all documents have been filed under BP-2019-05026 (3664 Cornett Rd) which will be constructed immediately East of this building on this same site. REVISION #1 (Feb. 16, 2021, B. Smith): Amend floor assemblies F-2 & F-3 to ULC F904, add floor assembly F-2* (ULC F904), amend wall assembly W6* to ULC U415, add waterproofing note to sheet A60.3 re: waterproofing for below grade foundation walls, update affected sheets re: the new assemblies (Reflected ceiling plans, sections and wall assemblies), amend notes to roof assemblies re: insulation. | Terratek Energy Solutions Inc
NULL | NULL | 3664 CORNETT ROAD, Vancouver, BC V5M 2H5 | Electrical Permit | NULL | NULL | Withdrawn | Installation / Repair - - Low Voltage Data cabling for office | Advance Connexions Inc
EP-2022-02964 | 2022-04-13 | 3664 CORNETT ROAD, Vancouver, BC V5M 2H5 | Electrical Permit | Commercial | New | Completed | Installation / Repair - Commercial - Low Voltage Fiber and copper data cabling. >BP: To construct a new 4 storey building on this site to be used as an office building (Group D occupancy) with an enclosed storage garage (Group F Division 2 cccupancy) at the South part of the main floor level. This building permit is related to BP-2019-05117 for the construction of a new film/TV production studio sound-stage w/ancillary service room and washroom facilities immediately to the West of 3664 Cornett Road. Both buildings will be occupied by Vancouver Film Studios. REVISION #1 (Feb. 16, 2021, B. Smith): Amend floor assemblies F-2 & F-3 to ULC F904, add floor assembly F-2* (ULC F904), amend wall assembly W6* to ULC U415, add waterproofing note to sheet A60.3 re: waterproofing for below grade foundation walls, update affected sheets re: the new assemblies (Reflected ceiling plans, sections and wall assemblies), amend notes to roof assemblies re: insulation. Revision #2: Floor assembly type F-2, F-2*, and F-3 has now all been changed to C-UL D988 with a fire resistance rating of 2 hour of Type F-2, and a 1 hour fire resistance rating for type F-2* and F-3 as shown on amended architectural sheet A6.04. (June 2, 2021. B. Smith) Revision #3 -To change bathrooms to gender neutral bathrooms -To relocate the FDC -To change layout of the bike storage room (Dec.7/21 Erv) | Advance Connexions Inc
EP-2022-01918 | 2022-03-09 | 3664 CORNETT ROAD, Vancouver, BC V5M 2H5 | Electrical Permit | Commercial | New | Completed | Installation / Repair - Commercial - Heat trace installation for domestic water and hose bibs >BP: To construct a new 4 storey building on this site to be used as an office building (Group D occupancy) with an enclosed storage garage (Group F Division 2 cccupancy) at the South part of the main floor level. This building permit is related to BP-2019-05117 for the construction of a new film/TV production studio sound-stage w/ancillary service room and washroom facilities immediately to the West of 3664 Cornett Road. Both buildings will be occupied by Vancouver Film Studios. Mechanical Review Notes: 1. Class 3 cooking operations (Limited Smoke and Grease-laden Vapours) in the employee break room #325 and #425. 2. Domestic hood with a grease filter required. Limited smoke and grease laden vapours are produced (i.e. such as normal usage in a single-family home). 3. Post a sign, “This is a Class 3 Cooking Operation, with a grease capacity alike to a single-family residence. REVISION #1 (Feb. 16, 2021, B. Smith): Amend floor assemblies F-2 & F-3 to ULC F904, add floor assembly F-2* (ULC F904), amend wall assembly W6* to ULC U415, add waterproofing note to sheet A60.3 re: waterproofing for below grade foundation walls, update affected sheets re: the new assemblies (Reflected ceiling plans, sections and wall assemblies), amend notes to roof assemblies re: insulation. Revision #2: Floor assembly type F-2, F-2*, and F-3 has now all been changed to C-UL D988 with a fire resistance rating of 2 hour of Type F-2, and a 1 hour fire resistance rating for type F-2* and F-3 as shown on amended architectural sheet A6.04. (June 2, 2021. B. Smith) Revision #3 -To change bathrooms to gender neutral bathrooms -To relocate the FDC -To change layout of the bike storage room (Dec.7/21 Erv) | Kaliber Power Corp
EP-2022-05243 | 2022-06-21 | 3664 CORNETT ROAD, Vancouver, BC V5M 2H5 | Electrical Permit | Commercial | Addition | Completed | Installation / Repair - Commercial - CCTV and Access Control (NO MAGLOCK) >> Amend: June 24th -address to be revised to: 3664 Cornett and related to BP-2019-05026 -see Specifics location for BP work description as it exceeding maximum characters in this field | Rose Security Services Inc
EP-2023-00159 | NULL | 3625 E 11TH AVENUE, Vancouver, BC V5M 2H5 | Electrical Permit | Commercial | NULL | Withdrawn | Movie Set / Filming - To allow for Movie Set/Filming Applicant shall provide completed Contractor Declaration form, and dates of filming and associated location(s) to csinspection.clerks@vancouver.ca prior to the commencement of filming. Visit vancouver.ca/inspections for more details.. | The Answers TV Productions Ltd
SP-2022-00338 | 2023-11-07 | 6859 CAMBIE STREET, Vancouver, BC V6P 3H1 | Sprinkler Permit | Commercial | New | Issued | Commercial - For all sprinkler work to the 2019 VBBL; NFPA 13, 2013; standpipe work to NFPA 14, 2010; for work below grade including the underground parking for these newly constructed Multiple Dwelling Buildings: - a 6-storey, Multiple Dwelling Building (Building 1 - front/east portion of site) containing 67 dwelling units, - a 2-storey two dwelling building (Building 2 - back/west portion of site, north side), and - a 2-storey two dwelling building (Building 3 - back/west portion of site, south side), all over 2 levels of common underground parking accessed from the lane. THIS IS A CERTIFIED PROFESSIONAL PROJECT and the CP is Petar Dimov. Related Permits: Building #1 - SP-2023-01975 Building #2 - SP-2023-01976 Building #3 - SP-2023-01987 Notes: 1 - Engineer of Record: Ryan Pavey; 604-605-0606, pavey@cardinalfire.ca | Cove Mechanical Ltd
EP-2022-09209 | 2022-10-28 | 6859 CAMBIE STREET, Vancouver, BC V6P 3H1 | Electrical Permit | Commercial | New | Expired | Temporary Power - Commercial - To provide temporary power. NOTE: Work authorized by this permit is for placement of a temporary power pole only and does not authorize any site construction and/or excavation. A separate Building Permit will be required prior to commencement of any other work on this site. | 0777792 BC Ltd
EP-2022-08760 | 2022-10-14 | 6859 CAMBIE STREET, Vancouver, BC V6P 3H1 | Electrical Permit | Commercial | New | Expired | Temporary Power - Commercial - To provide temporary power. | LORE ELECTRIC INC
EP-2022-10700 | 2022-12-20 | 6859 CAMBIE STREET, Vancouver, BC V6P 3H1 | Electrical Permit | Commercial | New | Completed | Interim - Commercial - Electrical rough-in for Site work, below grade and common underground parkade interim permit. >BP: This permit has been issued for all site work and below grade facilities including two levels of common underground parking for the proposed development: To construct three Multiple Dwelling Buildings: - a 6-storey, Multiple Dwelling Building (Building 1 - front/east portion of site) containing 67 dwelling units, - a 2-storey two dwelling building (Building 2 - back/west portion of site, north side), and - a 2-storey two dwelling building (Building 3 - back/west portion of site, south side), all over 2 levels of common underground parking accessed from the lane. Total Dwelling Units = 71. Refer to BP-2022-00169 for Building 1 - 6859 Cambie St - firefighting response point. Refer to BP-2022-00171 for Building 2 - 6829 & 6833 Cambie St Refer to BP-2022-00172 for Building 3 - 6835 & 6839 Cambie St This permit has been reviewed under the 2019 Vancouver Building By-law (#12511). Building to be sprinklered to NFPA 13 requirements. STAGED CONSTRUCTION Stage 1 - Excavation and Shoring - issued September 16, 2022 | LORE ELECTRIC INC
EP-2022-10701 | 2023-03-14 | 6859 CAMBIE STREET, Vancouver, BC V6P 3H1 | Electrical Permit | Commercial | New | Issued | Installation / Repair - Commercial - Building 1 - Electrical rough-in and finishing on new Condo buildings 6 levels of condo units with a roof level containing a mechanical system. Work included is Mechanical wiring, Fire Alarm, Lights, EM, EV, power wiring conduit systems and sleeves for Low Voltage wiring and Low Voltage wiring >BP: To construct a 6-storey, Multiple Dwelling Building (Building 1 - front/east portion of site) containing 67 dwelling units. Refer to BP-2020-00266 for site work, below grade facilities and common underground parking. This permit has been reviewed under the 2019 Vancouver Building By-law (#12511). Building to be sprinklered to NFPA 13 requirements. STAGED CONSTRUCTION Stage 1 - Excavation and Shoring - issued September 16, 2022 Stage 2 - Full Construction - issued February 22, 2023 | LORE ELECTRIC INC
PP-2023-00112 | 2023-01-13 | 6859 CAMBIE STREET, Vancouver, BC V6P 3H1 | Plumbing Permit | Commercial | New | Issued | Commercial - New plumbing for Multi Unit apartments- >BP: This permit has been issued for all site work and below grade facilities including two levels of common underground parking for the proposed development: To construct three Multiple Dwelling Buildings: - a 6-storey, Multiple Dwelling Building (Building 1 - front/east portion of site) containing 67 dwelling units, - a 2-storey two dwelling building (Building 2 - back/west portion of site, north side), and - a 2-storey two dwelling building (Building 3 - back/west portion of site, south side), all over 2 levels of common underground parking accessed from the lane. Total Dwelling Units = 71. Refer to BP-2022-00169 for Building 1 - 6859 Cambie St - firefighting response point. Refer to BP-2022-00171 for Building 2 - 6829 & 6833 Cambie St Refer to BP-2022-00172 for Building 3 - 6835 & 6839 Cambie St This permit has been reviewed under the 2019 Vancouver Building By-law (#12511). Building to be sprinklered to NFPA 13 requirements. STAGED CONSTRUCTION Stage 1 - Excavation and Shoring - issued September 16, 2022 Jan 12/23-AMEND Upload Assurance of Professional letter | Atrysten Plumbing and Heating Limited
EP-2022-10632 | 2023-03-14 | 6859 CAMBIE STREET, Vancouver, BC V6P 3H1 | Electrical Permit | Commercial | New | Issued | Installation / Repair - Commercial - Electrical installation for site, below grade facilities and common underground parking. Electrical rough-in and finishing on new Condo buildings with 2 levels of underground and 6 levels of condo units with a roof level containing a mechanical system. Work included is Mechanical wiring, Fire Alarm, Lights, EM, EV, power wiring conduit systems and sleeves for Low Voltage wiring and Low Voltage wiring. >BP: This permit has been issued for all site work and below grade facilities including two levels of common underground parking for the proposed development: To construct three Multiple Dwelling Buildings: - a 6-storey, Multiple Dwelling Building (Building 1 - front/east portion of site) containing 67 dwelling units, - a 2-storey two dwelling building (Building 2 - back/west portion of site, north side), and - a 2-storey two dwelling building (Building 3 - back/west portion of site, south side), all over 2 levels of common underground parking accessed from the lane. Total Dwelling Units = 71. Refer to BP-2022-00169 for Building 1 - 6859 Cambie St - firefighting response point. Refer to BP-2022-00171 for Building 2 - 6829 & 6833 Cambie St Refer to BP-2022-00172 for Building 3 - 6835 & 6839 Cambie St This permit has been reviewed under the 2019 Vancouver Building By-law (#12511). Building to be sprinklered to NFPA 13 requirements. STAGED CONSTRUCTION Stage 1 - Excavation and Shoring - issued September 16, 2022 Stage 2 - Full Construction - issued February 22, 2023 | LORE ELECTRIC INC
PP-2022-02776 | 2023-10-05 | 6859 CAMBIE STREET, Vancouver, BC V6P 3H1 | Plumbing Permit | Commercial | New | Issued | Commercial - Underground plumbing. *** Separate Permit required for Civil work *** >BP: To construct a 6-storey, Multiple Dwelling Building (Building 1 - front/east portion of site) containing 67 dwelling units. Refer to BP-2020-00266 for site work, below grade facilities and common underground parking. This permit has been reviewed under the 2019 Vancouver Building By-law (#12511). Building to be sprinklered to NFPA 13 requirements. STAGED CONSTRUCTION Stage 1 - Excavation and Shoring - In Review | Atrysten Plumbing and Heating Limited
PP-2023-02334 | 2024-01-03 | 6859 CAMBIE STREET, Vancouver, BC V6P 3H1 | Plumbing Permit | Commercial | New | Issued | Commercial - New plumbing piping and fixtures >BP: To construct a 6-storey, Multiple Dwelling Building (Building 1 - front/east portion of site) containing 67 dwelling units. Separate plumbing permit required BP-2020-00266 for site work, below grade facilities and common underground parking. Separate plumbing permit required BP-2022-00171 Building 2 Separate plumbing permit required BP-2022-00172 Building 3 This permit has been reviewed under the 2019 Vancouver Building By-law (#12511). Building to be sprinklered to NFPA 13 requirements. STAGED CONSTRUCTION Stage 1 - Excavation and Shoring - issued September 16, 2022 Stage 2 - Full Construction - issued February 22, 2023 | Atrysten Plumbing and Heating Limited
PP-2023-03894 | 2023-11-09 | 6859 CAMBIE STREET, Vancouver, BC V6P 3H1 | Plumbing Permit | Commercial | New | Issued | Commercial - Installed plumbing fixtures and pipe >BP: To construct a 2-storey two dwelling building (Building 2 - back/west portion of site, north side). Refer to BP-2020-00266 for site work, below grade facilities and common underground parking. This permit has been reviewed under the 2019 Vancouver Building By-law (#12511). Building to be sprinklered to NFPA 13 requirements. STAGED CONSTRUCTION Stage 1 - Excavation and Shoring - issued September 16, 2022 Stage 2 - Full Construction - issued February 22, 2023 Revision 1 - Change of CP, from P.Eng. W.May to P.Eng. P.Dimov, effective June 1, 2023. - issued November 1, 2023 | Atrysten Plumbing and Heating Limited
EP-2023-10057 | 2023-11-07 | 6859 CAMBIE STREET, Vancouver, BC V6P 3H1 | Electrical Permit | Commercial | New | Issued | Temporary Power - Commercial - To provide temporary power. Renewal of EP-2022-09209 Valid: Oct 28, 2023 to Oct 27, 2024 | 0777792 BC Ltd
SP-2023-01975 | 2023-11-07 | 6859 CAMBIE STREET, Vancouver, BC V6P 3H1 | Sprinkler Permit | Commercial | New | Issued | Commercial - For all sprinkler work to the 2019 VBBL; NFPA 13, 2013; standpipe work to NFPA 14, 2010; for work above grade to construct a 6-storey, Multiple Dwelling Building (Building 1 - front/east portion of site) containing 67 dwelling units. THIS IS A CERTIFIED PROFESSIONAL PROJECT and the CP is Petar Dimov. Related Permits: Site/Parkade - SP-2022-00338 Building #1 - SP-2023-01975 Building #2 - SP-2023-01976 Building #3 - SP-2023-01987 Notes: 1 - Engineer of Record: Ryan Pavey; 604-605-0606, pavey@cardinalfire.ca | Cove Mechanical Ltd
EP-2023-09383 | 2023-10-17 | 6859 CAMBIE STREET, Vancouver, BC V6P 3H1 | Electrical Permit | Commercial | New | Issued | Temporary Power - Commercial - To provide temporary power. | LORE ELECTRIC INC
PP-2024-00018 | 2024-01-25 | 6859 CAMBIE STREET, Vancouver, BC V6P 3H1 | Plumbing Permit | Residential | New | Issued | Residential - Storm Detention Tank & Manholes >BP: This permit has been issued for all site work and below grade facilities including two levels of common underground parking for the proposed development: To construct three Multiple Dwelling Buildings: - a 6-storey, Multiple Dwelling Building (Building 1 - front/east portion of site) containing 67 dwelling units, - a 2-storey two dwelling building (Building 2 - back/west portion of site, north side), and - a 2-storey two dwelling building (Building 3 - back/west portion of site, south side), all over 2 levels of common underground parking accessed from the lane. | Ree-Jen Construction Ltd
SP-2023-01976 | 2023-11-07 | 6829 CAMBIE STREET, Vancouver, BC V6P 3H1 | Sprinkler Permit | Commercial | New | Issued | Commercial - For all sprinkler work to the 2019 VBBL; NFPA 13, 2013; standpipe work to NFPA 14, 2010; for work above grade to construct a 2-storey two dwelling building (Building 2 - back/west portion of site, north side). THIS IS A CERTIFIED PROFESSIONAL PROJECT and the CP is Petar Dimov. Related Permits: Site/Parkade - SP-2022-00338 Building #1 - SP-2023-01975 Building #2 - SP-2023-01976 Building #3 - SP-2023-01987 Notes: 1 - Engineer of Record: Ryan Pavey; 604-605-0606, pavey@cardinalfire.ca | Cove Mechanical Ltd
PP-2022-02628 | 2022-07-27 | 6829 CAMBIE STREET, Vancouver, BC V6P 3H1 | Plumbing Permit | Commercial | New | Issued | Commercial - Temp water >>Amend: Aug. 30th, 2023 -as per notes on withdrawn PP-2022-02629 to add the SITE BP onto this permit: BP-2020-00266 >BP: This permit has been issued for all site work and below grade facilities including two levels of common underground parking for the proposed development: To construct three Multiple Dwelling Buildings: - a 6-storey, Multiple Dwelling Building (Building 1 - front/east portion of site) containing 67 dwelling units, - a 2-storey two dwelling building (Building 2 - back/west portion of site, north side), and - a 2-storey two dwelling building (Building 3 - back/west portion of site, south side), all over 2 levels of common underground parking accessed from the lane. Total Dwelling Units = 71. Refer to BP-2022-00169 for Building 1 - 6859 Cambie St - firefighting response point. Refer to BP-2022-00171 for Building 2 - 6829 & 6833 Cambie St Refer to BP-2022-00172 for Building 3 - 6835 & 6839 Cambie St This permit has been reviewed under the 2019 Vancouver Building By-law (#12511). Building to be sprinklered to NFPA 13 requirements. STAGED CONSTRUCTION Stage 1 - Excavation and Shoring - issued September 16, 2022 Stage 2 - Full Construction - issued February 22, 2023 | Atrysten Plumbing and Heating Limited
EP-2022-10702 | 2023-03-14 | 6829 CAMBIE STREET, Vancouver, BC V6P 3H1 | Electrical Permit | Commercial | New | Issued | Installation / Repair - Commercial - Building 2 - Rough wire and finishing of 2 townhouse units >BP: To construct a 2-storey two dwelling building (Building 2 - back/west portion of site, north side). Refer to BP-2020-00266 for site work, below grade facilities and common underground parking. This permit has been reviewed under the 2019 Vancouver Building By-law (#12511). Building to be sprinklered to NFPA 13 requirements. STAGED CONSTRUCTION Stage 1 - Excavation and Shoring - issued September 16, 2022 Stage 2 - Full Construction - issued February 22, 2023 | LORE ELECTRIC INC
PP-2022-02629 | NULL | 6869 CAMBIE STREET, Vancouver, BC V6P 3H1 | Plumbing Permit | Commercial | New | Withdrawn | Commercial - Temp water service >Install temp water. 2x Lockable Hose bibbs @ shutoff locations: 6869 Cambie St – Located @ 2.7S of N (south side of site) Hose bibb’s c/w back flow & water meter Temp water needed for hazmat removal crew before mobilization. >BP: This permit has been issued for all site work and below grade facilities including two levels of common underground parking for the proposed development: To construct three Multiple Dwelling Buildings: - a 6-storey, Multiple Dwelling Building (Building 1 - front/east portion of site) containing 67 dwelling units, - a 2-storey two dwelling building (Building 2 - back/west portion of site, north side), and - a 2-storey two dwelling building (Building 3 - back/west portion of site, south side), all over 2 levels of common underground parking accessed from the lane. Total Dwelling Units = 71. Refer to BP-2022-00169 for Building 1 - 6859 Cambie St - firefighting response point. Refer to BP-2022-00171 for Building 2 - 6829 & 6833 Cambie St Refer to BP-2022-00172 for Building 3 - 6835 & 6839 Cambie St This permit has been reviewed under the 2019 Vancouver Building By-law (#12511). Building to be sprinklered to NFPA 13 requirements. STAGED CONSTRUCTION Stage 1 - Excavation and Shoring - In Review | Atrysten Plumbing and Heating Limited
SP-2023-01193 | 2023-07-05 | 3855 OAK STREET, Vancouver, BC | Sprinkler Permit | Commercial | Tenant Improvement | Issued | Commercial - Relocate (7) existing sprinklers to new T.I >BP: Interior alterations to provide tenant improvements for a new tenant and change in use from Retail to General Office – Real Estate in this existing mixed use building on this site. *****This application does not include any of the following: 1. Not more than 20 sprinklers (add, relocate, or remove), 2. hydraulic calculations, 3. change in occupancy and /or hazard classification, 4. warehouse storage arrangements, 5. mobile compact storage arrangements, 6. alternative solutions, 7. changes to the sprinkler system supply piping (e.g. valves, mains, cross-mains, branch-lines, etc.), or 8. flexible sprinkler pipe. Scope of work includes coring of the slab for new plumbing fixtures. | Community Fire Prevention Ltd
EP-2023-05164 | 2023-06-09 | 3855 OAK STREET, Vancouver, BC | Electrical Permit | Commercial | Renovation | Issued | Installation / Repair - Commercial - Demolishes the old lights and old receptacles, install new lights and receptacles. >BP: Interior alterations to provide tenant improvements for a new tenant and change in use from Retail to General Office – Real Estate in this existing mixed use building on this site. Scope of work includes coring of the slab for new plumbing fixtures. New Tenant: Enrich Developments LTD | Cand Electric Limited
PP-2023-01900 | 2023-05-29 | 3855 OAK STREET, Vancouver, BC | Plumbing Permit | Commercial | Tenant Improvement | Issued | Commercial - adding one sink, one hot water tank, relocate existing hot water tank in new sale centre >BP: Interior alterations to provide tenant improvements for a new tenant and change in use from Retail to General Office – Real Estate in this existing mixed use building on this site. Scope of work includes coring of the slab for new plumbing fixtures. | NYTA Contracting Ltd.
EP-2023-04928 | 2023-06-20 | 658 HOMER STREET, Vancouver, BC V6B 0S5 | Electrical Permit | Commercial | Tenant Improvement | Issued | Installation / Repair - Commercial - Tenant improvement for new grocery store. >BP: Tenant improvement (first TI) for a grocery store with commercial kitchen (Class 1 cooking operation) on the majority of Level 3. | Quantus Electric Ltd
EP-2023-04991 | 2023-06-06 | 658 HOMER STREET, Vancouver, BC V6B 0S5 | Electrical Permit | Commercial | Addition | Completed | Installation / Repair - Commercial - Installation of a security alarm system. >BP: Tenant improvement (first TI) for a grocery store with commercial kitchen (Class 1 cooking operation) on the majority of Level 3. >>Amend; June 23rd, 2023 address: changed to: 658 Homer St to match related BP-2023-00211 | Chubb Fire & Security Canada Corp
PP-2023-02325 | 2023-07-25 | 658 HOMER STREET, Vancouver, BC V6B 0S5 | Plumbing Permit | Commercial | Renovation | Completed | Commercial - Renovation at Loblaw's moving floor drains installing new toilet >BP: Tenant improvement (first TI) for a grocery store with commercial kitchen (Class 1 cooking operation) on the majority of Level 3. Revision 1: to construct Starbucks kiosk on Level 2 Dec 7/2023-AMEND Include Underslab plumbing drainage for Starbucks 2 floor drains, 4 hub drains , mop sink, 3 compartment sink 2 compartment sink and one hand sink (13 fixtures total) | Sheldon Elechko
SP-2023-00777 | 2023-06-07 | 658 HOMER STREET, Vancouver, BC V6B 0S5 | Sprinkler Permit | Commercial | Tenant Improvement | Completed | Commercial - For sprinkler system alterations to the 2019 VBBL and NFPA 13, 2013 for the tenant improvements for Loblaw's City Market at the Vancouver Post Building on Level 3 Notes: 1 - Engineer of Record: Keith Trulson; 604-687-1800; ktrulson@introba.com 2 - Certified Professional: Robert Heikkila | Five Star Fire Protection Ltd
PP-2023-02370 | 2023-07-28 | 658 HOMER STREET, Vancouver, BC V6B 0S5 | Plumbing Permit | Commercial | New | Completed | Commercial - Installing Fixtures in washrooms >BP: Landlord improvement for interior finishes in retail concourse | Quantum Mechanical Systems Inc
EP-2023-05819 | 2023-06-28 | 658 HOMER STREET, Vancouver, BC V6B 0S5 | Electrical Permit | Commercial | Tenant Improvement | Completed | Installation / Repair - Commercial - Low voltage HVAC controls Amend: Nov 8, 2023 change the address from 349 West Georgia to 658 Homer St | Olympic Controls Inc
EP-2023-05584 | 2023-06-22 | 658 HOMER STREET, Vancouver, BC V6B 0S5 | Electrical Permit | Commercial | Addition | Issued | Installation / Repair - Commercial - Misc. expansion of the base building security system throughout all areas of The Post building. Note this is not related to any tenant improvement work in the building. *Permit Amendment Jul 20, 2023: -"Change to stand-alone trade permit"/ Previously associated BP removed | Western Pacific Enterprises Ltd
EP-2023-07135 | 2023-08-08 | 658 HOMER STREET, Vancouver, BC V6B 0S5 | Electrical Permit | Commercial | New | Completed | Installation / Repair - Commercial - Installation of Low Voltage cabling. | Burman & Fellows Group Inc
EP-2023-06539 | 2023-07-20 | 658 HOMER STREET, Vancouver, BC V6B 0S5 | Electrical Permit | Commercial | Tenant Improvement | Completed | Installation / Repair - Commercial - Supply and installation of Hanwha Wave CCTV system and mounting hardware. No Maglocks Site contact: Jimmy Li +1 (604) 312-5810 >BP: Tenant improvement (first TI) for a grocery store with commercial kitchen (Class 1 cooking operation) on the majority of Level 3. | Paladin Technologies Inc
EP-2023-06392 | 2023-07-17 | 658 HOMER STREET, Vancouver, BC V6B 0S5 | Electrical Permit | Commercial | Renovation | Completed | Installation / Repair - Commercial - Install wire and terminate for refrigeration and HVAC temperature monitoring. Install sensor boards in compressor room and terminate. | High Point Electric Ltd
EP-2023-06486 | 2023-07-18 | 658 HOMER STREET, Vancouver, BC V6B 0S5 | Electrical Permit | Commercial | Tenant Improvement | Completed | Installation / Repair - Commercial - Install heat trace to grease sanitary on third floor; all electrical connections by others. >BP: Tenant improvement (first TI) for a grocery store with commercial kitchen (Class 1 cooking operation) on the majority of Level 3. | Artech Electric Ltd
EP-2023-02092 | 2023-03-13 | 658 HOMER STREET, Vancouver, BC V6B 0S5 | Electrical Permit | Commercial | Tenant Improvement | Issued | Installation / Repair - Commercial - Retail Concourse Renovation - Fire Alarm System - PA System Installation of Owner supplied lighting & control, Temp Power, Installation of new breakers, Xander Sensors, Fan Coil Connections, Branch Circuits + Home Runs, Fan Coil Power, Security Door Rough-In >BP: Landlord improvement for interior finishes in retail concourse | Western Pacific Enterprises Ltd
NULL | NULL | 658 HOMER STREET, Vancouver, BC V6B 0S5 | Electrical Permit | Commercial | Tenant Improvement | Withdrawn | Installation / Repair - Commercial - Micro Thermal refrigeration control cabling | Paone Electric Ltd
EP-2023-02465 | 2023-03-23 | 658 HOMER STREET, Vancouver, BC V6B 0S5 | Electrical Permit | Commercial | Addition | Completed | Installation / Repair - Commercial - Install heat trace to pumped sanitary serving a tenant sink on L2; electrical connections by others >BP: Landlord improvement for interior finishes in retail concourse | Artech Electric Ltd
PP-2023-00972 | 2023-05-10 | 658 HOMER STREET, Vancouver, BC V6B 0S5 | Plumbing Permit | Commercial | Tenant Improvement | Completed | Commercial - P1 Sump & Sump Pump L2 Undercounter Drain Pump >BP: Landlord improvement for interior finishes in retail concourse | PML Professional Mechanical Ltd
EP-2023-02944 | 2023-05-29 | 658 HOMER STREET, Vancouver, BC V6B 0S5 | Electrical Permit | Commercial | Tenant Improvement | Completed | Installation / Repair - Commercial - Modify, relocate and add fire alarm devices, to match existing as required as indicated. Fire alarm system and devices in entire store are existing and is to remain. Includes raceways, wiring, devices and verification. >BP: Tenant improvement (first TI) for a grocery store with commercial kitchen (Class 1 cooking operation) on the majority of Level 3. | Western Pacific Enterprises Ltd
SP-2023-00537 | 2023-06-02 | 658 HOMER STREET, Vancouver, BC V6B 0S5 | Sprinkler Permit | Commercial | Tenant Improvement | Issued | Commercial - For sprinkler system alterations to the 2019 VBBL and NFPA 13, 2013 for the tenant improvements to provide landlord improvements for a new mezzanine and changes to the main entrance in the future Food Hall area of The Post, 658 Homer Street. Engineer of Record: Keith Trulson 604-687-1800 ktrulson@introba.com | Priority Fire Systems Ltd
SP-2023-00536 | 2023-06-07 | 658 HOMER STREET, Vancouver, BC V6B 0S5 | Sprinkler Permit | Commercial | Tenant Improvement | Completed | Commercial - For sprinkler system alterations to the 2019 VBBL and NFPA 13, 2013 for the tenant improvements to provide landlord improvement for interior finishes in retail concourse. Notes: 1 - Engineer of Record: Keith Trulson; 604-687-1800; ktrulson@introba.com 2 - Certified Professional: Robert Heikkila Revision #1 - 12-22-23 Revised to match updated RCP's under the building permit and to provide an updated sprinkler layout on Levels 02, 03, and 04. | Priority Fire Systems Ltd
EP-2023-10079 | 2023-11-08 | 658 HOMER STREET, Vancouver, BC V6B 0S5 | Electrical Permit | Commercial | NULL | Issued | Annual / Operating - Annual operating permit for 658 Homer St/349 W Georgia. Renewal of EP-2022-05418 Valid: Oct 27, 2023 to Oct 26, 2024 | Western Pacific Enterprises Ltd
EP-2023-07430 | 2023-08-16 | 658 HOMER STREET, Vancouver, BC V6B 0S5 | Electrical Permit | Commercial | Tenant Improvement | Completed | Installation / Repair - Commercial - Low voltage HVAC controls installation. >BP: Tenant improvement (first TI) for a grocery store with commercial kitchen (Class 1 cooking operation) on the majority of Level 3. Revision 1: to construct Starbucks kiosk on Level 2 | Olympic Controls Inc
PP-2023-03246 | 2023-09-20 | 658 HOMER STREET, Vancouver, BC V6B 0S5 | Plumbing Permit | Commercial | New | Completed | Commercial - Plumbing and Piping connections to 2 new Grease Interceptors (as per attached email: the work is mostly related to some pipe connections, drainage layout update to reflect Landlord base building final design drawings, and new mounting instruction for grease interceptors.) | Quantum Mechanical Systems Inc
EP-2024-00328 | 2024-01-19 | 658 HOMER STREET, Vancouver, BC V6B 0S5 | Electrical Permit | Commercial | New | Completed | Installation / Repair - Commercial - Installation of tele paging cabling | Teldata Solutions Inc
EP-2024-00429 | 2024-01-19 | 658 HOMER STREET, Vancouver, BC V6B 0S5 | Electrical Permit | Commercial | Renovation | Completed | Installation / Repair - Commercial - The new 8' & 12' Linear strip LED fixtures were shipped from the manufacturer with 347 volt LED drivers, the store is 120 volt. We are replacing the 347 volt LED drivers with new 120 LED drivers that have been supplied and programmed by the manufacturer. The manufacturer also supplied new CSA labels to replace the existing Tenant improvement (first TI) for a grocery store with commercial kitchen (Class 1 cooking operation) on the majority of Level 3. Revision 1: to construct Starbucks kiosk on Level 2 | Global Environmental Lighting Services Ltd
EP-2023-10804 | 2023-12-11 | 658 HOMER STREET, Vancouver, BC V6B 0S5 | Electrical Permit | Commercial | Tenant Improvement | Completed | Installation / Repair - Commercial - Installation of lighting, outlets, switches, breakers and equipment connections. This is just for the Starbucks Kiosk within the grocery store. >BP: Tenant improvement (first TI) for a grocery store with commercial kitchen (Class 1 cooking operation) on the majority of Level 3. Revision 1: to construct Starbucks kiosk on Level 2 | Accurate Electric Ltd.
PP-2023-04170 | 2023-12-11 | 658 HOMER STREET, Vancouver, BC V6B 0S5 | Plumbing Permit | Commercial | New | Completed | Commercial - KIOSKS - STAND ALONE PLUMBING PERMIT - Piping to Future Fixtures ONLY. >BP: Landlord improvement for interior finishes in retail concourse Revision 1: To include installation of kiosks within the retail concourse on Level 2 and to address the addition of a temporary 1 h fire-rated hoarding wall between the retail concourse on Level 2 and the food hall on Level 1. Tenancies within the kiosks will be subject to future permits. | Quantum Mechanical Systems Inc
EP-2024-00636 | 2024-01-30 | 658 HOMER STREET, Vancouver, BC V6B 0S5 | Electrical Permit | Commercial | Tenant Improvement | Issued | Installation / Repair - Commercial - Install heat trace to grease sanitary; electrical connections by others. >BP: Tenant improvement (first TI) for a grocery store with commercial kitchen (Class 1 cooking operation) on the majority of Level 3. Revision 1: to construct Starbucks kiosk on Level 2 | Artech Electric Ltd
EP-2022-05418 | 2022-10-27 | 658 HOMER STREET, Vancouver, BC V6B 0S5 | Electrical Permit | Commercial | NULL | Expired | Annual / Operating - Annual Operating Permit for 658 Homer Street / 349 W Georgia St. | Western Pacific Enterprises Ltd
EP-2022-05417 | NULL | 658 HOMER STREET, Vancouver, BC V6B 0S5 | Electrical Permit | Commercial | NULL | Draft | Annual / Operating - Annual Operating permit for ongoing maintenance. | Western Pacific Enterprises Ltd
EP-2021-08291 | 2022-01-20 | 234 W 3RD AVENUE, Vancouver, BC V5Y 1G1 | Electrical Permit | Commercial | New | Issued | Installation / Repair - Commercial - Construction of new office/light industrial base building - New construction of approximately 50,000 square foot base building. New primary service from BC Hydro, new fire alarm system, new distribution, new lighting, new emergency lighting. New underground Telus/Shaw. >BP: Construction of a 4 storey concrete mixed-use building over 2 levels of underground concrete parkade with access to a common roof deck. Uses to be made up of manufacturing, wholesale and office. The parkade will include bike storage, end-of-trip facilities, garbage, mechanical and electrical rooms. Stage 1: Excavation and Shoring - Issued Sept 21 2021 Reviewed during COVID-19 Pandemic Stage 2: Full construction - In review. VBBL 2019 | Advanco Electric Ltd
EP-2022-00923 | 2022-02-10 | 234 W 3RD AVENUE, Vancouver, BC V5Y 1G1 | Electrical Permit | Commercial | New | Expired | Temporary Power - Commercial - To provide temporary power. | 0777792 BC Ltd
EP-2022-00932 | 2022-02-11 | 234 W 3RD AVENUE, Vancouver, BC V5Y 1G1 | Electrical Permit | Commercial | New | Expired | Temporary Power - Commercial - To provide temporary power. | Advanco Electric Ltd
PP-2022-00325 | 2022-03-02 | 234 W 3RD AVENUE, Vancouver, BC V5Y 1G1 | Plumbing Permit | Commercial | New | Issued | Commercial - Underground Permit Application: Installation of Below grade Storm and Sanitary system. Plumbing & heating scope for 4 storey concrete mixed-use building with 2 levels of underground concrete parkade with access to a common roof deck. Construction of a 4 storey concrete mixed-use building over 2 levels of underground concrete parkade with access to a common roof deck. Uses to be made up of manufacturing, wholesale and office. The parkade will include bike storage, end-of-trip facilities, garbage, mechanical and electrical rooms. | PR Mechanical LTD.
SP-2021-01408 | 2022-10-25 | 234 W 3RD AVENUE, Vancouver, BC V5Y 1G1 | Sprinkler Permit | Commercial | New | Issued | Commercial - To install sprinklers to NFPA 13 2013 and Sandpipes to NFPA 14 2013 in this 4 storey concrete mixed-use building over 2 levels of underground concrete parkade with access to a common roof deck. Uses to be made up of manufacturing, wholesale and office. The parkade will include bike storage, end-of-trip facilities, garbage, mechanical and electrical rooms. | Martex Sprinkler Installations Ltd
EP-2023-10284 | NULL | 234 W 3RD AVENUE, Vancouver, BC V5Y 1G1 | Electrical Permit | Commercial | Tenant Improvement | Submitted | Installation / Repair - Commercial - Install lighting; install emergency lighting; install lighting controls; -fire alarm: Add to existing fire alarm system; add bells and verification. | Action Electric Ltd
EP-2023-09342 | 2023-10-17 | 234 W 3RD AVENUE, Vancouver, BC V5Y 1G1 | Electrical Permit | Commercial | NULL | Issued | Annual / Operating - Maintenance of existing operating electrical equipment in compliance with the Electrical By-law No. 5563. Annual Operating Permit for light industrial/office building with 1250 kVA unit sub. | Advanco Electric Ltd
EP-2023-01184 | 2023-02-14 | 234 W 3RD AVENUE, Vancouver, BC V5Y 1G1 | Electrical Permit | Residential | New | Completed | Installation / Repair - Residential - DDC Controls with Web Interface for the following: Sump Monitoring Parking CO/NO2 Stations (8 Fans) Misc. Fans Electric Heating Zones Main Electrical Room HP-P1-1 (Water Source HP) and AC-1 / CU-1 HRV-1 (offices) and HRV-2 (smaller unit for parking L1 washrooms) Heat Pumps (Water Source) Heat Pump Loop – Fluid Coolers, Boilers, Pumps etc. (supply meters indicated in mech room / per spec) Domestic Hot Water Supply Weather Station -We do the Low Voltage HVAC Controls for Mechanical >BP: Construction of a 4 storey concrete mixed-use building over 2 levels of underground concrete parkade with access to a common roof deck. Uses to be made up of manufacturing, wholesale and office. The parkade will include bike storage, end-of-trip facilities, garbage, mechanical and electrical rooms. Building to be sprinklered to NFPA 13. Stage 1: Excavation and Shoring - Issued Sept 21 2021 Stage 2: Foundation to grade - issued Jan.17/22 Stage 3 - Full Construction - issued June 20/22 - Erv Revision #1 - To reduce L1 ceiling height by 1'2", to increase L4 ceiling height by 1'4" and to remove demising walls from L4. - Accepted Jan.19/23 VBBL 2019 | Modern Systems Management Ltd
EP-2023-04719 | 2023-05-30 | 234 W 3RD AVENUE, Vancouver, BC V5Y 1G1 | Electrical Permit | Commercial | New | Issued | Installation / Repair - Commercial - Low Voltage Security - Base Building. >BP: Construction of a 4 storey concrete mixed-use building over 2 levels of underground concrete parkade with access to a common roof deck. Uses to be made up of manufacturing, wholesale and office. The parkade will include bike storage, end-of-trip facilities, garbage, mechanical and electrical rooms. Building to be sprinklered to NFPA 13. Stage 1: Excavation and Shoring - Issued Sept 21 2021 Stage 2: Foundation to grade - issued Jan.17/22 Stage 3 - Full Construction - issued June 20/22 - Erv Revision #1 - To reduce L1 ceiling height by 1'2", to increase L4 ceiling height by 1'4" and to remove demising walls from L4. - Accepted Jan.19/23 Revision #3 - Layout changes to levels 1 to 3 including increasing the number of units to level 2. Minor changes to exterior façade colours. - in progress VBBL 2019 | Citiloc Systems Ltd
PP-2022-02366 | 2022-10-03 | 234 W 3RD AVENUE, Vancouver, BC V5Y 1G1 | Plumbing Permit | Commercial | New | Issued | Commercial - Plumbing scope for commercial retail / office building 4 storeys. Construction of a 4 storey concrete mixed-use building over 2 levels of underground concrete parkade with access to a common roof deck. Uses to be made up of manufacturing, wholesale and office. The parkade will include bike storage, end-of-trip facilities, garbage, mechanical and electrical rooms. Building to be sprinklered to NFPA 13. | PR Mechanical LTD.
EP-2022-07865 | 2022-09-16 | 234 W 3RD AVENUE, Vancouver, BC V5Y 1G1 | Electrical Permit | Commercial | New | Expired | Temporary Power - Commercial - To provide temporary power. | K S Maude Electric Ltd
PP-2022-00168 | 2022-01-20 | 5693 ELIZABETH STREET, Vancouver, BC V5Y 3K1 | Plumbing Permit | Commercial | Renovation | Completed | Commercial - We are removing a water feature located within the building. We have disconnected the make up water and removed the backflow preventer and capped all associated lines. We want to cancel the operating permit for this feature Interior alterations to the existing Church (Oakridge United Church) to install a service counter for the proposed ancillary retail use ("Pour and Kneady" Cafe) on the ground floor of this existing Church/Multiple Dwelling building. | Pacific West Mechanical Ltd
EP-2023-03300 | 2023-04-18 | 5693 ELIZABETH STREET, Vancouver, BC V5Y 3K1 | Electrical Permit | Commercial | NULL | Expired | Annual / Operating - Annual permit for Minor electrical installation, repair, and maintenance. -renewal of EP-2021-07251-expired: Oct. 13, 2022 -valid: Oct. 14, 2022** - Oct, 13, 2023** | Berts Electric (2001) Ltd
EP-2023-08895 | 2023-10-03 | 5693 ELIZABETH STREET, Vancouver, BC V5Y 3K1 | Electrical Permit | Commercial | NULL | Issued | Annual / Operating - Annual permit for Minor electrical installation, repair, and maintenance. Renewal of EP-2023-03300 Valid: Oct. 14, 2023 - Oct, 13, 2024 | Berts Electric (2001) Ltd
EP-2023-02075 | 2023-03-16 | 305 W 41ST AVENUE, Vancouver, BC V5Y 2S5 | Electrical Permit | Commercial | Addition | Completed | Installation / Repair - Commercial - Installation of a new power connection for a commercial oven *CF-2023-001613 | Vancity Electric Inc
PP-2022-00821 | 2022-03-21 | 305 W 41ST AVENUE, Vancouver, BC V5Y 2S5 | Plumbing Permit | Commercial | Renovation | Completed | Commercial - installation of water connections for coffee brewing equipment, install hub drain line to accommodate the drip trays. Grease trap installed for cappucino drain line. Interior alterations to the existing Church (Oakridge United Church) to install a service counter for the proposed ancillary retail use ("Pour and Kneady" Cafe) on the ground floor of this existing Church/Multiple Dwelling building. AMEND: JUN 20/2022 please add two backflow preventors to our application. 1- 1/2in DCVA for cappuccino machine 1- 1/2inch RPBA for ice maker | Mainland Plumbing & Heating
EP-2022-03311 | 2022-04-27 | 305 W 41ST AVENUE, Vancouver, BC V5Y 2S5 | Electrical Permit | Commercial | Renovation | Completed | Installation / Repair - Commercial - Bring over some new circuits for a little cafe >BP: Interior alterations to the existing Church (Oakridge United Church) to install a service counter for the proposed ancillary retail use ("Pour and Kneady" Cafe) on the ground floor of this existing Church/Multiple Dwelling building. ******THIS PERMIT HAS BEEN ISSUED UNDER THE REQUIREMENTS OF VBBL 2019 AND REVIEWED DURING THE 2020 COVID-19 PANDEMIC CRISIS. ******** Building Review Branch Notes: 1. OK for BP only as per John Greer and Aemelia Patterson. 2. Sch-A, Arch. B, Elec. B & Plmb. B are submitted. 3. Cooking causing grease-laden vapours is not allowed in the Church's kitchen facility or in the ancillary cafe. 4. New cafe is ancillary to the existing Church only and operates during Monday - Saturday between 7am-4pm as per Letter of Operation. | Vancity Electric Inc
PP-2022-01237 | 2022-04-11 | 1538 W 26TH AVENUE, Vancouver, BC V6J 2W9 | Plumbing Permit | Residential | New | Completed | Residential - New Back Flow and tie-in for irrigation To retain and stratify an existing character one-family dwelling with secondary suite, (and to construct a new two-storey plus cellar, one-family infill dwelling with 3 adjacent surface parking spaces, with access from the rear of the site - separate permit) Scope of work includes interior alteration and legalize WWOP on basement level to secondary suite. Proper fire separation and sound separation would be installed between main house and secondary suite. | Kore Irrigation Ltd
GP-2022-00409 | 2022-03-09 | 1538 W 26TH AVENUE, Vancouver, BC V6J 2W9 | Gas Permit | Residential | New | Completed | Residential - Install one natural gas fireplace Install 2 natural gas fireplace inserts Total 3 units Building #2, To construct a new two-storey plus basement, infill one-family dwelling with 3 adjacent parking spaces, with access from the rear of the site. >>>AMEND: July 21st -corrected address should be: 1538 W 26th Ave MAIN HOUSE -corrected BP-2019-04376 -see Specific location for complete BP work description | Vancouver Gas Fireplaces Ltd
NULL | NULL | 1538 W 26TH AVENUE, Vancouver, BC V6J 2W9 | Gas Permit | Residential | Renovation | Draft | Residential - hook up gas cooktop and install on demand hot water heater | NULL
GP-2022-02599 | 2022-09-13 | 1538 W 26TH AVENUE, Vancouver, BC V6J 2W9 | Gas Permit | Residential | Renovation | Completed | Residential - Install a cooktop in the kitchen and a boiler in the boiler room. >BP: Building #1, To retain and stratify an existing character one-family dwelling with secondary suite, (and to construct a new two-storey plus cellar, one-family infill dwelling with 3 adjacent surface parking spaces, with access from the rear of the site - separate permit) Scope of work includes interior alteration and legalize WWOP on basement level to secondary suite. Proper fire separation and sound separation would be installed between main house and secondary suite. | Jeffrey Lavigne
PP-2022-02565 | NULL | 1538 W 26TH AVENUE, Vancouver, BC V6J 2W9 | Plumbing Permit | Residential | Renovation | Withdrawn | Residential - Have permit for 12 fixtures, need 20. More(showers, sinks, washing machine, dishwasher, floor drain, hw tank, etc) | NULL
GP-2022-01737 | 2022-06-08 | 2112 PRINCE EDWARD STREET, Vancouver, BC V5T 3M3 | Gas Permit | Residential | New | Completed | Residential - Installation of gas system including appliances in new residential development | PR Mechanical LTD.
EP-2022-05536 | 2022-06-29 | 2112 PRINCE EDWARD STREET, Vancouver, BC V5T 3M3 | Electrical Permit | Residential | New | Completed | Installation / Repair - Residential - telephone/data/CATV, prewire/finish Alarm/doorbell/speaker prewire >BP: Building Permit for DP-2017-00118 to construct a 2 storey + basement one-family iINFILL dwelling with an attached one car garage, having vehicular access from Prince Edward Street, on this site. DP approval includes the following documents and information: - Arborist report dated March 1, 2018 by Mountain Maple Garden & Tree Service Ltd. - Letter of Assurance dated March 1, 2018 by Mountain Maple Garden & Tree Service Ltd. Revision #1: Delete BC Hydro transformer (Sheet A1.2), revise roof height of infill building to 35.00’ (Sheets A1.1, A6, A12, A13, A14), relocate window to first storey on B1 south elevation (Sheets A4, A11), change windows at second storey on B1 south elevation (Sheets A5, A11), revise parapet walls at roof deck to B2 (Sheets A6, A14), change roof assembly insulation/venting B2 (Sheets A12, A13), and increase building height of character building (B1) increase by 3”. P Volpi, Oct. 1, 2021. | NexGen Technologies Inc
EP-2022-05522 | 2022-06-29 | 2112 PRINCE EDWARD STREET, Vancouver, BC V5T 3M3 | Electrical Permit | Commercial | NULL | Expired | Annual / Operating - Annual Operating Permit (first) | Adept Electrical Services Ltd
SP-2022-00199 | 2022-08-18 | 399 W GEORGIA STREET, Vancouver, BC V6B 0N2 | Sprinkler Permit | Commercial | Tenant Improvement | Completed | Commercial - Levels 2 and 5 through 9. Sprinkler alterations to provide entry lobby improvements on Level 2 and office floor tenant improvement on Levels 5 through 9. Scope of work includes installation of stairs connecting Level 7 and 8. REVISION #1 (JULY 5 2023): - Adjusted location of temporary demising wall on Level 7, 8, and 9 to match the wall location with office TI permit on the other side of the floor under BP-2022-04553. | Viking Fire Protection Inc
EP-2022-04851 | 2022-06-09 | 399 W GEORGIA STREET, Vancouver, BC V6B 0N2 | Electrical Permit | Commercial | Tenant Improvement | Completed | Installation / Repair - Commercial - Tenant Fit-out for floors 10-13 BP: Levels 10 through 13. Interior alterations to provide office floor tenant improvement on Levels 10 through 13. No DP required as per John Greer Nov25,2021. Refer to BP-2021-05793 for documents, time entries, and fees. This is a CP Process Permit and the applicant is Robert Heikkila, P. Eng., CP. Tenant: Amazon Canada Fulfillment Services Inc. | Mott Electric General Partnership
EP-2022-03886 | 2022-06-09 | 399 W GEORGIA STREET, Vancouver, BC V6B 0N2 | Electrical Permit | Commercial | Tenant Improvement | Completed | Installation / Repair - Commercial - Tenant improvement. New lighting, lighting control, distribution, additional fire alarm, and pathways for telecommunication and security systems. -Grounding/bonding was selected only because there Are transformers being added which will require grounding >BP: Levels 2 and 5 through 9. Interior alterations to provide entry lobby improvements on Level 2 and office floor tenant improvement on Levels 5 through 9. Scope of work includes installation of stairs connecting Level 7 and 8. No DP required as per John Greer Nov 25,2021 Refer to BP-2022-00265 for office TI on levels 10 to 13. This is a CP Process Permit and the applicant is Robert Heikkila, P. Eng., CP. Tenant: Amazon Canada Fulfillment Services Inc. ******REVIEWED UNDER THE PROVISIONS OF VBBL 2019******** STAGED CONSTRUCTION Stage 1: Full Construction (Jun 06/22, A. Min) | Western Pacific Enterprises Ltd
SP-2022-00743 | 2022-08-18 | 399 W GEORGIA STREET, Vancouver, BC V6B 0N2 | Sprinkler Permit | Commercial | Tenant Improvement | Completed | Commercial - Levels 10 through 13. Sprinkler alterations to provide office floor tenant improvement on Levels 10 through 13. | Viking Fire Protection Inc
PP-2022-01333 | 2022-07-22 | 399 W GEORGIA STREET, Vancouver, BC V6B 0N2 | Plumbing Permit | Commercial | New | Completed | Commercial - Installation of Plumbing Fixtures on new building Levels 2 and 5 through 9. Interior alterations to provide entry lobby improvements on Level 2 and office floor tenant improvement on Levels 5 through 9. Scope of work includes installation of stairs connecting Level 7 and 8. Tenant: Amazon Canada Fulfillment Services Inc. Amend: July 6, 2023 remove the Qty. 2 Grease Interceptors that listed in our Fixture count on Level 6. AMEND: JULY 24/2023 REMOVE THE FOLLOWING FIXTURES: Number of Fixtures: 4 Sinks, 4 Dish Washers, 4 Ice Makers, 4 Inside Backflow Preventers Levels: 10 to 13 Total number of fixtures: 16 | Canadian Turner Construction Company Ltd
SP-2022-01035 | 2022-12-20 | 399 W GEORGIA STREET, Vancouver, BC V6B 0N2 | Sprinkler Permit | Commercial | New | Completed | Commercial - For sprinkler system alterations to the 2019 VBBL and NFPA 13, 2013 for the tenant improvements to provide interior alterations to provide office floor tenant improvement on Levels 14 through 21 in the south tower. 1. This application does not include any of the following: • Warehouse storage arrangements, or mobile compact storage arrangements. • New alternative solutions and/or modifications to existing alternative solutions. • Change in occupancy and/or hazard classification. Engineer of Record: Ron Brewer 604-295-2405 rbrewer@jensenhughes.com Certified Professional: Robert Heikkila 604-684-2384 heikkila@cftengineering.com | PML Professional Mechanical Ltd
EP-2022-05862 | 2022-07-13 | 399 W GEORGIA STREET, Vancouver, BC V6B 0N2 | Electrical Permit | Commercial | Tenant Improvement | Completed | Installation / Repair - Commercial - Modifications to the existing fire alarm system on levels 10 - 13 of the south tower. Additional devices will be installed and existing ones will be relocated. | Western Pacific Enterprises Ltd
PP-2022-03928 | 2023-01-12 | 399 W GEORGIA STREET, Vancouver, BC V6B 0N2 | Plumbing Permit | Commercial | Tenant Improvement | Completed | Commercial - Tenant improvement project involving installation of Fan Coil Units and associated duct and plumbing. Additional plumbing fixtures. This permit only applies to Level 18-21 >Interior alterations to provide office floor tenant improvement on Levels 14 through 21. This is a CP Process Permit and the applicant is Robert Heikkila, P. Eng., CP. Tenant: Amazon Canada Fulfillment Services Inc. ******REVIEWED UNDER THE PROVISIONS OF VBBL 2019******** STAGED CONSTRUCTION Stage 1: Full Construction (Oct 17/22, A. Min) | Trotter and Morton Building Technologies Inc
EP-2022-08571 | 2022-10-11 | 399 W GEORGIA STREET, Vancouver, BC V6B 0N2 | Electrical Permit | Commercial | Tenant Improvement | Completed | Installation / Repair - Commercial - HVAC Controls Levels 2 and 5 through 9. Interior alterations to provide entry lobby improvements on Level 2 and office floor tenant improvement on Levels 5 through 9. Scope of work includes installation of stairs connecting Level 7 and 8. No DP required as per John Greer Nov 25,2021 Refer to BP-2022-00265 for office TI on levels 10 to 13. This is a CP Process Permit and the applicant is Robert Heikkila, P. Eng., CP. | Olympic Controls Inc
EP-2022-09326 | 2022-12-20 | 399 W GEORGIA STREET, Vancouver, BC V6B 0N2 | Electrical Permit | Commercial | Tenant Improvement | Completed | Installation / Repair - Commercial - Tenant Improvements for Floors 18-21 -Supply and installation of Branch Field wiring Supply and installation of 4 new panel boards Installation of Security, AV and Communications pathways – Wiring and devices by others Installation of owner Supplied lighting and lighting controls -We are doing lighting installation only – supply of fixtures and lighting control system is by others. Fire alarm installation is by others Connection of finishing devices and furniture >BP: Levels 14 through 21. Interior alterations to provide office floor tenant improvement on Levels 14 through 21. This is a CP Process Permit and the applicant is Robert Heikkila, P. Eng., CP. Tenant: Amazon Canada Fulfillment Services Inc. ******REVIEWED UNDER THE PROVISIONS OF VBBL 2019******** STAGED CONSTRUCTION Stage 1: Full Construction (Oct 17/22, A. Min) | Canem Systems Ltd
EP-2023-02568 | 2023-03-27 | 399 W GEORGIA STREET, Vancouver, BC V6B 0N2 | Electrical Permit | Commercial | New | Completed | Installation / Repair - Commercial - Floors Supply and installation of the following systems on floors 2-10 . Horizontal data and amazon owned CCTV cabling. J-hook support system for CCTV, DAS and Horizontal Data cabling. Network backbone copper and fiber All passive DAS equipment and data cabling. Data racks and cable tray in lan rooms. Grounding of all telecommunications equipment. >BP: Levels 2 and 5 through 9. Interior alterations to provide entry lobby improvements on Level 2 and office floor tenant improvement on Levels 5 through 9. Scope of work includes installation of stairs connecting Level 7 and 8. No DP required as per John Greer Nov 25,2021 Refer to BP-2022-00265 for office TI on levels 10 to 13. This is a CP Process Permit and the applicant is Robert Heikkila, P. Eng., CP. Tenant: Amazon Canada Fulfillment Services Inc. ******REVIEWED UNDER THE PROVISIONS OF VBBL 2019******** STAGED CONSTRUCTION Stage 1: Full Construction (Jun 06/22, A. Min) REVISION #1 (Mar 24/23, A.Min): - Adjusted location of temporary demising wall on Level 7, 8, and 9 to match the wall location with office TI permit on the other side of the floor under BP-2022-04553. | CaTech Systems Ltd
SP-2022-01971 | 2023-05-19 | 399 W GEORGIA STREET, Vancouver, BC V6B 0N2 | Sprinkler Permit | Commercial | Tenant Improvement | Issued | Commercial - For sprinkler system alterations to the 2019 VBBL and NFPA 13, 2013 for the tenant improvements to provide office floor tenant improvement on portion of Levels 7 and 8. Engineer of Record: Ron Brewer 604-295-2405 rbrewer@jensenhughes.com | Community Fire Prevention Ltd
PP-2022-04178 | 2023-01-16 | 399 W GEORGIA STREET, Vancouver, BC V6B 0N2 | Plumbing Permit | Commercial | New | Completed | Commercial - Premise B1A Levels 14 to 17 South Tower Interior alterations to provide office floor tenant improvement on Levels 14 through 17. Tenant: Amazon Canada Fulfillment Services Inc. >Levels 14 through 21. Interior alterations to provide office floor tenant improvement on Levels 14 through 21. This is a CP Process Permit and the applicant is Robert Heikkila, P. Eng., CP. Tenant: Amazon Canada Fulfillment Services Inc. ******REVIEWED UNDER THE PROVISIONS OF VBBL 2019******** STAGED CONSTRUCTION Stage 1: Full Construction (Oct 17/22, A. Min) Amend: Mar 29th, 2023 amend the permit to reflect PML as the contractor. | PML Professional Mechanical Ltd
EP-2023-02390 | 2023-03-24 | 399 W GEORGIA STREET, Vancouver, BC V6B 0N2 | Electrical Permit | Commercial | Tenant Improvement | Completed | Installation / Repair - Commercial - Low voltage HVAC controls >BP: Levels 14 through 21. Interior alterations to provide office floor tenant improvement on Levels 14 through 21. This is a CP Process Permit and the applicant is Robert Heikkila, P. Eng., CP. Tenant: Amazon Canada Fulfillment Services Inc. | Olympic Controls Inc
EP-2023-01109 | 2023-02-09 | 399 W GEORGIA STREET, Vancouver, BC V6B 0N2 | Electrical Permit | Commercial | Tenant Improvement | Completed | Installation / Repair - Commercial - Low voltage security access control system >BP: Levels 2 and 5 through 9. Interior alterations to provide entry lobby improvements on Level 2 and office floor tenant improvement on Levels 5 through 9. Scope of work includes installation of stairs connecting Level 7 and 8. No DP required as per John Greer Nov 25,2021 Refer to BP-2022-00265 for office TI on levels 10 to 13. This is a CP Process Permit and the applicant is Robert Heikkila, P. Eng., CP. Tenant: Amazon Canada Fulfillment Services Inc. ******REVIEWED UNDER THE PROVISIONS OF VBBL 2019******** STAGED CONSTRUCTION Stage 1: Full Construction (Jun 06/22, A. Min) REVISION #1 (IN PROCESS): - Adjusted location of temporary demising wall on Level 7, 8, and 9 to match the wall location with office TI permit on the other side of the floor under BP-2022-04553. | Western Pacific Enterprises Ltd
EP-2023-01110 | 2023-02-09 | 399 W GEORGIA STREET, Vancouver, BC V6B 0N2 | Electrical Permit | Commercial | Tenant Improvement | Completed | Installation / Repair - Commercial - Low voltage security access control system >BP: Levels 10 through 13. Interior alterations to provide office floor tenant improvement on Levels 10 through 13. No DP required as per John Greer Nov25,2021. Refer to BP-2021-05793 for documents, time entries, and fees. This is a CP Process Permit and the applicant is Robert Heikkila, P. Eng., CP. Tenant: Amazon Canada Fulfillment Services Inc. ******REVIEWED UNDER THE PROVISIONS OF VBBL 2019******** STAGED CONSTRUCTION Stage 1: Full Construction (Jun 06/22, A. Min) | Western Pacific Enterprises Ltd
EP-2023-00640 | 2023-02-13 | 399 W GEORGIA STREET, Vancouver, BC V6B 0N2 | Electrical Permit | Commercial | Tenant Improvement | Completed | Installation / Repair - Commercial - Installation of sound masking devices and cables >Amend: March 30th -This permit is for A2 BP-2022-00265 at a cost value of $189,176.00 for Floors (10-13) >BP: Levels 10 through 13. Interior alterations to provide office floor tenant improvement on Levels 10 through 13. No DP required as per John Greer Nov25,2021. Refer to BP-2021-05793 for documents, time entries, and fees. This is a CP Process Permit and the applicant is Robert Heikkila, P. Eng., CP. Tenant: Amazon Canada Fulfillment Services Inc. ******REVIEWED UNDER THE PROVISIONS OF VBBL 2019******** STAGED CONSTRUCTION Stage 1: Full Construction (Jun 06/22, A. Min) | BTM Marketing Group Ltd
EP-2023-02754 | 2023-03-30 | 399 W GEORGIA STREET, Vancouver, BC V6B 0N2 | Electrical Permit | Commercial | New | Completed | Installation / Repair - Commercial - Installing AV equipment. No cable pull or terminations. Finishing work only | AVI-SPL Canada Ltd
EP-2023-02564 | 2023-03-29 | 399 W GEORGIA STREET, Vancouver, BC V6B 0N2 | Electrical Permit | Commercial | New | Completed | Installation / Repair - Commercial - Installation of low voltage sound masking devices and cables. >>>> Amend: March 30th -this permit for A1 (BP-2021-05793) for Level 2,5-9 and the cost of $216,915.00 >BP: Levels 2 and 5 through 9. Interior alterations to provide entry lobby improvements on Level 2 and office floor tenant improvement on Levels 5 through 9. Scope of work includes installation of stairs connecting Level 7 and 8. No DP required as per John Greer Nov 25,2021 Refer to BP-2022-00265 for office TI on levels 10 to 13. This is a CP Process Permit and the applicant is Robert Heikkila, P. Eng., CP. Tenant: Amazon Canada Fulfillment Services Inc. ******REVIEWED UNDER THE PROVISIONS OF VBBL 2019******** STAGED CONSTRUCTION Stage 1: Full Construction (Jun 06/22, A. Min) REVISION #1 (Mar 24/23, A.Min): - Adjusted location of temporary demising wall on Level 7, 8, and 9 to match the wall location with office TI permit on the other side of the floor under BP-2022-04553. | BTM Marketing Group Ltd
EP-2023-10323 | 2023-11-16 | 399 W GEORGIA STREET, Vancouver, BC V6B 0N2 | Electrical Permit | Commercial | New | Issued | Installation / Repair - Commercial - Supply and installation of the following systems on floors 7-8. Provide labour to install Customer Supplied Wireless Access Points. J-hook support system for horizontal data cabling, DAS and AP's. IDF buildout. All passive DAS equipment and data cabling. Grounding of all telecommunications equipment. >BP: Office floor tenant improvement on portion of Levels 7 and 8. Rev #1: to update locations of the existing 1 hr rated fire separations on Level 7 and 8. | CaTech Systems Ltd
PP-2023-04097 | 2023-11-29 | 399 W GEORGIA STREET, Vancouver, BC V6B 0N2 | Plumbing Permit | Commercial | Tenant Improvement | Completed | Commercial - Installation of two Grease Interceptors on Level 6 Parkade >BP: Levels 2 and 5 through 9. Interior alterations to provide entry lobby improvements on Level 2 and office floor tenant improvement on Levels 5 through 9. Scope of work includes installation of stairs connecting Level 7 and 8. No DP required as per John Greer, Nov 25,2021 Refer to BP-2022-00265 for Office TI on Levels 10 to 13. ******REVIEWED UNDER THE PROVISIONS OF VBBL 2019******** STAGED CONSTRUCTION Stage I - Full Construction (Jun 06/22, A. Min) | PML Professional Mechanical Ltd
PP-2023-03268 | 2023-09-15 | 399 W GEORGIA STREET, Vancouver, BC V6B 0N2 | Plumbing Permit | Commercial | Tenant Improvement | Issued | Commercial - Interior alterations to provide office floor tenant improvement on Levels 7 & 8. >BP: Office floor tenant improvement on portion of Levels 7 and 8. Rev #1: to update locations of the existing 1 hr rated fire separations on Level 7 and 8. | Trotter and Morton Building Technologies Inc
EP-2023-08220 | 2023-09-12 | 399 W GEORGIA STREET, Vancouver, BC V6B 0N2 | Electrical Permit | Commercial | Tenant Improvement | Issued | Installation / Repair - Commercial - Installation of new lights, lighting control, distribution, fire alarm and telecommunication pathways. >BP: Office floor tenant improvement on portion of Levels 7 and 8. Rev #1: to update locations of the existing 1 hr rated fire separations on Level 7 and 8. | Western Pacific Enterprises Ltd
EP-2023-07539 | 2023-08-17 | 399 W GEORGIA STREET, Vancouver, BC V6B 0N2 | Electrical Permit | Commercial | Tenant Improvement | Completed | Installation / Repair - Commercial - Sound Masking low Voltage installation. >BP: >BP: Levels 14 through 21. Interior alterations to provide office floor tenant improvement on Levels 14 through 21. This is a CP Process Permit and the applicant is Robert Heikkila, P. Eng., CP. Tenant: Amazon Canada Fulfillment Services Inc. ******REVIEWED UNDER THE PROVISIONS OF VBBL 2019******** STAGED CONSTRUCTION Stage 1: Full Construction (Oct 17/22, A. Min) | BTM Marketing Group Ltd
EP-2023-07428 | 2023-08-15 | 399 W GEORGIA STREET, Vancouver, BC V6B 0N2 | Electrical Permit | Commercial | Tenant Improvement | Completed | Installation / Repair - Commercial - Installation of displays and video conferencing equipment. >BP: Levels 14 through 21. Interior alterations to provide office floor tenant improvement on Levels 14 through 21. This is a CP Process Permit and the applicant is Robert Heikkila, P. Eng., CP. Tenant: Amazon Canada Fulfillment Services Inc. ******REVIEWED UNDER THE PROVISIONS OF VBBL 2019******** STAGED CONSTRUCTION Stage 1: Full Construction (Oct 17/22, A. Min) | AVI-SPL Canada Ltd
EP-2023-09564 | 2023-11-02 | 399 W GEORGIA STREET, Vancouver, BC V6B 0N2 | Electrical Permit | Commercial | Tenant Improvement | Completed | Installation / Repair - Commercial - Installation of Class 2 Circuits (extra-low voltage for displays and video conferencing equipment) >BP: Levels 10 through 13. Interior alterations to provide office floor tenant improvement on Levels 10 through 13. No DP required as per John Greer Nov25,2021. Refer to BP-2021-05793 for documents, time entries, and fees. This is a CP Process Permit and the applicant is Robert Heikkila, P. Eng., CP. Tenant: Amazon Canada Fulfillment Services Inc. ******REVIEWED UNDER THE PROVISIONS OF VBBL 2019******** STAGED CONSTRUCTION Stage 1: Full Construction (Jun 06/22, A. Min) | AVI-SPL Canada Ltd
EP-2023-10615 | 2023-11-24 | 399 W GEORGIA STREET, Vancouver, BC V6B 0N2 | Electrical Permit | Commercial | Tenant Improvement | Issued | Installation / Repair - Commercial - Low voltage access control system >BP: Office floor tenant improvement on portion of Levels 7 and 8. Rev #1: to update locations of the existing 1 hr rated fire separations on Level 7 and 8. | Western Pacific Enterprises Ltd
SP-2022-00747 | 2022-05-13 | 2358 WAVERLEY AVENUE, Vancouver, BC V1V 1V1 | Sprinkler Permit | Commercial | Tenant Improvement | Completed | Commercial - relocating sprinkler heads Interior alterations to install an ancillary commercial kitchen at 2358 Waverley Avenue in this existing Elementary School: Corpus Christi Elementary (Group A2) including a Child Daycare Facility building on this site. Proposed Class 1 Cooking Operation *****This application does not include any of the following: 1. Not more than 20 sprinklers (add, relocate, or remove), 2. hydraulic calculations, 3. change in occupancy and /or hazard classification, 4. warehouse storage arrangements, 5. mobile compact storage arrangements, 6. alternative solutions, 7. changes to the sprinkler system supply piping (e.g. valves, mains, cross-mains, branch-lines, etc.), or 8. flexible sprinkler pipe. | Pacific Rim Fire Protection (2008) Ltd
EP-2022-09178 | 2022-10-28 | 3408 SAWMILL CRESCENT, Vancouver, BC | Electrical Permit | Residential | New | Completed | Installation / Repair - Residential - Fibre optic cable for Telus. | Definitive Electric Inc
EP-2022-04761 | 2022-10-17 | 8311 FRENCH STREET, Vancouver, BC V6P 4W3 | Electrical Permit | Commercial | New | Issued | Installation / Repair - Commercial - Electrical wiring for UNDERGROUND PARKING - all site work and below grade facilities. >BP: This permit has been issued for all site work and below grade facilities including one level of common underground parking for the proposed development: To construct 3-storey multiple dwelling buildings consisting of four buildings with total 24 dwelling units (5 dwelling units in each of Building 1 and Building 2 and 7 dwelling units in each of Building 3 and Building 4), all over one level of underground parking, having vehicular access from the rear lane. This is a CP Process Permit and the applicant is Michael Meszaros, P. Eng., CP. ******THIS PERMIT HAS BEEN REVIEWED UNDER THE REQUIREMENTS OF VBBL 2019******** Building to be sprinklered NFPA 13R. (Note: Parkade is to be sprinklered NFPA 13.) Refer to BP-2022-01441 for Building 1 Refer to BP-2022-01445 for Building 2 Refer to BP-2022-01451 for Building 3 Refer to BP-2022-01453 for Building 4 Stage 1: Excavation & Shoring. (May 19/21, B. Smith) Stage 2: Foundation to Grade in Process. | SAAB ELECTRIC LTD
PP-2022-02793 | 2022-09-02 | 8311 FRENCH STREET, Vancouver, BC V6P 4W3 | Plumbing Permit | Commercial | New | Issued | Commercial - ****UNDERGROUND PERMIT**** To construct 3-storey multiple dwelling buildings consisting of four buildings with total 24 dwelling units (5 dwelling units in each of Building 1 and Building 2 and 7 dwelling units in each of Building 3 and Building 4), all over one level of underground parking, having vehicular access from the rear lane. >This permit has been issued for all site work and below grade facilities including one level of common underground parking for the proposed development: To construct a 3-storey multiple dwelling building consisting of four townhouses with total 24 dwelling units (5 dwelling units in each of Building 1 and Building 2 and 7 dwelling units in each of Building 3 and Building 4), all over one level of underground parking, having vehicular access from the rear lane. This is a CP Process Permit and the applicant is Michael Meszaros, P. Eng., CP. ******THIS PERMIT HAS BEEN REVIEWED UNDER THE REQUIREMENTS OF VBBL 2019******** Building to be sprinklered NFPA 13R. (Note: Parkade is to be sprinklered NFPA 13.) Refer to BP-2022-01441 for Building 1 Refer to BP-2022-01445 for Building 2 Refer to BP-2022-01451 for Building 3 Refer to BP-2022-01453 for Building 4 STAGED CONSTRUCTION Stage 1: Excavation & Shoring. (May 19/21, B. Smith) Stage 2: Foundation to Grade. (Jul 20/22, A. Min) | Lucky Five Eight Plumbing & Heating Ltd
EP-2022-09513 | 2022-11-08 | 8311 FRENCH STREET, Vancouver, BC V6P 4W3 | Electrical Permit | Commercial | New | Expired | Temporary Power - Commercial - To provide temporary power. | SAAB ELECTRIC LTD
SP-2022-01102 | 2023-09-08 | 8311 FRENCH STREET, Vancouver, BC V6P 4W3 | Sprinkler Permit | Commercial | New | Issued | Commercial - >>>UNDERGROUND PARKADE<<<<< To install sprinklers to NFPA 13R throughout this 3-storey multiple dwelling building consisting of four townhouses with total 24 dwelling units (5 dwelling units in each of Building 1 and Building 2 and 7 dwelling units in each of Building 3 and Building 4), all over one level of underground parking, having vehicular access from the rear lane. CP Michael Meszaros, Sprinkler Engineer is Farzad Hemmati Refer to SP-2022-01868 for Building 1 Refer to SP-2022-01869 for Building 2 Refer to SP-2022-01870 for Building 3 Refer to SP-2022-01871 for Building 4 | Haven Fire Protection Ltd
EP-2022-07290 | 2022-09-12 | 8311 FRENCH STREET, Vancouver, BC V6P 4W3 | Electrical Permit | Commercial | New | Completed | Interim - Commercial - Scope of work: slab, underground, raceways, grounding, branch circuits. Service connection to BC Hydro is not permitted under this permit. >BP: This permit has been issued for all site work and below grade facilities including one level of common underground parking for the proposed development: To construct a 3-storey multiple dwelling building consisting of four townhouses with total 24 dwelling units (5 dwelling units in each of Building 1 and Building 2 and 7 dwelling units in each of Building 3 and Building 4), all over one level of underground parking, having vehicular access from the rear lane. This is a CP Process Permit and the applicant is Michael Meszaros, P. Eng., CP. ******THIS PERMIT HAS BEEN REVIEWED UNDER THE REQUIREMENTS OF VBBL 2019******** Building to be sprinklered NFPA 13R. (Note: Parkade is to be sprinklered NFPA 13.) Refer to BP-2022-01441 for Building 1 Refer to BP-2022-01445 for Building 2 Refer to BP-2022-01451 for Building 3 Refer to BP-2022-01453 for Building 4 STAGED CONSTRUCTION Stage 1: Excavation & Shoring. (May 19/21, B. Smith) Stage 2: Foundation to Grade. (Jul 20/22, A. Min) | SAAB ELECTRIC LTD
EP-2023-10502 | 2023-11-21 | 8311 FRENCH STREET, Vancouver, BC V6P 4W3 | Electrical Permit | Commercial | New | Issued | Temporary Power - Commercial - To provide temporary power. | SAAB ELECTRIC LTD
NULL | NULL | 2101 E HASTINGS STREET, Vancouver, BC | Electrical Permit | Commercial | New | Draft | Installation / Repair - Commercial - Rough/ finish wiring of restaurant | Cameron Thomas Burr
EP-2023-10886 | 2023-12-11 | 2101 E HASTINGS STREET, Vancouver, BC | Electrical Permit | Commercial | Tenant Improvement | Issued | Installation / Repair - Commercial - Installation of rough/finish wiring of restaurant, full rough in of new lighting, branch circuits, appliance circuits for bar area/ kitchen, emergency lighting rough and finish and (3) new fire alarm devices, as for the sign we are not supplying or installing. Only providing switch power circuit to wiring that was already completed during base build. Signage permit will be done by others. Not in our scope . >BP: Interior and exterior alternations to provide first tenant improvement of a new Restaurant – Class 1 (Group A2) with class 1 cooking operations on the ground floor shell space of this existing mixed-use 6-storeys building over 2-storeys of underground parking having access from the lane. Scope of work includes installation of their new kitchen cooking equipment and exterior alternations for the new roof-top units. OK for DB – Aemelia Patterson Schedule A, Schedule B (Architectural) Vipul Chauhan, AIBC Schedule B (Mechanical, Plumbing & Fire Suppression Systems for class 1 cooking) Xiangyang Tan, P.Eng. Schedule B (Electrical), Ziyu Fan, P.Eng. provided for this project. Building Review Branch Notes: 1. This permit has been reviewed under the requirements of the VBBL #12511 (2019) 3. Separate sign permit 4. SP-2023-00832 4. A separate patio permit is required for the outdoor seats 6. Contractor shall have a valid business license prior to the commencement of any work. 7. Total Occupant Load: 59 Persons (47 seats + 12 staff) | Cameron Thomas Burr
PP-2023-03434 | 2023-10-05 | 2101 E HASTINGS STREET, Vancouver, BC | Plumbing Permit | Commercial | Tenant Improvement | Issued | Commercial - New Restaurant >BP: Interior and exterior alternations to provide first tenant improvement of a new Restaurant – Class 1 (Group A2) with class 1 cooking operations on the ground floor shell space of this existing mixed-use 6-storeys building over 2-storeys of underground parking having access from the lane. Scope of work includes installation of their new kitchen cooking equipment and exterior alternations for the new roof-top units. | Perfect Fit Plumbing & Heating Ltd
SP-2023-00832 | 2023-08-14 | 2101 E HASTINGS STREET, Vancouver, BC | Sprinkler Permit | Commercial | Tenant Improvement | Issued | Commercial - relocation and add-on under 20 heads tenant improvement to suite the tenant lay-out >BP: Interior and exterior alternations to provide first tenant improvement of a new Restaurant – Class 1 (Group A2) with class 1 cooking operations on the ground floor shell space of this existing 6-storeys building over 2-storeys of underground parking having access from the lane. Scope of work includes installation of their new kitchen cooking equipment and exterior alternations for the new roof-top units. *****This application does not include any of the following: 1. Not more than 20 sprinklers (add, relocate, or remove), 2. hydraulic calculations, 3. change in occupancy and /or hazard classification, 4. warehouse storage arrangements, 5. mobile compact storage arrangements, 6. alternative solutions, 7. changes to the sprinkler system supply piping (e.g. valves, mains, cross-mains, branch-lines, etc.), or 8. flexible sprinkler pipe. | Milan Balun
PP-2023-01573 | 2023-05-05 | 2103 E HASTINGS STREET, Vancouver, BC | Plumbing Permit | Commercial | New | Completed | Commercial - Roughing in plumbing for ice cream shop >BP: Interior alterations only to provide first TI tenant fit out for this new Retail Limited Food Store use (max 16 seats) at 2103 E Hastings Street at this existing mixed-use commercial and residential building. New Tenant: Innocent Ice Cream Sandwiches Inc. | Conor Whyte Plumbing And Heating Limited
SP-2023-00767 | 2023-05-04 | 2103 E HASTINGS STREET, Vancouver, BC | Sprinkler Permit | Commercial | Tenant Improvement | Completed | Commercial - Readjusting existing sprinkler heads to new floor and ceiling layout. >BP: Interior alterations only to provide first TI tenant fit out for this new Retail Limited Food Store use (max 16 seats) at 2103 E Hastings Street at this existing mixed-use commercial and residential building. New Tenant: Innocent Ice Cream Sandwiches Inc. *****This application does not include any of the following: 1. Not more than 20 sprinklers (add, relocate, or remove), 2. hydraulic calculations, 3. change in occupancy and /or hazard classification, 4. warehouse storage arrangements, 5. mobile compact storage arrangements, 6. alternative solutions, 7. changes to the sprinkler system supply piping (e.g. valves, mains, cross-mains, branch-lines, etc.), or 8. flexible sprinkler pipe. | Hydroworks Contracting Ltd
EP-2023-03582 | 2023-05-03 | 2103 E HASTINGS STREET, Vancouver, BC | Electrical Permit | Commercial | Addition | Completed | Installation / Repair - Commercial - Install 8X 120V 15 amps circuits/receptacles, adding pendant lights and one 2x2 led panel, adding emergency lights and exit signs. >BP: Interior alterations only to provide first TI tenant fitout for this new Retail Limited Food Store use (max 16 seats) at 2103 E Hastings Street at this existing mixed-use commercial and residential building. New Tenant: Innocent Ice Cream Sandwiches Inc. | Rightway Electric Inc
PP-2022-04101 | 2022-11-16 | 2105 E HASTINGS STREET, Vancouver, BC | Plumbing Permit | Commercial | Tenant Improvement | Completed | Commercial - Kitchen and Washroom Plumbing >>BP: Interior alterations to provide improvement and to change the use of the ground floor at 2105 E Hastings unit from retail shell to health care office in this mixed-use building on this site. Scope of work includes: renovation of interior partitions, acoustic ceiling tile in individual rooms, feature suspended ceilings, new doors, electrical including lighting, minor plumbing and mechanical work. | KERN BSG MANAGEMENT LTD
EP-2022-09677 | 2022-11-17 | 2105 E HASTINGS STREET, Vancouver, BC | Electrical Permit | Commercial | Tenant Improvement | Completed | Installation / Repair - Commercial - Full wire of tenant improvement project. >BP: Interior alterations to provide improvement and to change the use of the ground floor at 2105 E Hastings unit from retail shell to health care office in this mixed-use building on this site. Scope of work includes: renovation of interior partitions, acoustic ceiling tile in individual rooms, feature suspended ceilings, new doors, electrical including lighting, minor plumbing and mechanical work. CP-3 Letter provided by Emilia Mazzonna P.Eng CP 604-684-2384 emilia.mazzonna@jensenhughes.com OK for field review as per Nehzat J. 14 March 2022. -Schedule A & B Architectural : Ted Feenstra, Architect AIBC 604-739-8888 ted@feenstra.ca -Schedule- B Mechanical & Plumbing Alex P.L. Lee (604) 324-8763 info@leesonengineering.com -Schedule- B Electrical Guowei Wang 604-626-2930 wei@wgweng.com | Elysium Electric Ltd
SP-2022-02108 | 2022-12-22 | 2105 E HASTINGS STREET, Vancouver, BC | Sprinkler Permit | Commercial | Tenant Improvement | Completed | Commercial - Add heads into newly created Tbar ceilings and ensure coverage throughout the rest of the space >BP: Interior alterations to provide improvement and to change the use of the ground floor at 2105 E Hastings unit from retail shell to health care office in this mixed-use building on this site. Scope of work includes: renovation of interior partitions, acoustic ceiling tile in individual rooms, feature suspended ceilings, new doors, electrical including lighting, minor plumbing and mechanical work. | Aqueduct Life Safety Ltd
GP-2022-03657 | 2022-11-21 | 4748 TRAFALGAR STREET, Vancouver, BC | Gas Permit | Residential | New | Completed | Residential - Connect to services supplied , test and set up gas range, . 1.5 STOREY LANEWAY HOME + 1 OPEN PARKING To construct a 2 storey laneway house building with an open parking pad providing 1 parking space over gravel, having vehicular access from the 20' Lane. Note: This is a 1 ½ storey building pursuant to the Zoning & Development By-law. 1. 1. Covenant registered at the Land Title Office under CA8190013. 2. No Strata Titling permitted 3. No A/C Unit proposed 4. Schedule B: (CLINTON YIU) P.Eng ( 604-255-7670) Structural 5. Schedule B: (P.K.L. FONG) P.Eng (604-837-3205) Geotechnical 6. BC Housing (S Currie Construction Ltd) | Alpine Appliance Installation Ltd
EP-2022-09717 | 2022-11-16 | 4202 W 8TH AVENUE, Vancouver, BC V6R 1Z8 | Electrical Permit | Residential | New | Expired | Temporary Power - Residential - To provide temporary power. | Nelcan Electric Ltd
GP-2022-03452 | 2022-11-07 | 4202 W 8TH AVENUE, Vancouver, BC V6R 1Z8 | Gas Permit | Residential | New | Issued | Residential - Boiler for heating, range, bbq, >>BP: To construct a 2 storey with Cellar one-family dwelling ($1,484,550.00) with an exterior pool in the front and detached accessory building (garage), at the rear providing 3 parking spaces, having vehicular access from the lane. 1. A/C unit proposed on the roof 2. Bar sink located in Tea/ Piano Room 3. Schedule A Joel Schwartz P.Eng (604-320-1999) 4. Schedule B Joel Schwartz P.Eng (604-320-1999) Architectural 5. Schedule B Tim Lam P.Eng (604-255-7670) Mechanical and Architectural and Structural 6. Schedule B Cynthia R. Prescott P.Eng (604-291-9899) Pool Structural 7. Schedule B G.L. Ven Huizen P.Eng (604-770-0355) Geotechnical (Including Pool) 8. Schedule D1 Joel Shwartz P.Eng (604-320-1999) 9. BC Housing Power Construction Inc Note: This is a 2 storey building pursuant to the Zoning and Development By-Law ******THIS PERMIT HAS BEEN ISSUED UNDER THE REQUIREMENTS OF VBBL 2014 AND THE GREEN HOMES PROGRAM****** "Combustible projections or roof soffits on an exposing building face shall not project to less than .45m from the property line and shall be in compliance with VBBL 2014 9.10.15.5.(9)" The entire building, INCLUDING THE ATTACHED GARAGE to be sprinklered to NFPA 13D. | Nathan Jacob Teichrieb
EP-2022-08851 | 2022-10-18 | 4202 W 8TH AVENUE, Vancouver, BC V6R 1Z8 | Electrical Permit | Residential | New | Issued | Installation / Repair - Residential - alarm >BP: To construct a 2 storey with Cellar one-family dwelling ($1,484,550.00) with an exterior pool in the front and detached accessory building (garage), at the rear providing 3 parking spaces, having vehicular access from the lane. 1. A/C unit proposed on the roof 2. Bar sink located in Tea/ Piano Room 3. Schedule A Joel Schwartz P.Eng (604-320-1999) 4. Schedule B Joel Schwartz P.Eng (604-320-1999) Architectural 5. Schedule B Tim Lam P.Eng (604-255-7670) Mechanical and Architectural and Structural 6. Schedule B Cynthia R. Prescott P.Eng (604-291-9899) Pool Structural 7. Schedule B G.L. Ven Huizen P.Eng (604-770-0355) Geotechnical (Including Pool) 8. Schedule D1 Joel Shwartz P.Eng (604-320-1999) 9. BC Housing Power Construction Inc Note: This is a 2 storey building pursuant to the Zoning and Development By-Law ******THIS PERMIT HAS BEEN ISSUED UNDER THE REQUIREMENTS OF VBBL 2014 AND THE GREEN HOMES PROGRAM****** "Combustible projections or roof soffits on an exposing building face shall not project to less than .45m from the property line and shall be in compliance with VBBL 2014 9.10.15.5.(9)" The entire building, INCLUDING THE ATTACHED GARAGE to be sprinklered to NFPA 13D. Rev #1: Address change from 4200 W 8th AV to: 4202 W 8th Av - One Family Dwelling (1st and 2nd storey, cellar) Address assigned per approved plans. Fire and Emergency street access must be provided and maintained at all times. The building address is to be posted and to be visible from the street in accordance with the Building By-law prior to Final Inspection. | Supertech Systems Ltd
SP-2022-01524 | 2022-09-28 | 4202 W 8TH AVENUE, Vancouver, BC V6R 1Z8 | Sprinkler Permit | Residential | New | Issued | Residential - Install and supply new sprinkler system >BP: To construct a 2 storey with Cellar one-family dwelling ($1,484,550.00) with an exterior pool in the front and detached accessory building (garage), at the rear providing 3 parking spaces, having vehicular access from the lane. 1. A/C unit proposed on the roof 2. Bar sink located in Tea/ Piano Room 3. Schedule A Joel Schwartz P.Eng (604-320-1999) 4. Schedule B Joel Schwartz P.Eng (604-320-1999) Architectural 5. Schedule B Tim Lam P.Eng (604-255-7670) Mechanical and Architectural and Structural 6. Schedule B Cynthia R. Prescott P.Eng (604-291-9899) Pool Structural 7. Schedule B G.L. Ven Huizen P.Eng (604-770-0355) Geotechnical (Including Pool) 8. Schedule D1 Joel Shwartz P.Eng (604-320-1999) 9. BC Housing Power Construction Inc Note: This is a 2 storey building pursuant to the Zoning and Development By-Law ******THIS PERMIT HAS BEEN ISSUED UNDER THE REQUIREMENTS OF VBBL 2014 AND THE GREEN HOMES PROGRAM****** "Combustible projections or roof soffits on an exposing building face shall not project to less than .45m from the property line and shall be in compliance with VBBL 2014 9.10.15.5.(9)" The entire building, INCLUDING THE ATTACHED GARAGE to be sprinklered to NFPA 13D. Rev #1: Address change from 4200 W 8th AV to: 4202 W 8th Av - One Family Dwelling (1st and 2nd storey, cellar) Address assigned per approved plans. Fire and Emergency street access must be provided and maintained at all times. The building address is to be posted and to be visible from the street in accordance with the Building By-law prior to Final Inspectio | H20 Fire Systems Ltd
EP-2023-03586 | 2023-04-26 | 4202 W 8TH AVENUE, Vancouver, BC V6R 1Z8 | Electrical Permit | Residential | New | Issued | Installation / Repair - Residential - Rough in of Sound, Communication and Control Wiring >BP: To construct a 2 storey with Cellar one-family dwelling ($1,484,550.00) with an exterior pool in the front and detached accessory building (garage), at the rear providing 3 parking spaces, having vehicular access from the lane. 1. A/C unit proposed on the roof 2. Bar sink located in Tea/ Piano Room 3. Schedule A Joel Schwartz P.Eng (604-320-1999) 4. Schedule B Joel Schwartz P.Eng (604-320-1999) Architectural 5. Schedule B Tim Lam P.Eng (604-255-7670) Mechanical and Architectural and Structural 6. Schedule B Cynthia R. Prescott P.Eng (604-291-9899) Pool Structural 7. Schedule B G.L. Ven Huizen P.Eng (604-770-0355) Geotechnical (Including Pool) 8. Schedule D1 Joel Shwartz P.Eng (604-320-1999) 9. BC Housing Power Construction Inc Note: This is a 2 storey building pursuant to the Zoning and Development By-Law ******THIS PERMIT HAS BEEN ISSUED UNDER THE REQUIREMENTS OF VBBL 2014 AND THE GREEN HOMES PROGRAM****** "Combustible projections or roof soffits on an exposing building face shall not project to less than .45m from the property line and shall be in compliance with VBBL 2014 9.10.15.5.(9)" The entire building, INCLUDING THE ATTACHED GARAGE to be sprinklered to NFPA 13D. Rev #1: Address change from 4200 W 8th AV to: 4202 W 8th Av - One Family Dwelling (1st and 2nd storey, cellar) Address assigned per approved plans. Fire and Emergency street access must be provided and maintained at all times. The building address is to be posted and to be visible from the street in accordance with the Building By-law prior to Final Inspection. | La Scala Integrated Media Corporation
EP-2023-10461 | 2023-11-20 | 4202 W 8TH AVENUE, Vancouver, BC V6R 1Z8 | Electrical Permit | Residential | New | Issued | Temporary Power - Residential - To provide temporary power. -renewal of: EP-2022-09717 -Valid: Nov. 17, 2023 - Nov. 16, 2024 | Nelcan Electric Ltd
EP-2022-03942 | 2022-05-13 | 136 W WOODSTOCK AVENUE, Vancouver, BC | Electrical Permit | Commercial | NULL | Expired | Annual / Operating - Annual Operating Permit VALID: March 23, 2022 to March 22, 2023 Expired EP-2021-05940 General maintenance/ Ballasts | Lonsdale Electric Ltd
EP-2023-03135 | 2023-04-12 | 136 W WOODSTOCK AVENUE, Vancouver, BC | Electrical Permit | Commercial | NULL | Issued | Annual / Operating - Annual Operating Permit -renewal of: EP-2022-03942 General maintenance/ Ballasts -Valid: March 23, 2023 - March 22, 2024 | Lonsdale Electric Ltd
EP-2022-00282 | 2022-01-17 | 4921 LARCH STREET, Vancouver, BC | Electrical Permit | Residential | New | Completed | Installation / Repair - Residential - security,camera wiring only speaker,tel,tv,computer roughin & Completion >BP: To construct a two-storey One-Family Dwelling infill building (Infill West) at the rear containing an attached 2-car garage, having vehicular access from the lane. | Repel Security Systems Ltd
NULL | NULL | 4921 LARCH STREET, Vancouver, BC | Gas Permit | Residential | New | Draft | Residential - New gas installation To include range/ boiler/ bbq outlet | Perfect Fit Plumbing & Heating Ltd
GP-2022-00276 | 2022-01-31 | 4921 LARCH STREET, Vancouver, BC | Gas Permit | Residential | New | Completed | Residential - New gas installation To include boiler/ range/ bbq outlet To construct a two-storey One-Family Dwelling infill building (Infill West) at the rear containing an attached 2-car garage, having vehicular access from the lane. | Perfect Fit Plumbing & Heating Ltd
GP-2022-00275 | 2022-01-31 | 4923 LARCH STREET, Vancouver, BC | Gas Permit | Residential | New | Completed | Residential - New gas installation for laneway To include range/ boiler/ bbq outlet To construct a two-storey One-Family Dwelling infill building (Infill East) at the rear containing an attached 1-car garage, having vehicular access from the lane. | Perfect Fit Plumbing & Heating Ltd
EP-2022-00281 | 2022-01-17 | 4923 LARCH STREET, Vancouver, BC | Electrical Permit | Residential | New | Completed | Installation / Repair - Residential - security,camera roughin only,speaker,tel tv,computer wiring & completion >BP: To construct a two-storey One-Family Dwelling infill building (Infill East) at the rear containing an attached 1-car garage, having vehicular access from the lane. | Repel Security Systems Ltd
EP-2023-07077 | 2023-08-04 | 5888 EAST BOULEVARD, Vancouver, BC V6M 3V3 | Electrical Permit | Commercial | Renovation | Completed | Installation / Repair - Commercial - Install lights, power outlets, switches, emergency and exit sign. BP: Interior alterations to 5888 E Boulevard to change the use from retail (shell) to office and provide a first tenant improvement for a new office tenant in this existing commercial building. Scope of work: tenant fit out to shell space. New partition walls, doors, lighting, electrical, plumbing, sprinklers, HVAC to suit. | Goodeal Electric Ltd
PP-2023-02839 | 2023-08-10 | 5888 EAST BOULEVARD, Vancouver, BC V6M 3V3 | Plumbing Permit | Commercial | Renovation | Completed | Commercial - Add one toilet and one sink >BP: 5888 East Boulevard (ground level) Interior alterations to 5888 E Boulevard to change the use from retail (shell) to office and provide a first tenant improvement for a new office tenant in this existing commercial building. Scope of work: tenant fit out to shell space. New partition walls, doors, lighting, electrical, plumbing, sprinklers, HVAC to suit. Letters of Assurance submitted: Schedule A by; Xiangyang Tan, P.Eng. ph#778-706-5858 Electrical Schedule B by: Ziyu Fan. P.Eng Ph# 604-370-3361 Mech/Plumbing Schedule B: Xiangyang Tan, P.Eng. ph#778-706-5858 | Westar Plumbing & Heating Ltd
EP-2022-05703 | 2022-08-08 | 770 W 23RD AVENUE, Vancouver, BC V5Z 2A8 | Electrical Permit | Residential | New | Issued | Installation / Repair - Residential - All new wiring for a laneway house, lighting, branch circuits, mechanical circuits, appliance circuits. >BP: 1. Covenant registered at the Land Title Office under CA7998865 2. No Strata Titling permitted 3. No A/C Unit proposed 4. Schedule A: (M. R. Kadulski) Arch. (604.689.1841) CRP 5. Schedule D-1: (M. R. Kadulski) Arch. (604.689.1841) Bldg. Envl. Prof. 6. Schedule B: (M. R. Kadulski) Arch. (604.689.1841) Architectural 7. Schedule B: (C.T.P. Yiu) P.Eng (604.255.7670) Structural 8. Schedule B: (M.J. Kokan) P.Eng (604.439.0922) Geotechnical 9. HPO: Residential Builder- (0855741 BC Ltd) **NOTE: Contractor Information: BUSINESS NAME: 0855741 BC LTD BUSINESS TRADE NAME: SCC CONSTRUCTION NOTE: To achieve the req. FSR. A floor space exclusion of 3% has been applied to this application as per section 11.24.18 of the district schedule, to accommodate improved building performance. NOTE: Information regarding the principal building on the survey and site plan is for reference only. Any discrepancy between information regarding the principal building on the survey and/or site plan and approved permit drawings for the principal building are neither approved nor authorized under this laneway house permit. *NEW HOUSE* See BP-2019-04697 for (principal bldg) addressed 771 W. 24th Ave. **THIS PERMIT HAS BEEN ISSUED UNDER THE REQUIREMENTS OF VBBL 2014 AND THE GREEN HOMES PROGRAM** | Fowlstone Electric Ltd
EP-2022-09290 | 2022-11-02 | 1155 VICTORIA DRIVE, Vancouver, BC V5L 4G4 | Electrical Permit | Residential | Renovation | Completed | Installation / Repair - Residential - Rough in multiple circuits: Rough in for fridge, 20amp cooker, pump and 2x kitchen counter circuits for basement wet bar. install compatible breakers. -this is a cosmetic renovation | Kato Electrical Inc
EP-2023-07251 | 2023-08-09 | 1155 VICTORIA DRIVE, Vancouver, BC V5L 4G4 | Electrical Permit | Commercial | NULL | Issued | Annual / Operating - Maintenance of existing operating electrical equipment | Santec Electric Inc
EP-2023-08512 | 2023-09-21 | 2619 E HASTINGS STREET, Vancouver, BC V5K 1Z5 | Electrical Permit | Commercial | NULL | Issued | Annual / Operating - Maintenance of existing operating electrical equipment in compliance with the Electrical By-law No. 5563. Inspections & maintenance of distribution and other equipment. | HighAngle Electrical Inc
EP-2022-09748 | 2022-11-17 | 2619 E HASTINGS STREET, Vancouver, BC V5K 1Z5 | Electrical Permit | Commercial | New | Expired | Temporary Power - Commercial - To provide temporary power generator for crane | Springbok Electric Limited
EP-2023-06007 | 2023-07-06 | 2619 E HASTINGS STREET, Vancouver, BC V5K 1Z5 | Electrical Permit | Commercial | New | Completed | Installation / Repair - Commercial - Installation of a low voltage EComm 2-Way radio system running off a UPS connected to a plug in the communications room. This system include installation of 9 antennas within the building, one donor antenna on the roof, and coax cabling between them in exisitng conduits and chases supplied by Base Building contractor. Note: A radio antenna system shall comply with ANSI/CAN/UL 2524 “Standard For Safety In-building 2-Way Emergency Radio Communication Enhancement Systems. >BP: Construction of a 6 storey building under the Secured Rental Housing Policy; commercial at grade and 5 levels of secured rental housing and 2 levels of underground parking. This is a CP process permit & the applicant is John Buscemi, P. Eng., CP ** The 2019 VBBL applies to this Permit ** Stage 1: Excavation & Shoring. April 15, 2021. B. Smith Stage 2: Foundation & Structure to grade. Aug. 10/21, B. Smith Stage 3: Full Construction. Aug. 31, 2021. B. Smith Revision #1 - to reconstruct the heritage façade and to reduce the number of CRUs from 5 to 3 - revision 1 has been issued digitally - accepted Aug.24/22 - Erv Revision #2 - to change the stucco on the heritage façade to acrylic and to add a wheelchair ramp in the CRU space. - Accepted May 24/23 | Mott Electric General Partnership
EP-2023-04070 | 2023-05-29 | 2619 E HASTINGS STREET, Vancouver, BC V5K 1Z5 | Electrical Permit | Commercial | New | Completed | Installation / Repair - Commercial - Installation of heat tracing onto existing piping. 115 ft run and tie into panel.Sprinkler. Connections by others >BP: Construction of a 6 storey building under the Secured Rental Housing Policy; commercial at grade and 5 levels of secured rental housing and 2 levels of underground parking. This is a CP process permit & the applicant is John Buscemi, P. Eng., CP ** The 2019 VBBL applies to this Permit ** Stage 1: Excavation & Shoring. April 15, 2021. B. Smith Stage 2: Foundation & Structure to grade. Aug. 10/21, B. Smith Stage 3: Full Construction. Aug. 31, 2021. B. Smith Revision #1 - to reconstruct the heritage façade and to reduce the number of CRUs from 5 to 3 - revision 1 has been issued digitally - accepted Aug.24/22 - Erv Revision #2 - to change the stucco on the heritage façade to acrylic and to add a wheelchair ramp in the CRU space. - in process | Lukas Kadlcek
EP-2023-04234 | 2023-05-23 | 2619 E HASTINGS STREET, Vancouver, BC V5K 1Z5 | Electrical Permit | Commercial | New | Cancelled | Interim - Commercial - Project takeover from Springbok, finish partially completed installation including: Underground conduit work for City of Vancouver Utilities, Distribution >BP: Construction of a 6 storey building under the Secured Rental Housing Policy; commercial at grade and 5 levels of secured rental housing and 2 levels of underground parking. This is a CP process permit & the applicant is John Buscemi, P. Eng., CP ** The 2019 VBBL applies to this Permit ** Stage 1: Excavation & Shoring. April 15, 2021. B. Smith Stage 2: Foundation & Structure to grade. Aug. 10/21, B. Smith Stage 3: Full Construction. Aug. 31, 2021. B. Smith Revision #1 - to reconstruct the heritage façade and to reduce the number of CRUs from 5 to 3 - revision 1 has been issued digitally - accepted Aug.24/22 - Erv Revision #2 - to change the stucco on the heritage façade to acrylic and to add a wheelchair ramp in the CRU space. - in process | HighAngle Electrical Inc
EP-2023-04232 | 2023-05-24 | 2619 E HASTINGS STREET, Vancouver, BC V5K 1Z5 | Electrical Permit | Commercial | New | Completed | Installation / Repair - Commercial - TO CONTINUE WORK STARTED BY OTHERS (EP-2021-04883: Cancelled) Project takeover from Springbok, finish partially completed installation including: Distribution Panels, feeders, Lighting and Emergency Lighting, Fire Alarm, Low voltage Cabling for Data, TV and Security Security Intercom System and CCTV. Underground conduit work for City of Vancouver Utilities. >Permit Amendment Sep 09, 2023 -Updated SLD + EV Load calculation uploaded *Document(s) uploaded to "Application Documents" tab for Electrical Inspector review. Documents are at pending status at time of permit amendment approval >BP: Construction of a 6 storey building under the Secured Rental Housing Policy; commercial at grade and 5 levels of secured rental housing and 2 levels of underground parking. This is a CP process permit & the applicant is John Buscemi, P. Eng., CP ** The 2019 VBBL applies to this Permit ** Stage 1: Excavation & Shoring. April 15, 2021. B. Smith Stage 2: Foundation & Structure to grade. Aug. 10/21, B. Smith Stage 3: Full Construction. Aug. 31, 2021. B. Smith Revision #1 - to reconstruct the heritage façade and to reduce the number of CRUs from 5 to 3 - revision 1 has been issued digitally - accepted Aug.24/22 - Erv Revision #2 - to change the stucco on the heritage façade to acrylic and to add a wheelchair ramp in the CRU space. - in process | HighAngle Electrical Inc
EP-2022-03794 | 2022-05-12 | 2619 E HASTINGS STREET, Vancouver, BC V5K 1Z5 | Electrical Permit | Commercial | New | Completed | Installation / Repair - Commercial - Installation of Electrical Heat Trace. Our scope is for the domestic water, non-potable water, sanitary and grease lines. We will be using raychem 5XL2 CR cable for the freeze protection and 5XL1 CT for the flow maintenance. >BP: Construction of a 6 storey building under the Secured Rental Housing Policy; commercial at grade and 5 levels of secured rental housing and 2 levels of underground parking. This is a CP process permit & the applicant is John Buscemi, P. Eng., CP ** The 2019 VBBL applies to this Permit which has been reviewed during the Covid-19 pandemic. ** Stage 1: Excavation & Shoring. April 15, 2021. B. Smith Stage 2: Foundation & Structure to grade. Aug. 10/21, B. Smith Stage 3: Full Construction. Aug. 31, 2021. B. Smith | Kaliber Power Corp
EP-2022-02379 | 2022-03-24 | 2601 E HASTINGS STREET, Vancouver, BC V5K 1Z5 | Electrical Permit | Commercial | New | Expired | Temporary Power - Commercial - To provide temporary power. DB – NOT ISSUED: Work authorized by this permit is for placement of a temporary power pole only and does not authorize any site construction and/or excavation. A separate Building Permit will be required prior to commencement of any other work on this site | Springbok Electric Limited
SP-2021-00883 | 2022-05-16 | 2601 E HASTINGS STREET, Vancouver, BC V5K 1Z5 | Sprinkler Permit | Commercial | New | Completed | Commercial - To install sprinkler to NFPA 13 2013 and standpipes to NFPA 14 2013 in this 6 storey building under the Secured Rental Housing Policy; commercial at grade and 5 levels of secured rental housing and 2 levels of underground parking. This is a CP process permit & the applicant is John Buscemi, P. Eng., CP ** The 2019 VBBL applies to this Permit which has been reviewed during the Covid-19 pandemic. ** EOR Is Ryan Pavey | Hydroworks Contracting Ltd
EP-2023-04932 | 2023-06-02 | 2601 E HASTINGS STREET, Vancouver, BC V5K 1Z5 | Electrical Permit | Commercial | New | Expired | Temporary Power - Commercial - To provide temporary power. | HighAngle Electrical Inc
EP-2023-02835 | 2023-03-31 | 2601 E HASTINGS STREET, Vancouver, BC V5K 1Z5 | Electrical Permit | Commercial | New | Cancelled | Temporary Power - Commercial - To provide temporary power. DB – NOT ISSUED: Work authorized by this permit is for placement of a temporary power pole only and does not authorize any site construction and/or excavation. A separate Building Permit will be required prior to commencement of any other work on this site | Springbok Electric Limited
SP-2023-01991 | 2023-12-22 | 2603 E HASTINGS STREET, Vancouver, BC V5K 1Z5 | Sprinkler Permit | Commercial | Tenant Improvement | Issued | Commercial - For sprinkler system alterations to the 2019 VBBL and NFPA 13, 2013 for the tenant improvements to provide interior alterations and a change of use from Retail (shell) to Veterinary Hospital with no overnight boarding similar to Animal Clinic at unit 2603 E Hastings on the ground floor of this mixed - use building on this site. Engineer of Record: Ryan Pavey 604-605-0606 pavey@cardinalfire.ca Flexible Sprinkler Pipe - Blue Cross - Automatic sprinkler system has been designed for the use of Victaulic AH-2 flexible sprinkler drops with 1/2" outlets, up to 48" with a maximum of 8 90° degree bends at a 2" bend radius for use with standard spray pendent sprinklers as noted on the sprinkler system shop drawings in the tenant improvement area only. | Five Star Fire Protection Ltd
EP-2023-09703 | 2023-11-08 | 2603 E HASTINGS STREET, Vancouver, BC V5K 1Z5 | Electrical Permit | Commercial | Tenant Improvement | Issued | Installation / Repair - Commercial - Tenant Improvement. Electrical installation for New pet hospital -Tenant improvement for a new pet hospital. Supply various dedicated receptacles, medical equipment and mechanical. New lighting and control in all offices, labs and corridors. New server and data runs throughout the building. >Permit Amendment Feb 01, 2024 -Work Description + Installation Details: Amended ¦ -"Include Fire Alarm" -Document Review: Rejected ¦ -Previous document(s) uploaded to "Application Documents" tab for Electrical Inspector review. Electrical contractor to request an electrical inspection online for the District Electrical Inspector to review document(s): https://plposweb.vancouver.ca/Public/Login.aspx ¦ Include "Document review only" in the requestor comments >BP: Interior alterations and a change of use from Retail (shell) to Veterinary Hospital with no overnight boarding similar to Animal Clinic at unit 2603 E Hastings on the ground floor of this mixed - use building on this site. OK for DB per S.Dugaro OK for Field Review per W.Wong Letter of assurance submitted: - Sch A/B (Arch): Craig Mercs, AIBC, 604.734.2004 - Sch B (Mech, Plumbing): Daryl Keturakis, P.Eng, 604.591.2766 - Sch B (Elec): Patrick Krzesinski, P.Eng., 604.986.4128 | Vanrook Electric Ltd
PP-2023-03788 | 2023-10-27 | 2603 E HASTINGS STREET, Vancouver, BC V5K 1Z5 | Plumbing Permit | Commercial | Tenant Improvement | Issued | Commercial - Supply & Install Plumbing as required as per drawings >BP: 2603 E Hastings St Interior alterations and a change of use from Retail (shell) to Veterinary Hospital with no overnight boarding similar to Animal Clinic at unit 2603 E Hastings on the ground floor of this mixed - use building on this site. | Pine Mechanical Ltd.
EP-2023-10739 | 2023-11-29 | 2603 E HASTINGS STREET, Vancouver, BC V5K 1Z5 | Electrical Permit | Commercial | Tenant Improvement | Issued | Installation / Repair - Commercial - Intrusion Alarm System/ CCTV System >BP: Interior alterations and a change of use from Retail (shell) to Veterinary Hospital with no overnight boarding similar to Animal Clinic at unit 2603 E Hastings on the ground floor of this mixed - use building on this site. OK for DB per S.Dugaro OK for Field Review per W.Wong Letter of assurance submitted: - Sch A/B (Arch): Craig Mercs, AIBC, 604.734.2004 - Sch B (Mech, Plumbing): Daryl Keturakis, P.Eng, 604.591.2766 - Sch B (Elec): Patrick Krzesinski, P.Eng., 604.986.4128 | LRM Marketing Ltd.
EP-2023-11274 | 2023-12-20 | 2603 E HASTINGS STREET, Vancouver, BC V5K 1Z5 | Electrical Permit | Residential | Renovation | Issued | Installation / Repair - Residential - LOW VOLTAGE WIRING FOR HVAC CONTROLS >BP: Interior alterations and a change of use from Retail (shell) to Veterinary Hospital with no overnight boarding similar to Animal Clinic at unit 2603 E Hastings on the ground floor of this mixed - use building on this site. | Modern Systems Management Ltd
MP-2023-01751 | 2023-09-27 | 3328 PRINCE EDWARD STREET, Vancouver, BC | Mechanical Permit | NULL | NULL | Cancelled | NULL | Heritage Mountain Heating and Cooling (2015) Inc
MP-2023-01756 | 2023-09-27 | 3328 PRINCE EDWARD STREET, Vancouver, BC | Mechanical Permit | NULL | NULL | Completed | NULL | Division Mechanical Ltd
NULL | NULL | 3328 PRINCE EDWARD STREET, Vancouver, BC | Mechanical Permit | NULL | NULL | Draft | NULL | Smallworks Studio and Laneway Housing Inc
SP-2023-01595 | 2023-09-01 | 3328 PRINCE EDWARD STREET, Vancouver, BC | Sprinkler Permit | Residential | New | Completed | Residential - Sprinkler system for laneway >BP: To construct ONE storey laneway house building with an open parking pad, providing 1 parking space, having vehicular access from the lane. Note: This is a 1 storey building pursuant to the Zoning & Development By-law Note: Bldg 1 (principal bldg) addressed 404 E 17th Ave retained on site. 1. Heat Pump mechanical unit proposed rear yard South elevation. 2. Schedule B: O Wegner P. Eng (604) 579-0110) Structural 3. Schedule B: P.K.L Fong P Eng (604) 837-3205 Geotechnical 4. HPO: Residential Builder- Small Works Studios and Laneway Housing Inc #31906 5. Entire Building to have NFPA 13-D | Alco Fire Protection Ltd
EP-2023-07806 | 2023-08-29 | 3328 PRINCE EDWARD STREET, Vancouver, BC | Electrical Permit | Residential | New | Completed | Installation / Repair - Residential - Alarm pre-wire only, doorbell, tel, tv, network installation. >BP: To construct ONE storey laneway house building ($146,575.00) with an open parking pad, providing 1 parking space, having vehicular access from the lane. Note: This is a 1 storey building pursuant to the Zoning & Development By-law Note: Bldg 1 (principal bldg) addressed 404 E 17th Ave retained on site. 1. Heat Pump mechanical unit proposed rear yard South elevation. 2. Schedule B: O Wegner P. Eng (604) 579-0110) Structural 3. Schedule B: P.K.L Fong P Eng (604) 837-3205 Geotechnical 4. HPO: Residential Builder- Small Works Studios and Laneway Housing Inc #31906 5. Entire Building to have NFPA 13-D ******THIS PERMIT HAS BEEN ISSUED UNDER THE REQUIREMENTS OF VBBL #12511 (2019)****** | Best Built-In Centre Ltd
PP-2023-01003 | 2023-03-22 | 3328 PRINCE EDWARD STREET, Vancouver, BC | Plumbing Permit | Residential | New | Completed | Residential - sumps >Amend: April 5th, 2023 -Change to 2 sumps with pumps. Engineering attached. NOTE: Engineering Assurance letter will be submitted to the Plumbing Inspector on the site. Letter shall conform to the requirements of Vancouver Bulletin 2000-008-EL/PL. | Octiscapes Site Services Ltd
MP-2023-01073 | 2023-06-11 | 3328 PRINCE EDWARD STREET, Vancouver, BC | Mechanical Permit | NULL | NULL | Completed | NULL | Next Level Plumbing Ltd
GP-2023-01445 | 2023-05-04 | 3328 PRINCE EDWARD STREET, Vancouver, BC | Gas Permit | Residential | New | Completed | Residential - LWH - New laneway house >DB: To construct ONE storey laneway house building with an open parking pad, providing 1 parking space, having vehicular access from the lane. Note: This is a 1 storey building pursuant to the Zoning & Development By-law Note: Bldg 1 (principal bldg) addressed 404 E 17th Ave retained on site. 1. ** A/C unit proposed rear yard South elevation Revision PENDING* 5. Entire Building to have NFPA 13-D | Next Level Plumbing Ltd
PP-2023-01578 | 2023-05-04 | 3328 PRINCE EDWARD STREET, Vancouver, BC | Plumbing Permit | Residential | New | Completed | Residential - LWH - #3 - New Laneway house >DB: To construct ONE storey laneway house building with an open parking pad, providing 1 parking space, having vehicular access from the lane. Note: This is a 1 storey building pursuant to the Zoning & Development By-law Note: Bldg 1 (principal bldg) addressed 404 E 17th Ave retained on site. 1. ** A/C unit proposed rear yard South elevation Revision PENDING* 5. Entire Building to have NFPA 13-D | Next Level Plumbing Ltd
NULL | NULL | 3328 PRINCE EDWARD STREET, Vancouver, BC | Electrical Permit | Residential | New | Draft | Installation / Repair - Residential - New laneway house wiring and new service is 200 amp main, 100 amp main house, 100 amp laneway | O J ELECTRIC LTD
EP-2022-07040 | 2022-10-07 | 3328 PRINCE EDWARD STREET, Vancouver, BC | Electrical Permit | Residential | New | Completed | Installation / Repair - Residential - LWH New laneway house wiring and new service, main 200 amps main house 200 amps, laneway house 125 amps >Permit Amendment Oct 06, 2023 -"New load calculation as per inspectors request" *Document(s) uploaded to "Application Documents" tab for Electrical Inspector review. Documents are at pending status at time of permit amendment approval *Permit Amendment Jul 05, 2023 -"Main service is 200amps, laneway is 125amps and main house is 125amps" >BP: To construct ONE storey laneway house building ($146,575.00) with an open parking pad, providing 1 parking space, having vehicular access from the lane. Note: This is a 1 storey building pursuant to the Zoning & Development By-law Note: Bldg 1 (principal bldg) addressed 404 E 17th Ave retained on site. 1. No A/C unit propose 2. Schedule B: O Wegner P. Eng (604) 579-0110) Structural 3. Schedule B: P.K.L Fong P Eng (604) 837-3205 Geotechnical 4. HPO: Residential Builder- Small Works Studios and Laneway Housing Inc #31906 5. Entire Building to have NFPA 13-D | O J ELECTRIC LTD
NULL | NULL | 3328 PRINCE EDWARD STREET, Vancouver, BC | Electrical Permit | Residential | New | Withdrawn | Installation / Repair - Residential - New laneway house wiring and new service is 200 amp main, 100 amp main house, 100 amp laneway | O J ELECTRIC LTD
EP-2022-10456 | NULL | 3749 W 10TH AVENUE, Vancouver, BC V6R 2G5 | Electrical Permit | Commercial | Tenant Improvement | Withdrawn | Installation / Repair - Commercial - Beauty salon wiring and finishing >BP: Interior alterations to combine two units into one and a change of use from Beauty Salon at #101 - 3751 W 10th Av and Retail Store at 3747 W 10th Av to School - Self-improvement under new address 3749 W 10th Av in this existing 4 storey mixed-use (commercial/residential) non-combustible building. VBBL-2019 - Reviewed during the 2020 pandemic crisis. VBBL 2019 - Reviewed during the 2020 pandemic crisis. Note: 1. OK to process as DB for change of use per Benjamin Dufix, September 24, 2019. 2. No translucent or opaque film, artwork, posters, shelving, display case, curtains or similar elements are to be installed on or directly outside or inside of the approved glazing frontages and windows. | Universal Electrical Services Ltd
PP-2023-02084 | 2023-07-27 | 3749 W 10TH AVENUE, Vancouver, BC V6R 2G5 | Plumbing Permit | Commercial | Addition | Completed | Commercial - Adding 4 sinks and one cloth washer in a beauty salon >BP: Related to DP-2023-00467 Interior alterations to combine two units (#101 - 3751 W 10th Ave & 3747 W 10th Ave) and provide improvements for a new Similar to Beauty and Wellness Centre tenant under new address 3749 W 10th Av in this existing mixed-use (commercial/residential) building. Scope of work includes validating the removal of a demising wall between two units. OK for field review as per Eun Jeon Note: No translucent or opaque film, artwork, posters, shelving, display case, curtains or similar elements are to be installed on or directly outside or inside of the approved glazing frontages and windows. >>>AMEND: Aug. 21st Add one kitchen sink and one dish washer. | Aquafirst Plumbing and Heating Inc
EP-2023-06738 | 2023-07-28 | 3749 W 10TH AVENUE, Vancouver, BC V6R 2G5 | Electrical Permit | Commercial | Renovation | Completed | Installation / Repair - Commercial - Wiring beauty salon with installation of total 14 lights, 20 outlets, two emergency exit signs, relocating existing manual station. >BP: Related to DP-2023-00467 Interior alterations to combine two units (#101 - 3751 W 10th Ave & 3747 W 10th Ave) and provide improvements for a new Similar to Beauty and Wellness Centre tenant under new address 3749 W 10th Av in this existing mixed-use (commercial/residential) building. Scope of work includes validating the removal of a demising wall between two units. Note: No translucent or opaque film, artwork, posters, shelving, display case, curtains or similar elements are to be installed on or directly outside or inside of the approved glazing frontages and windows. | Global Energy Electric Ltd
SP-2023-01727 | 2023-09-20 | 3749 W 10TH AVENUE, Vancouver, BC V6R 2G5 | Sprinkler Permit | Commercial | Tenant Improvement | Completed | Commercial - Add 2 heads, relocate 2 heads >BP: Related to DP-2023-00467 Interior alterations to combine two units (#101 - 3751 W 10th Ave & 3747 W 10th Ave) and provide improvements for a new Similar to Beauty and Wellness Centre tenant under new address 3749 W 10th Av in this existing mixed-use (commercial/residential) building. Scope of work includes validating the removal of a demising wall between two units. *****This application does not include any of the following: 1. Not more than 20 sprinklers (add, relocate, or remove), 2. hydraulic calculations, 3. change in occupancy and /or hazard classification, 4. warehouse storage arrangements, 5. mobile compact storage arrangements, 6. alternative solutions, 7. changes to the sprinkler system supply piping (e.g. valves, mains, cross-mains, branch-lines, etc.), or 8. flexible sprinkler pipe. | A R T Fire Protection Inc
EP-2023-11231 | 2023-12-18 | 3749 W 10TH AVENUE, Vancouver, BC V6R 2G5 | Electrical Permit | Commercial | Addition | Completed | Installation / Repair - Commercial - Add L6-30R Twist lok receptacle and necessary power to laser hair removal machine in a facial health spa. After discussion with Jason Rowley on the requirements of this machine I have included a letter from the owner stating that no contact will be made between the machine and the patient. | Western Summit Electric Ltd
SP-2021-00769 | 2022-03-04 | 3586 HUDSON STREET, Vancouver, BC V6H 3A5 | Sprinkler Permit | Residential | New | Completed | Residential - (Care Taker Suite) For all sprinkler work to the 2019 VBBL and NFPA 13D, 2013 for Interior and exterior alterations of this existing 2-storey infill building, addition of 32 sq.ft. to its upper floor, and to relocate it to a new location at the rear of this site. Included in the scope of work is to demolition the existing attached 6 vehicle carport portion of the infill building. Site Description: Interior and exterior alterations of this existing 2-storey infill building, addition of 32ft2 to its upper floor, and to relocate it to a new location at the rear of this site. Included in the scope of work is to demolition the existing attached 6 vehicle carport portion of the infill building and to construct a new detached 4 car garage at the rear of the property utilizing existing access from front yard (Hudson Street). The alterations described above, authorized by the Development Permit Number DP-2018-00628, including conditions and plans forming part thereof, are approved under the Heritage By-law No. 4837 under By-law No. 11351 and the Development Permit also constitutes a Heritage Alteration Permit. Related Permits: 1. SP-2021-00769 - Care Takers Suite. 2. SP-2021-00768 - Garage. 3. SP-2015-00982 - Main House (Single Family Home) and Pool Building. This application does not include any of the following: • Warehouse storage arrangements, or mobile compact storage arrangements. • Flexible sprinkler pipe. • Information Technology Equipment Rooms (e.g. IT Rooms, LAN Rooms, etc.). • Alternative solutions. Notes: 1. Sprinkler engineer of record, Mr. Dave Killey of Fire Busters. E: dkilley@firebusters.com. T: (604) 599-4499 2. One set of approved drawings and permit to be available for viewing at the jobsite. 3. See related permit SP-2021-00768 for terms, conditions, correspondence, accepted documents, etc. | Fire Busters Inc
PP-2022-00879 | 2022-04-20 | 322 E 15TH AVENUE, Vancouver, BC V5T 2R1 | Plumbing Permit | Commercial | New | Completed | Commercial - Multi Family Residential - UNDERGROUND PORTION ONLY To construct a four storey multiple dwelling, containing a total of 49 strata-titled dwelling units, with the first level containing dwelling units and parking, providing a total of 37 parking spaces, having vehicular access lane. | Encon Performance Inc
PP-2022-00877 | 2022-04-29 | 322 E 15TH AVENUE, Vancouver, BC V5T 2R1 | Plumbing Permit | Commercial | New | Completed | Commercial - Multi family residential To construct a four storey multiple dwelling, containing a total of 49 strata-titled dwelling units, with the first level containing dwelling units and parking, providing a total of 37 parking spaces, having vehicular access lane. | Encon Performance Inc
EP-2022-00824 | 2022-05-09 | 322 E 15TH AVENUE, Vancouver, BC V5T 2R1 | Electrical Permit | Commercial | New | Completed | Installation / Repair - Commercial - New construction, multi family residential consisting of 49 units BP: To construct a four storey multiple dwelling, containing a total of 49 strata-titled dwelling units, with the first level containing dwelling units and parking, providing a total of 37 parking spaces, having vehicular access lane. VBBL-2019 - Reviewed during 2020/21 Pandemic. STAGE 1 - Excavation and Shoring issued on Nov. 8, 2021. STAGE 1 - Rev. #1 (Nov. 22, 2019): CP changed from Mr. Brain Fraser to Mr. Michael Ferber effective on Nov. 10th, 2019. STAGE 2 - Full Construction issued on Jan. 17th, 2022. | Berts Electric (2001) Ltd
MP-2023-02167 | 2023-12-06 | 322 E 15TH AVENUE, Vancouver, BC V5T 2R1 | Mechanical Permit | NULL | NULL | Completed | NULL | Nova Heating & Sheet Metal (2013) Ltd
EP-2023-11150 | 2023-12-13 | 322 E 15TH AVENUE, Vancouver, BC V5T 2R1 | Electrical Permit | Commercial | NULL | Issued | Annual / Operating - Maintenance of existing operating electrical equipment in compliance with the Electrical By-law No. 5563. Minor electrical installation, repair, and maintenance. Valid December 13, 2023 until December 12, 2024 | Berts Electric (2001) Ltd
EP-2023-08531 | 2023-09-21 | 322 E 15TH AVENUE, Vancouver, BC V5T 2R1 | Electrical Permit | Commercial | New | Completed | Installation / Repair - Commercial - Installation of Access Control, CCTV and Intercom. >BP: To construct a four-storey multiple dwelling, containing a total of 49 strata-titled dwelling units, with the first level containing dwelling units and parking, providing a total of 37 parking spaces, having vehicular access lane. VBBL-2019 - Reviewed during 2020/21 Pandemic. STAGE 1 - Excavation and Shoring issued on Nov. 8, 2021. STAGE 1 - Rev. #1 (Nov. 22, 2019): CP changed from Mr. Brain Fraser to Mr. Michael Ferber effective on Nov. 10th, 2019. STAGE 2 - Full Construction issued on Jan. 17th, 2022. STAGE 2 - Rev #2 - (Feb. 28th, 2023) - Interior and exterior alterations to Architectural, Structural, Mechanical and Electrical Drawings. Sealed Lists of Revisions are provided for each discipline. Changes include mechanical updates to catch basins, sumps, and parkade drainage, unit layouts, updated access controls, doors, and door hardware, structural updates, relocation of PMT, mechanical design changes based on trade permit review, etc. No change to the construction budget. | Smart-Tek Communications Inc
EP-2023-10040 | 2023-11-22 | 322 E 15TH AVENUE, Vancouver, BC V5T 2R1 | Electrical Permit | Commercial | New | Completed | Installation / Repair - Commercial - Heat trace of sprinkler piping in the parkade >BP: To construct a four-storey multiple dwelling, containing a total of 49 strata-titled dwelling units, with the first level containing dwelling units and parking, providing a total of 37 parking spaces, having vehicular access lane. VBBL-2019 - Reviewed during 2020/21 Pandemic. STAGE 1 - Excavation and Shoring issued on Nov. 8, 2021. STAGE 1 - Rev. #1 (Nov. 22, 2019): CP changed from Mr. Brain Fraser to Mr. Michael Ferber effective on Nov. 10th, 2019. STAGE 2 - Full Construction issued on Jan. 17th, 2022. STAGE 2 - Rev #2 - (Feb. 28th, 2023) - Interior and exterior alterations to Architectural, Structural, Mechanical and Electrical Drawings. Sealed Lists of Revisions are provided for each discipline. Changes include mechanical updates to catch basins, sumps, and parkade drainage, unit layouts, updated access controls, doors, and door hardware, structural updates, relocation of PMT, mechanical design changes based on trade permit review, etc. No change to the construction budget. Revision #3 to Stage 1 - (Sept. 27, 2023) - A change in Geotechnical Engineer from Kirdhir Jorj (Outgoing on May 25, 2023) to Adam Jessop (Incoming on May 25, 2023). | Newma Power Systems Inc
EP-2023-09563 | 2023-11-02 | 322 E 15TH AVENUE, Vancouver, BC V5T 2R1 | Electrical Permit | Commercial | New | Issued | Installation / Repair - Commercial - Heat trace domestic cold water and combined incoming water main in parkade. ( Sprinkler heat trace was done by others) >BP: To construct a four-storey multiple dwelling, containing a total of 49 strata-titled dwelling units, with the first level containing dwelling units and parking, providing a total of 37 parking spaces, having vehicular access lane. VBBL-2019 - Reviewed during 2020/21 Pandemic. STAGE 1 - Excavation and Shoring issued on Nov. 8, 2021. STAGE 1 - Rev. #1 (Nov. 22, 2019): CP changed from Mr. Brain Fraser to Mr. Michael Ferber effective on Nov. 10th, 2019. STAGE 2 - Full Construction issued on Jan. 17th, 2022. STAGE 2 - Rev #2 - (Feb. 28th, 2023) - Interior and exterior alterations to Architectural, Structural, Mechanical and Electrical Drawings. Sealed Lists of Revisions are provided for each discipline. Changes include mechanical updates to catch basins, sumps, and parkade drainage, unit layouts, updated access controls, doors, and door hardware, structural updates, relocation of PMT, mechanical design changes based on trade permit review, etc. No change to the construction budget. Revision #3 to Stage 1 - (Sept. 27, 2023) - A change in Geotechnical Engineer from Kirdhir Jorj (Outgoing on May 25, 2023) to Adam Jessop (Incoming on May 25, 2023). | Centurion Electric Ltd
EP-2022-00861 | 2022-02-07 | 4717 LANARK STREET, Vancouver, BC V5N 3R9 | Electrical Permit | Residential | New | Issued | Installation / Repair - Residential - ELECTRICAL ROUGH WIRING , SERVICE AND FINISHING BP: To construct a 2 1/2 storey one-family dwelling ($502,750.00) with an open parking pad at the rear providing 1 parking space, having vehicular access from the lane. Note: This is a 2 1/2 storey building pursuant to the Zoning and Development By-Law *Covenant to be registered at the Land Title Office prior to the sheathing inspection* 1- No Bar/Sink proposed 2- A/C unit proposed 3- Schedule B: Tim Lam P.Eng (604-255-7670) Structural 3- Schedule B: Sonny Singha P.Eng (604-513-4190) Geotechnical 3- Schedule B: Tim Lam P.Eng (604-255-7670) Structural Glass guardrails 4- HPO: Residential Builder- 0907376 BC Ltd (Carriage West homes) ****residential projects will now require schedule B as part of the sprinkler application**** *guywires at lane* ******THIS PERMIT HAS BEEN ISSUED UNDER THE REQUIREMENTS OF VBBL 2019 (#12511)****** | G G S ELECTRICAL LTD
GP-2022-00533 | 2022-02-18 | 4717 LANARK STREET, Vancouver, BC V5N 3R9 | Gas Permit | Residential | New | Issued | Residential - To install boiler range and bbq There is piping for range and bbq To construct a 2 1/2 storey one-family dwelling ($502,750.00) with an open parking pad at the rear providing 1 parking space, having vehicular access from the lane. Note: This is a 2 1/2 storey building pursuant to the Zoning and Development By-Law 1- No Bar/Sink proposed 2- A/C unit proposed 3- Schedule B: Tim Lam P.Eng (604-255-7670) Structural 3- Schedule B: Sonny Singha P.Eng (604-513-4190) Geotechnical 3- Schedule B: Tim Lam P.Eng (604-255-7670) Structural Glass guardrails 4- HPO: Residential Builder- 0907376 BC Ltd (Carriage West homes) | JOT MECHANICAL LTD
SP-2022-00306 | 2022-03-08 | 4717 LANARK STREET, Vancouver, BC V5N 3R9 | Sprinkler Permit | Residential | New | Issued | Residential - new sprinkler heads To construct a 2 1/2 storey one-family dwelling with an open parking pad at the rear providing 1 parking space, having vehicular access from the lane. Note: This is a 2 1/2 storey building pursuant to the Zoning and Development By-Law *Covenant to be registered at the Land Title Office prior to the sheathing inspection* 1- No Bar/Sink proposed 2- A/C unit proposed 3- Schedule B: Tim Lam P.Eng (604-255-7670) Structural 3- Schedule B: Sonny Singha P.Eng (604-513-4190) Geotechnical 3- Schedule B: Tim Lam P.Eng (604-255-7670) Structural Glass guardrails 4- HPO: Residential Builder- 0907376 BC Ltd (Carriage West homes) | Haven Fire Protection Ltd
EP-2022-02240 | 2022-04-29 | 4717 LANARK STREET, Vancouver, BC V5N 3R9 | Electrical Permit | Residential | New | Issued | Installation / Repair - Residential - Alarm / Camera / Communication / Audio wiring -We are performing low voltage wiring for the main house only including Alarm wiring / camera wiring / speakers wiring / telephone & Data wiring. We just perform low voltage ( class 2 ). >BP: To construct a 2 1/2 storey one-family dwelling ($502,750.00) with an open parking pad at the rear providing 1 parking space, having vehicular access from the lane. Note: This is a 2 1/2 storey building pursuant to the Zoning and Development By-Law *Covenant to be registered at the Land Title Office prior to the sheathing inspection* 1- No Bar/Sink proposed 2- A/C unit proposed 3- Schedule B: Tim Lam P.Eng (604-255-7670) Structural 3- Schedule B: Sonny Singha P.Eng (604-513-4190) Geotechnical 3- Schedule B: Tim Lam P.Eng (604-255-7670) Structural Glass guardrails 4- HPO: Residential Builder- 0907376 BC Ltd (Carriage West homes) ****residential projects will now require schedule B as part of the sprinkler application**** *guywires at lane* | Husky Alarm Integration Ltd
EP-2022-06077 | 2022-07-19 | 4717 LANARK STREET, Vancouver, BC V5N 3R9 | Electrical Permit | Residential | New | Expired | Temporary Power - Residential - To provide temporary power. | G G S ELECTRICAL LTD
EP-2022-02239 | 2022-04-29 | 4715 LANARK STREET, Vancouver, BC V5N 3R9 | Electrical Permit | Residential | New | Issued | Installation / Repair - Residential - Alarm / Camera / Communication / Audio wiring -We are performing the low voltage wiring for the main house only including : Alarm wiring / camera wiring / speakers wiring / telephone and data wiring. Contractor is not sure if he complete the alarm yet. >BP: To construct a 2 storey laneway house building ($148,000) with 1 open parking pad, having vehicular access from the 20' Lane. Note: This is a 1 ½ storey building pursuant to the Zoning & Development By-law. 1. Covenant registered at the Land Title Office under CA9183230 2. No Strata Titling permitted 3. No A/C Unit proposed 4. Schedule B: (Tim Lam) P.Eng (604.255.7670) Structural 5. Schedule B: (Sonny Singha) P.Eng (604.513.4190) Geotechnical 6. HPO: Residential Builder- 0907376 BC Ltd. | Husky Alarm Integration Ltd
NULL | NULL | 4715 LANARK STREET, Vancouver, BC V5N 3R9 | Gas Permit | Residential | New | Draft | Residential - To install boiler range BBQ There is pipping for BBQ and range | JOT MECHANICAL LTD
GP-2022-00532 | 2022-02-18 | 4715 LANARK STREET, Vancouver, BC V5N 3R9 | Gas Permit | Residential | New | Issued | Residential - To install boiler range and bbq There is piping for range and bbq To construct a 2 1/2 storey one-family dwelling with an open parking pad at the rear providing 1 parking space, having vehicular access from the lane. Note: This is a 2 1/2 storey building pursuant to the Zoning and Development By-Law 1- No Bar/Sink proposed 2- A/C unit proposed 3- Schedule B: Tim Lam P.Eng (604-255-7670) Structural 3- Schedule B: Sonny Singha P.Eng (604-513-4190) Geotechnical 3- Schedule B: Tim Lam P.Eng (604-255-7670) Structural Glass guardrails 4- HPO: Residential Builder- 0907376 BC Ltd (Carriage West homes) | JOT MECHANICAL LTD
SP-2022-00256 | 2022-02-25 | 4715 LANARK STREET, Vancouver, BC V5N 3R9 | Sprinkler Permit | Residential | New | Issued | Residential - new sprinkler system To construct a 2 1/2 storey one-family dwelling with an open parking pad at the rear providing 1 parking space, having vehicular access from the lane. Note: This is a 2 1/2 storey building pursuant to the Zoning and Development By-Law *Covenant to be registered at the Land Title Office prior to the sheathing inspection* 1- No Bar/Sink proposed 2- A/C unit proposed 3- Schedule B: Tim Lam P.Eng (604-255-7670) Structural 3- Schedule B: Sonny Singha P.Eng (604-513-4190) Geotechnical 3- Schedule B: Tim Lam P.Eng (604-255-7670) Structural Glass guardrails 4- HPO: Residential Builder- 0907376 BC Ltd (Carriage West homes) | Haven Fire Protection Ltd
EP-2022-00860 | 2022-02-07 | 4715 LANARK STREET, Vancouver, BC V5N 3R9 | Electrical Permit | Residential | New | Issued | Installation / Repair - Residential - electrical rough wiring , service and finishing >BP: To construct a 2 1/2 storey one-family dwelling ($502,750.00) with an open parking pad at the rear providing 1 parking space, having vehicular access from the lane. Note: This is a 2 1/2 storey building pursuant to the Zoning and Development By-Law *Covenant to be registered at the Land Title Office prior to the sheathing inspection* 1- No Bar/Sink proposed 2- A/C unit proposed 3- Schedule B: Tim Lam P.Eng (604-255-7670) Structural 3- Schedule B: Sonny Singha P.Eng (604-513-4190) Geotechnical 3- Schedule B: Tim Lam P.Eng (604-255-7670) Structural Glass guardrails 4- HPO: Residential Builder- 0907376 BC Ltd (Carriage West homes) ****residential projects will now require schedule B as part of the sprinkler application**** *guywires at lane* ******THIS PERMIT HAS BEEN ISSUED UNDER THE REQUIREMENTS OF VBBL 2019 (#12511)****** | G G S ELECTRICAL LTD
EP-2022-01083 | 2022-02-11 | 7418 PAULSON STREET, Vancouver, BC V6P 0K2 | Electrical Permit | Residential | New | Completed | Installation / Repair - Residential - installation of a ULC communication panel for the fire alarm system | Telus Custom Security Systems Inc
EP-2023-08110 | 2023-09-08 | 622 W 58TH AVENUE, Vancouver, BC V6P 6Y3 | Electrical Permit | Commercial | Addition | Issued | Installation / Repair - Commercial - Supply and install one in line Meter Base rated 200A, one 200A 120/208v Panel; we are only installing the feeder (sub-service) into the unit. The service will remain existing. >BP: Interior alterations to demise this existing retail space into 4 units (retail shell)on the level 2 of this existing mixed use building (East Tower). Letters of assurance submitted: - Sch B (Arch, Struct): Ramon Lepiten, P.Eng., 604.428.4718 Addressing Notes: 612 W 58th Av - Retail Shell (2nd Level) 622 W 58th Av - Retail Shell (2nd Level) 632 W 58th Av - Retail Shell (2nd Level) 642 W 58th Av - Retail Shell (2nd Level) Addresses and suite numbers have been assigned as per the approved plans for Fire and Emergency response. The building addresses must be posted to be visible from the street and the suite numbers posted on the suite entries in accordance with the Building By-law prior to Final Inspection. Note: - This permit is solely for demising the existing retail space into 5 units. A separate permit is required for any renovation work. - This building is sprinklered. DBI to determine if a sprinkler permit is required. sprinkler permit required per DBI. | Kato Electrical Inc
PP-2021-03812 | 2022-04-21 | 7405 PAULSON STREET, Vancouver, BC V6P 0J4 | Plumbing Permit | Commercial | New | Completed | Commercial - Permit issued for plumbing within building *Separate plumbing permit required for outside civil services PLUMBING 6 storey building consisting of a social services center (adult day care) on the ground floor and a community care facility class B with 150 beds on floors 1 through 6 all over one level of underground parking with access from Paulson St. This Facility will replace the existing Dogwood facility currently on site. | Ocean Park Mechanical Ltd
SP-2020-01828 | 2022-08-16 | 7405 PAULSON STREET, Vancouver, BC V6P 0J4 | Sprinkler Permit | Commercial | New | Completed | Commercial - For all sprinkler work to the 2019 VBBL; NFPA 13, 2013; standpipe work to NFPA 14, 2013; and alternative solutions prepared by GHL Consultants Ltd for this newly construct a six storey building consisting of a social services center (Adult Day Care) on the ground floor and a Community Care Facility Class B with 150 beds on floors two through six all over one level of underground parking with access from Paulson St. This facility will replace existing Dogwood Facility currently on site. THIS IS A CERTIFIED PROFESSIONAL PROJECT and the CP is Jeff Mitchell, P.Eng. CP\ Related Permits: 1. SP-2020-01527 - Parkade Area and Standpipe Notes: 1. Sprinkler Engineer of Record: Terence Chan P.Eng. of Williams Engineering Canada Inc. T: 778.357.0159 E: Terence Chan | Glacier Fire Protection Ltd
PP-2022-02651 | 2022-09-09 | 7405 PAULSON STREET, Vancouver, BC V6P 0J4 | Plumbing Permit | Commercial | New | Completed | Commercial - On site storm services. >BP: To construct a six (6) storey building consisting of a Social Services Centre (Adult Day Care) on the ground floor and a Community Care Facility Class B with 150 beds on floors one (1) through six (6) all over one level of underground parking with access from Paulson St. This facility will replace the existing Dogwood Facility currently on site. This is a CP project, the outgoing CP is Naki Ocran, P.Eng. and incoming CP is Jeff Mitchell, P.Eng. commencing November 14, 2020. This permit has been reviewed under the 2019 Vancouver Building By-law (#12511). Building to be sprinklered to NFPA 13 requirements. Class 1 Cooking Operations at P1 level Food Services: 1. Class 1 cooking operations (Grease-Laden Vapours). 2. Commercial kitchen exhaust system to NFPA 96 (Type 1 hood). Class 3 Cooking Operations at Levels 1 to 6 Kitchen Serveries: 1. Class 3 cooking operations (Dwelling Units). 2. Domestic hood with a grease filter required. Limited smoke and grease laden vapours are produced (i.e. such as normal usage in a single-family home). 3. For applications outside a dwelling unit post a sign, “This is a Class 3 Cooking Operation, with a grease capacity alike to a single-family residence. No commercial cooking is permitted, including preparation of meals for more than a normal household on a regularly repeated basis.” STAGED CONSTRUCTION Stage 1 - Full Structure - issued November 9, 2020 Revision 1 - Change of CP from Naki Ocran to Jeff Mitchell, effective November 14, 2020. Stage 2 - Full Construction - issued January 27, 2022. | Country Green Excavating Limited
EP-2022-10216 | 2022-12-05 | 7405 PAULSON STREET, Vancouver, BC V6P 0J4 | Electrical Permit | Commercial | New | Completed | Installation / Repair - Commercial - Data/tel cabling + fiber work. Low voltage communications cabling. >BP: To construct a six (6) storey building consisting of a Social Services Centre (Adult Day Care) on the ground floor and a Community Care Facility Class B with 150 beds on floors one (1) through six (6) all over one level of underground parking with access from Paulson St. This facility will replace the existing Dogwood Facility currently on site. This is a CP project, the outgoing CP is Naki Ocran, P.Eng. and incoming CP is Jeff Mitchell, P.Eng. commencing November 14, 2020. This permit has been reviewed under the 2019 Vancouver Building By-law (#12511). Building to be sprinklered to NFPA 13 requirements. Class 1 Cooking Operations at P1 level Food Services: 1. Class 1 cooking operations (Grease-Laden Vapours). 2. Commercial kitchen exhaust system to NFPA 96 (Type 1 hood). Class 3 Cooking Operations at Levels 1 to 6 Kitchen Serveries: 1. Class 3 cooking operations (Dwelling Units). 2. Domestic hood with a grease filter required. Limited smoke and grease laden vapours are produced (i.e. such as normal usage in a single-family home). 3. For applications outside a dwelling unit post a sign, “This is a Class 3 Cooking Operation, with a grease capacity alike to a single-family residence. No commercial cooking is permitted, including preparation of meals for more than a normal household on a regularly repeated basis.” STAGED CONSTRUCTION Stage 1 - Full Structure - issued November 9, 2020 Revision 1 - Change of CP from Naki Ocran to Jeff Mitchell, effective November 14, 2020. Stage 2 - Full Construction - issued January 27, 2022. | BKS Cablecom Systems Ltd
NULL | NULL | 7405 PAULSON STREET, Vancouver, BC V6P 0J4 | Electrical Permit | Residential | New | Withdrawn | Installation / Repair - Residential - Test | NULL
NULL | NULL | 7405 PAULSON STREET, Vancouver, BC V6P 0J4 | Electrical Permit | Residential | New | Draft | Installation / Repair - Residential - DDC Control Mechanical Systems | Ocean Park Mechanical Ltd
EP-2022-08965 | 2022-10-20 | 7405 PAULSON STREET, Vancouver, BC V6P 0J4 | Electrical Permit | Commercial | New | Expired | Temporary Power - Commercial - To provide temporary power. | Colwin Electrical Group
NULL | NULL | 7405 PAULSON STREET, Vancouver, BC V6P 0J4 | Sprinkler Permit | Commercial | New | Draft | Commercial - Parkade portion of the below grade and standpipe only To install sprinkler to NFPA13 in the parkade only of the below grade floor and standpipes TO NFPA14 throughout this six (6) storey building consisting of a Social Services Centre (Adult Day Care) on the ground floor and a Community Care Facility Class B with 150 beds on floors two (2) through six (6) all over one level of underground parking with access from Paulson St. This facility will replace the existing Dogwood Facility currently on site. | Glacier Fire Protection Ltd
EP-2023-03483 | 2023-04-21 | 7405 PAULSON STREET, Vancouver, BC V6P 0J4 | Electrical Permit | Commercial | NULL | Issued | Annual / Operating - Maintenance of existing operating electrical equipment. Misc electrical work throughout. | Mott Electric General Partnership
EP-2023-03635 | 2023-04-27 | 7405 PAULSON STREET, Vancouver, BC V6P 0J4 | Electrical Permit | Commercial | New | Completed | Installation / Repair - Commercial - Installation of an alarm dialer for fire monitoring. No Maglocks. >BP: To construct a six (6) storey building consisting of a Social Services Centre (Adult Day Care) on the ground floor and a Community Care Facility Class B with 150 beds on floors one (1) through six (6) all over one level of underground parking with access from Paulson St. This facility will replace the existing Dogwood Facility currently on site. This is a CP project, the outgoing CP is Naki Ocran, P.Eng. and incoming CP is Jeff Mitchell, P.Eng. commencing November 14, 2020. This permit has been reviewed under the 2019 Vancouver Building By-law (#12511). Building to be sprinklered to NFPA 13 requirements. Class 1 Cooking Operations at P1 level Food Services: 1. Class 1 cooking operations (Grease-Laden Vapours). 2. Commercial kitchen exhaust system to NFPA 96 (Type 1 hood). Class 3 Cooking Operations at Levels 1 to 6 Kitchen Serveries: 1. Class 3 cooking operations (Dwelling Units). 2. Domestic hood with a grease filter required. Limited smoke and grease laden vapours are produced (i.e. such as normal usage in a single-family home). 3. For applications outside a dwelling unit post a sign, “This is a Class 3 Cooking Operation, with a grease capacity alike to a single-family residence. No commercial cooking is permitted, including preparation of meals for more than a normal household on a regularly repeated basis.” STAGED CONSTRUCTION Stage 1 - Full Structure - issued November 9, 2020 Revision 1 - Change of CP from Naki Ocran to Jeff Mitchell, effective November 14, 2020. Stage 2 - Full Construction - issued January 27, 2022. | Paladin Technologies Inc
EP-2023-01362 | 2023-02-17 | 7405 PAULSON STREET, Vancouver, BC V6P 0J4 | Electrical Permit | Commercial | New | Completed | Installation / Repair - Commercial - The supply and installation of Access Control and CCTV MAGLOCKS - Yes Site Contact - Greg Fargey, 778-554-3037 >BP: To construct a six (6) storey building consisting of a Social Services Centre (Adult Day Care) on the ground floor and a Community Care Facility Class B with 150 beds on floors one (1) through six (6) all over one level of underground parking with access from Paulson St. This facility will replace the existing Dogwood Facility currently on site. This is a CP project, the outgoing CP is Naki Ocran, P.Eng. and incoming CP is Jeff Mitchell, P.Eng. commencing November 14, 2020. This permit has been reviewed under the 2019 Vancouver Building By-law (#12511). Building to be sprinklered to NFPA 13 requirements. Class 1 Cooking Operations at P1 level Food Services: 1. Class 1 cooking operations (Grease-Laden Vapours). 2. Commercial kitchen exhaust system to NFPA 96 (Type 1 hood). Class 3 Cooking Operations at Levels 1 to 6 Kitchen Serveries: 1. Class 3 cooking operations (Dwelling Units). 2. Domestic hood with a grease filter required. Limited smoke and grease laden vapours are produced (i.e. such as normal usage in a single-family home). 3. For applications outside a dwelling unit post a sign, “This is a Class 3 Cooking Operation, with a grease capacity alike to a single-family residence. No commercial cooking is permitted, including preparation of meals for more than a normal household on a regularly repeated basis.” STAGED CONSTRUCTION Stage 1 - Full Structure - issued November 9, 2020 Revision 1 - Change of CP from Naki Ocran to Jeff Mitchell, effective November 14, 2020. Stage 2 - Full Construction - issued January 27, 2022. | PALADIN TECHNOLOGIES INC
EP-2022-07568 | 2022-09-09 | 240 W 11TH AVENUE, Vancouver, BC V5Y 1S9 | Electrical Permit | Residential | New | Completed | Installation / Repair - Residential - INFILL - Security, CCTV, TV/Data roughin and finishing >BP: Building Permit for DP-2019-00593 to develop a 2-storey one-family infill dwelling (Building 2) sharing 2 built-in parking stalls and 2 surface parking with the principle 3-storey 3-unit MCD building having vehicular access from the lane. | Venture One Services Inc
PP-2022-00612 | 2022-02-23 | 240 W 11TH AVENUE, Vancouver, BC V5Y 1S9 | Plumbing Permit | Residential | New | Completed | Residential - INFILL - 1FD - plumbing infil house Building Permit for DP-2019-00593 to develop a 2-storey one-family infill dwelling (Building 2) sharing 2 built-in parking stalls and 2 surface parking with the principle 3-storey 3-unit MCD building having vehicular access from the lane. | BPH Mechanical Systems Ltd.
SP-2022-00212 | 2022-05-03 | 240 W 11TH AVENUE, Vancouver, BC V5Y 1S9 | Sprinkler Permit | Commercial | Addition | Completed | Commercial - To install sprinkler to NFPA 13R 2013 throughout this 2-storey one-family infill dwelling (Building 2) sharing 2 built-in parking stalls and 2 surface parking with the principle 3-storey 3-unit MCD building having vehicular access from the lane. | Bernin Fire Protection Ltd
EP-2022-03775 | 2022-05-16 | 240 W 11TH AVENUE, Vancouver, BC V5Y 1S9 | Electrical Permit | Residential | New | Completed | Installation / Repair - Residential - Electrical installation fo a 2-storey one-family infill dwelling (Building 2) >BP: *****************Part 5 including infill*********************** Building Permit for DP-2019-00593 to develop a 2-storey one-family infill dwelling (Building 2) sharing 2 built-in parking stalls and 2 surface parking with the principle 3-storey 3-unit MCD building having vehicular access from the lane. NOTE: To achieve the required FSR. A floor space exclusion of 2% has been applied to this application as per section 10.11.1 of the district schedule, to accommodate improved building performance. Revision #1: To add updated envelope details to plans. P Volpi, Sept. 1, 2021. | TKG Electic Ltd
GP-2022-00997 | 2022-03-31 | 4533 W 4TH AVENUE, Vancouver, BC V6R 1R4 | Gas Permit | Residential | New | Issued | Residential - piping in black iron to appliances | 0788459 BC Ltd
SP-2022-00130 | 2022-02-02 | 4533 W 4TH AVENUE, Vancouver, BC V6R 1R4 | Sprinkler Permit | Residential | New | Issued | Residential - fire sprinklers for a new house >BP: To construct a 2 storey + cellar one-family dwelling ($1,236,047.50) with a detached accessory building (garage), at the rear providing 1 parking spaces, having vehicular access from the lane. Note: Open parking provided under LWH DB-2019-03488 Note: This is a 2 storey building pursuant to the Zoning and Development By-Law 1- Bar/Sink proposed in basement laundry 2- A/C unit proposed in rear yard 3- Covenant registered at the Land Title Office under CA8088043 4- No Strata Titling permitted 5- Schedule B: Tm Lam P.Eng - (604-255-7670) Structural 6- Schedule B: Matt Kokan P.Eng - (604-439-0922) Geotechnical 7- HPO: Residential Builder- J Bannister Homes Ltd 8- Schedule B: Seyed Pishvaei P.Eng - (604-992-9481) Glass Guards 4533 W 4th Av - One Family Dwelling Address assigned per approved plans. Street access must be provided and maintained at all times. The building addresses are to be posted and to be visible from the street in accordance with the Building By-law. ******THIS PERMIT HAS BEEN ISSUED UNDER THE REQUIREMENTS OF VBBL 2014****** | Titan Fire Protection Ltd
EP-2022-00344 | 2022-01-21 | 4533 W 4TH AVENUE, Vancouver, BC V6R 1R4 | Electrical Permit | Residential | New | Completed | Installation / Repair - Residential - Low voltage audio/video and security alarm/surveillance pre-wire >BP: To construct a 2 storey + cellar one-family dwelling ($1,236,047.50) with a detached accessory building (garage), at the rear providing 1 parking spaces, having vehicular access from the lane. Note: Open parking provided under LWH DB-2019-03488 Note: This is a 2 storey building pursuant to the Zoning and Development By-Law 1- Bar/Sink proposed in basement laundry 2- A/C unit proposed in rear yard 3- Covenant registered at the Land Title Office under CA8088043 4- No Strata Titling permitted 5- Schedule B: Tm Lam P.Eng - (604-255-7670) Structural 6- Schedule B: Matt Kokan P.Eng - (604-439-0922) Geotechnical 7- HPO: Residential Builder- J Bannister Homes Ltd 8- Schedule B: Seyed Pishvaei P.Eng - (604-992-9481) Glass Guards 4533 W 4th Av - One Family Dwelling Address assigned per approved plans. Street access must be provided and maintained at all times. The building addresses are to be posted and to be visible from the street in accordance with the Building By-law. ******THIS PERMIT HAS BEEN ISSUED UNDER THE REQUIREMENTS OF VBBL 2014****** | Cambri Smart Homes Inc
EP-2022-10423 | 2022-12-12 | 4533 W 4TH AVENUE, Vancouver, BC V6R 1R4 | Electrical Permit | Residential | New | Expired | Temporary Power - Residential - To provide temporary power. Expired: EP-2021-09154 Valid Dec 1, 2022 - Nov 30, 2023 | Reliable Electrical Contracting Ltd
PP-2023-01138 | 2023-04-03 | 4533 W 4TH AVENUE, Vancouver, BC V6R 1R4 | Plumbing Permit | Residential | New | Completed | Residential - Install 3/4" backflow prevention device for irrigation >BP: To construct a 2 storey + cellar one-family dwelling with a detached accessory building (garage), at the rear providing 1 parking spaces, having vehicular access from the lane. | M&M Industries Ltd
SP-2022-01595 | 2022-10-03 | 4537 W 4TH AVENUE, Vancouver, BC V6R 1R4 | Sprinkler Permit | Residential | New | Issued | Residential - LWH - new fire sprinkler system >DB: To construct a 2 storey laneway house building with an detached garage and 1 open parking pad, providing a total of 2 parking spaces, having vehicular access from the lane. Note: This is a 1 ½ storey building pursuant to the Zoning & Development By-law 1. Covenant registered at the Land Title Office under CA8088043 2. No Strata Titling permitted 3. No A/C unit proposed | Titan Fire Protection Ltd
EP-2022-05778 | 2022-07-12 | 4537 W 4TH AVENUE, Vancouver, BC V6R 1R4 | Electrical Permit | Residential | New | Issued | Installation / Repair - Residential - Low voltage and security wiring Low voltage: One TV location, a few data/telephone outlets, a couple security cameras and general alarm wiring (contacts and motions). >BP: To construct a 2 storey laneway house building ($235,000.00) with an detached garage and 1 open parking pad, providing a total of 2 parking spaces, having vehicular access from the lane. | Cambri Smart Homes Inc
PP-2022-01862 | 2022-06-02 | 4537 W 4TH AVENUE, Vancouver, BC V6R 1R4 | Plumbing Permit | Residential | New | Issued | Residential - Plumbing for: >BP: To construct a 2 storey laneway house building ($235,000.00) with an detached garage and 1 open parking pad, providing a total of 2 parking spaces, having vehicular access from the lane. Note: This is a 1 ½ storey building pursuant to the Zoning & Development By-law 1. Covenant registered at the Land Title Office under CA8088043 2. No Strata Titling permitted 3. No A/C unit proposed 4. Schedule B: Tm Lam P.Eng - (604-255-7670) Structural 4. Schedule B: Matt Kokan P.Eng - (604-439-0922) Geotechnical 5. HPO: Residential Builder- J Bannister Homes Ltd Address has been assigned per the approved plans as the fire/emergency access to the laneway house is from the west side. This access must be provided & maintained at all times in accordance with the Building By-law. ******THIS PERMIT HAS BEEN ISSUED UNDER THE REQUIREMENTS OF VBBL 2014****** | Paris Plumbing And Heating Ltd
EP-2021-01655 | 2022-03-23 | 4537 W 4TH AVENUE, Vancouver, BC V6R 1R4 | Electrical Permit | Residential | New | Issued | Installation / Repair - Residential - Complete electrical installation for new laneway house Our scope of work is all electrical on a new home build so I'm assuming any soil disturbance would be sorted out with the building permit but we are installing underground conduit from the LWH to the property line in the alley (2-4m) so this will be underground work. >BP: To construct a 2 storey laneway house building ($235,000.00) with an detached garage and 1 open parking pad, providing a total of 2 parking spaces, having vehicular access from the lane. Note: This is a 1 ½ storey building pursuant to the Zoning & Development By-law 1. Covenant registered at the Land Title Office under CA8088043 2. No Strata Titling permitted 3. No A/C unit proposed 4. Schedule B: Tm Lam P.Eng - (604-255-7670) Structural 4. Schedule B: Matt Kokan P.Eng - (604-439-0922) Geotechnical 5. HPO: Residential Builder- J Bannister Homes Ltd Address has been assigned per the approved plans as the fire/emergency access to the laneway house is from the west side. This access must be provided & maintained at all times in accordance with the Building By-law. ******THIS PERMIT HAS BEEN ISSUED UNDER THE REQUIREMENTS OF VBBL 2014****** *Feb 24, 2023 Amendment* -Work description amended: "service size to 200a with subservice to 100a. As per inspector" -Service characteristics amended on EP-2021-01655 + EP-2021-01350 | Reliable Electrical Contracting Ltd
PP-2021-04186 | 2022-01-04 | 751 BURRARD STREET, Vancouver, BC V6Z 1X6 | Plumbing Permit | Commercial | Tenant Improvement | Completed | Commercial - New retail store Exterior and interior alterations, to combine unit #107, Wolford tenant space(753 Burrard St) on ground floor and #217 to create one retail unit and to change the use of the second floor from restaurant to ancillary office for a new retail tenant (Cartier) in this existing 4 story sprinklered commercial building on this site. Work to include changes to the facade facing both Burrard and Alberni Street, new canopy along the tenant space. Both the floors will have their own entrance and exit. Existing facade is recessed 5" from property line in most areas. Proposed facade will be built out 4" toward the property line. | Mountain West Mechanical Ltd
GP-2022-00470 | 2022-02-14 | 1930 E 8TH AVENUE, Vancouver, BC | Gas Permit | Residential | Addition | Completed | Residential - outdoor fire pit ** Amend 02/16/2022** add BBQ add 60,000 BTU | Fusion Mechanical Plumbing Contractor Ltd
PP-2021-04040 | 2022-02-03 | 710 E 19TH AVENUE, Vancouver, BC V1V 1V1 | Plumbing Permit | Commercial | New | Completed | Commercial - Site services To construct a 7 storey (6 storey per Zoning and Development Bylaw), mixed-use combustible construction building consisting of 1st and 2ns storey - Seniors Centre (shell space) 3rd to 7th storey - 58 Social Housing Dwelling Units | Kenco Construction Ltd
EP-2022-01677 | 2022-03-03 | 710 E 19TH AVENUE, Vancouver, BC V1V 1V1 | Electrical Permit | Residential | New | Expired | Temporary Power - Residential - To provide temporary power. Renewal of EP-2021-01416 Valid: Feb 26, 2022 to Feb 25, 2022 | Clarus Electric Corp
EP-2023-00710 | 2023-01-30 | 710 E 19TH AVENUE, Vancouver, BC V1V 1V1 | Electrical Permit | Commercial | NULL | Expired | Annual / Operating - Maintenance of existing operating electrical equipment. | Clarus Electric Corp
EP-2022-02779 | 2022-04-06 | 198 W KING EDWARD AVENUE, Vancouver, BC V5Y 2H9 | Electrical Permit | Commercial | New | Expired | Temporary Power - Commercial - To provide temporary power. | APP Electric Inc
EP-2022-02765 | 2022-04-08 | 4118 COLUMBIA STREET, Vancouver, BC V5Y 4B4 | Electrical Permit | Commercial | New | Completed | Installation / Repair - Commercial - telephone/data/CATV/access control prewire and finish -No maglocks >BP: Construction of 2 residential building clusters which will consist of 3-stories of stacked multi-level dwelling units over a common underground parkade. The building will be of combustible construction and the storage garage will be of non-combustible construction. The project will be sprinklered throughout. STAGED CONSTRUCTION - VBBL2014 Stage 1: Issued March 19 2021. Excavation and shoring. Stage 2: Issued August 17 2021. Full Construction | NexGen Technologies Inc
NULL | NULL | 4118 COLUMBIA STREET, Vancouver, BC V5Y 4B4 | Gas Permit | Commercial | New | Withdrawn | Commercial - running new gas line to all units and respective appliances | New Gen Mechanical Ltd
PP-2022-00141 | 2022-01-26 | 4118 COLUMBIA STREET, Vancouver, BC V5Y 4B4 | Plumbing Permit | Commercial | New | Completed | Commercial - installation of plumbing system above ground Construction of 2 residential building clusters which will consist of 3-stories of stacked multi-level dwelling units over a common underground parkade. The building will be of combustible construction and the storage garage will be of non-combustible construction. The project will be sprinklered throughout. STAGED CONSTRUCTION - VBBL2014 | New Gen Mechanical Ltd
NULL | NULL | 4118 COLUMBIA STREET, Vancouver, BC V5Y 4B4 | Plumbing Permit | Commercial | New | Withdrawn | Commercial - installation of above floor plumbing system | New Gen Mechanical Ltd
EP-2023-01062 | 2023-02-08 | 4118 COLUMBIA STREET, Vancouver, BC V5Y 4B4 | Electrical Permit | Commercial | NULL | Issued | Annual / Operating - Maintenance of existing operating electrical equipment. Over see electrical work completed within the building. | Stapleton Electric Inc
EP-2022-08899 | 2022-10-20 | 4118 COLUMBIA STREET, Vancouver, BC V5Y 4B4 | Electrical Permit | Commercial | New | Completed | Installation / Repair - Commercial - Domestic water heat trace. Line voltage connections and supply power by other. - this permit is only for heat trace cable installation. >BP: Construction of 2 residential building clusters which will consist of 3-stories of stacked multi-level dwelling units over a common underground parkade. The building will be of combustible construction and the storage garage will be of non-combustible construction. The project will be sprinklered throughout. STAGED CONSTRUCTION - VBBL2014 Stage 1: Issued March 19 2021. Excavation and shoring. Stage 2: Issued August 17 2021. Full Construction | Eastern Valley Electrical Ltd
EP-2022-08591 | 2022-10-11 | 4118 COLUMBIA STREET, Vancouver, BC V5Y 4B4 | Electrical Permit | Residential | New | Completed | Installation / Repair - Residential - Sprinkler Heat Trace Construction of 2 residential building clusters which will consist of 3-stories of stacked multi-level dwelling units over a common underground parkade. The building will be of combustible construction and the storage garage will be of non-combustible construction. The project will be sprinklered throughout. STAGED CONSTRUCTION - VBBL2014 Stage 1: Issued March 19 2021. Excavation and shoring. Stage 2: Issued August 17 2021. Full Construction | Price Beat Electric Ltd.
EP-2022-08649 | 2022-10-12 | 4118 COLUMBIA STREET, Vancouver, BC V5Y 4B4 | Electrical Permit | Residential | New | Cancelled | Installation / Repair - Residential - Domestic water pipes heat trace Construction of 2 residential building clusters which will consist of 3-stories of stacked multi-level dwelling units over a common underground parkade. The building will be of combustible construction and the storage garage will be of non-combustible construction. The project will be sprinklered throughout. STAGED CONSTRUCTION - VBBL2014 | Price Beat Electric Ltd.
PP-2022-01865 | 2022-06-02 | 1324 ARBUTUS STREET, Vancouver, BC V6J 3W8 | Plumbing Permit | Residential | New | Completed | Residential - Irrigation >BP: To construct a 2-storey one Family Dwelling with a detached accessory building (garage) at the rear, providing 2 parking space + 1 on grade parking space, having vehicular access from the lane. The entire building, INCLUDING THE ATTACHED GARAGE (if applicable), to be sprinklered to NFPA 13D. 1. Flood Plain Covenant registered at the Land Title Office under CA7942022- CA7942023 2. No Strata Titling permitted 3. No A/C Unit proposed 4. Schedule B: Clinton Yiu, P.Eng (604.255.7670- Structural 7. Schedule B: P.K.Fong, P.Eng (604.837.3205)- Geotechnical 8. HPO: Residential Builder- Naikoon Contracting Ltd. Address Information: Principle Dwelling: Address 1324 Arbutus St - One Family Dwelling (1st, 2nd, 3rd storey) **THIS PERMIT HAS BEEN ISSUED UNDER THE REQUIREMENTS OF VBBL #12511 (2019).** | Jordon Crawford Jacobs
EP-2022-07467 | 2022-09-07 | 3302 E 25TH AVENUE, Vancouver, BC | Electrical Permit | Commercial | NULL | Expired | Annual / Operating - Annual operating permit for Fire alarm and emergency light units Renewal of EP-2021-06314 Valid: Aug 25, 2022 to Aug 24, 2023 | Active Fire & Safety Services Ltd
EP-2023-08154 | 2023-09-08 | 3302 E 25TH AVENUE, Vancouver, BC | Electrical Permit | Commercial | NULL | Issued | Annual / Operating - Annual operating permit for Fire alarm and emergency light units Renewal of EP-2022-07467 Valid: Aug 25, 2023 to Aug 24, 2024 | Active Fire & Safety Services Ltd
EP-2022-03970 | 2022-05-16 | 340 W 2ND AVENUE, Vancouver, BC V5Y 1C8 | Electrical Permit | Commercial | New | Cancelled | Installation / Repair - Commercial - installation of an alarm system and CCTV system. COMPLETE SECURITY SYSTEM To construct a 4-storey with mezzanine at 1st storey mixed-use building consisting 1st storey and mezzanine - Light Industrial use (shell) 2nd to 4th storeys - Office use (shell) with Roof top amenity area all over 3 levels of underground parking having vehicular access from the lane. | Telus Custom Security Systems Inc
EP-2022-02316 | 2022-04-01 | 1615 FRANKLIN STREET, Vancouver, BC V5L 1P5 | Electrical Permit | Commercial | New | Completed | Installation / Repair - Commercial - EMT, wiring for alarm system in lockers, and office, fire monitoring, intercom system, camera/video system, data network. >BP: To construct a 7 storey industrial building (mini storage warehouse) on this existing site. Note: This application is reviewed under VBBL 2014. | S.O.S Integrated Systems Ltd
EP-2022-04505 | 2022-05-31 | 1615 FRANKLIN STREET, Vancouver, BC V5L 1P5 | Electrical Permit | Commercial | Tenant Improvement | Issued | Installation / Repair - Commercial - Installation of heat trace complete with 120/208V line voltage and fire alarm connections. >BP: Building Permit for DP-2018-00839 To construct a 7 storey industrial building (mini storage warehouse) on this existing site. Note: This application is reviewed under VBBL 2014. | Centre Electric Ltd
EP-2023-08373 | NULL | 1615 FRANKLIN STREET, Vancouver, BC V5L 1P5 | Electrical Permit | Commercial | NULL | Withdrawn | Annual / Operating - Annual Operating Permit | Centre Electric Ltd
EP-2023-10522 | 2023-11-21 | 1615 FRANKLIN STREET, Vancouver, BC V5L 1P5 | Electrical Permit | Commercial | NULL | Issued | Annual / Operating - Annual Operating Permit. | Centre Electric Ltd
EP-2022-05234 | 2022-06-21 | 1441 W BROADWAY, Vancouver, BC V6H 1H6 | Electrical Permit | Commercial | New | Expired | Temporary Power - Commercial - To provide temporary power. Renewal of EP-2021-04532 Valid: June 16, 2022 - June 15, 2023 **Amendment Jul 28, 2021** Change size of material Service Conductor from (2) 4c-4/0 to (2) 4c-250 | Western Pacific Enterprises Ltd
EP-2023-04341 | 2023-05-18 | 1441 W BROADWAY, Vancouver, BC V6H 1H6 | Electrical Permit | Commercial | New | Issued | Temporary Power - Commercial - To provide temporary power. Renewal of EP-2022-05234 Valid: June 16, 2023 - June 15, 2024 | Western Pacific Enterprises Ltd
EP-2023-11160 | 2023-12-15 | 1431 W BROADWAY, Vancouver, BC V6H 1H6 | Electrical Permit | Commercial | New | Cancelled | Interim - Commercial - INTERIM PERMIT TO COMMENCE UNDERGROUND WORK. Scope: slab, underground, raceways, grounding and branch circuits. Attached to main permit application EP-2023-11147. | Houle Electric Limited
EP-2023-11147 | 2024-01-12 | 1431 W BROADWAY, Vancouver, BC V6H 1H6 | Electrical Permit | Commercial | New | Issued | Installation / Repair - Commercial - Broadway South Granville Subway Station: Install - Conduits, Tray, Low voltage distribution incl. panels, starters, disconnects, metering equipment, Fire alarm installation, Lighting and lighting controls, Misc. field devices, eg: receptacles, switches, Cable pulls & termination, Grounding. | Houle Electric Limited
PP-2023-02285 | 2023-06-30 | 1454 WILLIAM STREET, Vancouver, BC V5L 2P9 | Plumbing Permit | Residential | New | Completed | Residential - 3/4" dcva backflow preventer for lawn irrigation | Yue Jin Qiu
EP-2022-05463 | 2022-06-27 | 1454 WILLIAM STREET, Vancouver, BC V5L 2P9 | Electrical Permit | Residential | New | Completed | Installation / Repair - Residential - Low voltage & security system | Xon Automation Ltd
GP-2022-00834 | 2022-03-17 | 1454 WILLIAM STREET, Vancouver, BC V5L 2P9 | Gas Permit | Residential | New | Completed | Residential - Gas Building Permit for DP-2017-00881 to develop a two (2) stories plus basement two (2) family dwelling at the front sharing a built-in parking garage with a 3-storey single-family infill building off-street parking, providing a total of 3 parking spacing at the rear having vehicular access from the lane | Bluewater Mechanical Ltd
NULL | NULL | 1454 WILLIAM STREET, Vancouver, BC V5L 2P9 | Gas Permit | Residential | New | Draft | Residential - Gas | Bluewater Mechanical Ltd
EP-2022-04494 | 2022-06-03 | 1454 WILLIAM STREET, Vancouver, BC V5L 2P9 | Electrical Permit | Residential | New | Expired | Temporary Power - Residential - To provide temporary power. Renewal of EP-2021-03900 Valid: May 24, 2022 to May 23, 2023 | AMTEK Electric Ltd
EP-2022-04492 | 2022-06-27 | 1454 WILLIAM STREET, Vancouver, BC V5L 2P9 | Electrical Permit | Residential | New | Completed | Installation / Repair - Residential - New construction duplex w/ infill New service 200A quad meter base 100A - INFILL main switch 100A each - Main duplex switch Electrical rough-wire and finishing DIVVEE loadshare devices >Permit Amendment DATE -"Rough in Wiring for future AC to be added" >BP: Building Permit for DP-2017-00881 to develop a two (2) stories plus basement two (2) family dwelling at the front sharing a built-in parking garage with a 3-storey single-family infill building off-street parking, providing a total of 3 parking spacing at the rear having vehicular access from the lane. Revision #1: Change structural plan to the main building which is increased in length with some minor alterations of interior partitions/layout to match the approved architectural drawings. P Volpi, June 10, 2021. Rev. #2 - C. Fong - Feb 25, 2022. - remove one post & post footing in basement of Unit #1 as shown on S3. - relocate the two-family dwelling building by 2 3/8" to the west and reduce depth of porch in Unit 2 by 2 3/8". - change finish grade in east side yard and add a low concrete retaining wall (less than 2' in ht.) along the east property line. Note: No changes proposed to other setbacks, imaginary lines, building area or floor area. Related to DPMA DP-2021-00913. | AMTEK Electric Ltd
GP-2022-00835 | 2022-03-17 | 1238 MCLEAN DRIVE, Vancouver, BC V5L 2P9 | Gas Permit | Residential | New | Completed | Residential - gas Building Permit for DP-2017-00881 to develop a 3-storey one (1) family dwelling at the rear with attached (2) two car garage plus one (1) off-street parking, providing a total of 3 parking spacing shared with a proposed 2-storey two-family dwelling, having vehicular access from the lane. | Bluewater Mechanical Ltd
EP-2022-05481 | 2022-06-28 | 1238 MCLEAN DRIVE, Vancouver, BC V5L 2P9 | Electrical Permit | Residential | New | Completed | Installation / Repair - Residential - Low voltage & security system >BP: Building Permit for DP-2017-00881 to develop a 3-storey one (1) family dwelling at the rear with attached (2) two car garage plus one (1) off-street parking, providing a total of 3 parking spacing shared with a proposed 2-storey two-family dwelling, having vehicular access from the lane. Note: Building to be sprinklered to NFPA 13R requirements. | Xon Automation Ltd
EP-2022-05265 | 2022-06-27 | 1238 MCLEAN DRIVE, Vancouver, BC V5L 2P9 | Electrical Permit | Residential | New | Completed | Installation / Repair - Residential - New construction INFILL - one (1) family dwelling at the rear with attached (2) two car garage plus one (1) off-street parking. New service 200A quad meter base 100A - INFILL main switch 100A each - Main duplex switch Electrical rough-wire and finishing Underground tek DIVVEE loadshare devices. >Permit Amendment Sep 18, 2023 -"Rough in Wiring for Future AC to be added" >BP: Building Permit for DP-2017-00881 to develop a 3-storey one (1) family dwelling at the rear with attached (2) two car garage plus one (1) off-street parking, providing a total of 3 parking spacing shared with a proposed 2-storey two-family dwelling, having vehicular access from the lane. Note: Building to be sprinklered to NFPA 13R requirements. | AMTEK Electric Ltd
EP-2022-08879 | 2022-10-19 | 4240 CAMBIE STREET, Vancouver, BC V5Z 2Y4 | Electrical Permit | Commercial | New | Completed | Installation / Repair - Commercial - Heat trace on domestic water pipes (not sprinkler pipes) in parakde. 4 power connections and approx 600ft of heat trace >BP: To construct a development consisting of 3 buildings of residential occupancy, all of which are located above a 2 level below grade storage garage having access off a lane. The main residential building (Bldg 1) will consists of 6 storeys with 58 dwelling units, Building 2 will be a 2 storey townhouse building of 4 dwelling units, and Building 3 will be a 2 storey building of 2 dwelling units. ** This will be Staged Construction for which the 2014 VBBL applies.** NOTE: An extension to this CP BP Application has been granted by the CBO on Dec. 4, 2020 that will allow the continued use of the 2014 VBBL for the review. THIS PERMIT IS FOR BELOW GRADE SITE-WORKS AND THE CONSTRUCTION OF A NEW 2 LEVEL BELOW GROUND STORAGE GARAGE. This is a CP Process Permit for the applicant, Mark Roozbahani, CP. Stage 1: Excavation & Shoring (May 31, 2021. B. Smith) Stage 2: Full Construction Stage 3 - Revision #1 - To provide updated excavation and shoring drawings that include a water retention tank that appears to already be included in stage 2, full construction, architectural and plumbing drawings. - Accepted Oct.18/21 (Erv) RELATED PERMITS for the 3 new buildings on this site are: BP-2020-00383: Bldg 1 (58 dwelling units, 6 storeys)) BP-2020-00384: Bldg 2 (4 dwelling units, 2 storeys) BP-2020-00386: Bldg 3 (2 dwelling units, 2 storeys) | Brian Wuttke
EP-2022-10113 | 2022-11-30 | 4240 CAMBIE STREET, Vancouver, BC V5Z 2Y4 | Electrical Permit | Commercial | New | Completed | Installation / Repair - Commercial - Heat trace cable install on sprinkler wet system. P1 water entry room. elevator lobby, corridor and mezzanine level. | Eastern Valley Electrical Ltd
EP-2023-01798 | 2023-03-06 | 4240 CAMBIE STREET, Vancouver, BC V5Z 2Y4 | Electrical Permit | Commercial | New | Completed | Installation / Repair - Commercial - Security Installation >BP: To construct a new 6 storey residential building having 58 dwelling units, all over a two-level below grade storage garage having vehicular access from a lane. This will be Building 1 of a development consisting of three new residential buildings, all of which are related to Project File BP-2018-06374. *** ALL FEES HAVE BEEN PAID UNDER BP-2018-06374 and all related documents are filed under that BP*** NOTE: the 2014 VBBL applies to this permit application. This is a CP Process Permit for Mehrdad (Mark) Roozbahani, P. Eng., CP NOTE: Stage 1 Excavation & Shoring (Issued only under Project Site BP-2018-06374). May 31, 2021. B. Smith (Sept. 28/21. B. Smith) Stage 2: Full Construction | Citiloc Systems Ltd
SP-2021-01350 | 2022-06-23 | 4240 CAMBIE STREET, Vancouver, BC V5Z 2Y4 | Sprinkler Permit | Commercial | New | Completed | Commercial - For all sprinkler work to the 2014 VBBL; NFPA 13, 2013; standpipe work to NFPA 14, 2010; and alternative solutions prepared by Mark Roozbahani Consulting Ltd. for this newly constructed 6 storey residential building having 58 dwelling units, all over a two-level below grade storage garage having vehicular access from a lane. This will be Building 1 of a development consisting of three new residential buildings, all of which are related to Project File BP-2018-06374. This is a CP Process Permit for the applicant, Mark Roozbahani, P.Eng. CP. RELATED PERMITS: BP-2018-06374 / SP-2021-01402 4240 CAMBIE ST (SITE) BP-2020-00383 / SP-2021-01350: 4240 CAMBIE ST(Bldg 1 - 58 dwelling units, 6 storeys) BP-2020-00384 / SP-2021-01389: 4232 CAMBIE ST (Bldg 2 - 4 dwelling units, 2 storeys) BP-2020-00386 /SP-2021-01388: 4222 CAMBIE ST (Bldg 3 - 2 dwelling units, 2 storeys) Notes: 1. Fire Protection engineer of Record Mr. Ryan Pavey of Cardinal Engineering. T: 604 605 0606. E: pavey@cardinalfire.ca 2. One set of approved drawings and permit to be available for viewing at the jobsite. 3. See Site Permit SP-2021-01402 for accepted documents, terms, and site description. | Active Fire & Safety Services Ltd
SP-2021-01402 | 2022-06-23 | 4240 CAMBIE STREET, Vancouver, BC V5Z 2Y4 | Sprinkler Permit | Commercial | New | Completed | Commercial - For all sprinkler work to the 2014 VBBL; NFPA 13, 2013; standpipe work to NFPA 14, 2010; and alternative solutions prepared by Mark Roozbahani Consulting Ltd. for below grade site-work and the construction of a new 2 level below grade storage garage. Site Description: To construct a development consisting of 3 buildings of residential occupancy, all of which are located above a 2 level below grade storage garage having access off a lane. The main residential building (Bldg 1) will consists of 6 storeys with 58 dwelling units, Building 2 will be a 2 storey townhouse building of 4 dwelling units, and Building 3 will be a 2 storey building of 2 dwelling units. ** This will be Staged Construction for which the 2014 VBBL applies.** NOTE: An extension to this CP BP Application has been granted by the CBO on Dec. 4, 2020 that will allow the continued use of the 2014 VBBL for the review. This is a CP Process Permit for the applicant, Mark Roozbahani, P.Eng. CP. RELATED PERMITS: BP-2018-06374 / SP-2021-01402 4240 CAMBIE ST (SITE) BP-2020-00383 / SP-2021-01350: 4240 CAMBIE ST(Bldg 1 - 58 dwelling units, 6 storeys) BP-2020-00384 / SP-2021-01389: 4232 CAMBIE ST (Bldg 2 - 4 dwelling units, 2 storeys) BP-2020-00386 /SP-2021-01388: 4222 CAMBIE ST (Bldg 3 - 2 dwelling units, 2 storeys) Notes: 1. Fire Protection engineer of Record Mr. Ryan Pavey of Cardinal Engineering. T: 604 605 0606. E: pavey@cardinalfire.ca 2. One set of approved drawings and permit to be available for viewing at the jobsite. 3. Construction Standpipe to Bulletin 2017-003-BU/FI, VBBL, NFPA 14, and VFBL. | Active Fire & Safety Services Ltd
EP-2022-02392 | 2022-03-24 | 4240 CAMBIE STREET, Vancouver, BC V5Z 2Y4 | Electrical Permit | Residential | New | Completed | Installation / Repair - Residential - Low voltage Hvac controls wiring and installations >BP: To construct a development consisting of 3 buildings of residential occupancy, all of which are located above a 2 level below grade storage garage having access off a lane. The main residential building (Bldg 1) will consists of 6 storeys with 58 dwelling units, Building 2 will be a 2 storey townhouse building of 4 dwelling units, and Building 3 will be a 2 storey building of 2 dwelling units. ** This will be Staged Construction for which the 2014 VBBL applies.** NOTE: An extension to this CP BP Application has been granted by the CBO on Dec. 4, 2020 that will allow the continued use of the 2014 VBBL for the review. THIS PERMIT IS FOR BELOW GRADE SITE-WORKS AND THE CONSTRUCTION OF A NEW 2 LEVEL BELOW GROUND STORAGE GARAGE. This is a CP Process Permit for the applicant, Mark Roozbahani, CP. Stage 1: Excavation & Shoring (May 31, 2021. B. Smith) Stage 2: Full Construction Stage 3 - Revision #1 - To provide updated excavation and shoring drawings that include a water retention tank that appears to already be included in stage 2, full construction, architectural and plumbing drawings. - Accepted Oct.18/21 (Erv) RELATED PERMITS for the 3 new buildings on this site are: BP-2020-00383: Bldg 1 (58 dwelling units, 6 storeys)) BP-2020-00384: Bldg 2 (4 dwelling units, 2 storeys) BP-2020-00386: Bldg 3 (2 dwelling units, 2 storeys) | Olympic Controls Inc
EP-2022-04673 | 2022-06-07 | 4240 CAMBIE STREET, Vancouver, BC V5Z 2Y4 | Electrical Permit | Commercial | New | Completed | Installation / Repair - Commercial - telephone/data/CATV prewire and finish >BP: To construct a new 6 storey residential building having 58 dwelling units, all over a two-level below grade storage garage having vehicular access from a lane. This will be Building 1 of a development consisting of three new residential buildings, all of which are related to Project File BP-2018-06374. *** ALL FEES HAVE BEEN PAID UNDER BP-2018-06374 and all related documents are filed under that BP*** NOTE: the 2014 VBBL applies to this permit application. This is a CP Process Permit for Mehrdad (Mark) Roozbahani, P. Eng., CP NOTE: Stage 1 Excavation & Shoring (Issued only under Project Site BP-2018-06374). May 31, 2021. B. Smith (Sept. 28/21. B. Smith) Stage 2: Full Construction | NexGen Technologies Inc
EP-2022-04675 | 2022-06-07 | 4222 CAMBIE STREET, Vancouver, BC V5Z 2Y4 | Electrical Permit | Commercial | New | Completed | Installation / Repair - Commercial - telephone/data/CATV prewire and finish >BP: To construct a new 2 storey residential building consisting of 2 dwelling units, one of which is multi-level and the other which is a single level unit, over a two-level below grade storage garage having access from a lane This will be Building 3 of a development consisting of three new residential buildings, all of which are related to Project File BP-2018-06374. *** ALL FEES HAVE BEEN PAID UNDER BP-2018-06374 and all related documents are filed under that BP*** The 2014 VBBL applies to this Permit application. This is a CP Process Permit for Mehrdad (Mark) Roozbahani, P. Eng., CP NOTE: Stage 1 Excavation & Shoring (Issued only under Project Site BP-2018-06374). May 31, 2021. B. Smith (Sept. 28/21. B. Smith) Stage 2: Full Construction | NexGen Technologies Inc
SP-2021-01388 | 2022-06-23 | 4222 CAMBIE STREET, Vancouver, BC V5Z 2Y4 | Sprinkler Permit | Commercial | New | Completed | Commercial - For all sprinkler work to the 2014 VBBL; NFPA 13, 2013; standpipe work to NFPA 14, 2010; and alternative solutions prepared by Mark Roozbahani Consulting Ltd. for this newly constructed 2 storey residential building consisting of 2 dwelling units, one of which is multi-level and the other which is a single level unit, over a two-level below grade storage garage having access from a lane This will be Building 3 of a development consisting of three new residential buildings, all of which are related to Project File BP-2018-06374. *** ALL FEES HAVE BEEN PAID UNDER BP-2018-06374 and all related documents are filed under that BP*** This is a CP Process Permit for the applicant, Mark Roozbahani, P.Eng. CP. RELATED PERMITS: BP-2018-06374 / SP-2021-01402 4240 CAMBIE ST (SITE) BP-2020-00383 / SP-2021-01350: 4240 CAMBIE ST(Bldg 1 - 58 dwelling units, 6 storeys) BP-2020-00384 / SP-2021-01389: 4232 CAMBIE ST (Bldg 2 - 4 dwelling units, 2 storeys) BP-2020-00386 /SP-2021-01388: 4222 CAMBIE ST (Bldg 3 - 2 dwelling units, 2 storeys) Notes: 1. Fire Protection engineer of Record Mr. Ryan Pavey of Cardinal Engineering. T: 604 605 0606. E: pavey@cardinalfire.ca 2. One set of approved drawings and permit to be available for viewing at the jobsite. 3. See Site Permit SP-2021-01402 for accepted documents, terms, and site description. | Active Fire & Safety Services Ltd
MP-2022-00699 | 2022-12-13 | 554 E 10TH AVENUE, Vancouver, BC V5T 2A4 | Mechanical Permit | NULL | NULL | Completed | NULL | Milani Electric Limited
EP-2022-10529 | 2023-01-05 | 554 E 10TH AVENUE, Vancouver, BC V5T 2A4 | Electrical Permit | Residential | Renovation | Completed | Installation / Repair - Residential - Electrical supply for Dsplit MP-2022-00699 | Milani Electric Limited
SP-2021-01389 | 2022-06-23 | 4232 CAMBIE STREET, Vancouver, BC V5Z 2Y4 | Sprinkler Permit | Commercial | New | Completed | Commercial - For all sprinkler work to the 2014 VBBL; NFPA 13, 2013; standpipe work to NFPA 14, 2010; and alternative solutions prepared by Mark Roozbahani Consulting Ltd. for this newly constructed 2 storey residential building consisting of 4 multi-level townhouse units with a slab-on-grade foundation, which will be Building 2 of this Development which consists of 3 residential buildings on this site, 2 of which are located above a 2 level below-grade storage garage accessed from a lane. Project File is BP-2018-06374. This is a CP Process Permit for the applicant, Mark Roozbahani, P.Eng. CP. RELATED PERMITS: BP-2018-06374 / SP-2021-01402 4240 CAMBIE ST (SITE) BP-2020-00383 / SP-2021-01350: 4240 CAMBIE ST(Bldg 1 - 58 dwelling units, 6 storeys) BP-2020-00384 / SP-2021-01389: 4232 CAMBIE ST (Bldg 2 - 4 dwelling units, 2 storeys) BP-2020-00386 /SP-2021-01388: 4222 CAMBIE ST (Bldg 3 - 2 dwelling units, 2 storeys) Notes: 1. Fire Protection engineer of Record Mr. Ryan Pavey of Cardinal Engineering. T: 604 605 0606. E: pavey@cardinalfire.ca 2. One set of approved drawings and permit to be available for viewing at the jobsite. 3. See Site Permit SP-2021-01402 for accepted documents, terms, and site description. | Active Fire & Safety Services Ltd
EP-2022-04674 | 2022-06-07 | 4232 CAMBIE STREET, Vancouver, BC V5Z 2Y4 | Electrical Permit | Commercial | New | Completed | Installation / Repair - Commercial - telephone/data/CATV prewire and finish >BP: To construct a new 2 storey residential building consisting of 4 multi-level townhouse units with a slab-on-grade foundation, which will be Building 2 of this Development which consists of 3 residential buildings on this site, 2 of which are located above a 2 level below-grade storage garage accessed from a lane. Project File is BP-2018-06374. *** ALL FEES HAVE BEEN PAID UNDER BP-2018-06374 and all related documents are filed under that BP*** NOTE: The 2014 VBBL applies to this Permit application. This is a CP Process Permit for Mehrdad (Mark) Roozbahani, P. Eng., CP NOTE: Stage 1 Excavation & Shoring (Issued only under Project Site BP-2018-06374). May 31, 2021. B. Smith Stage 2: Full Construction (Sept. 28/21. B. Smith) | NexGen Technologies Inc
NULL | NULL | 4232 CAMBIE STREET, Vancouver, BC V5Z 2Y4 | Electrical Permit | Commercial | New | Draft | Installation / Repair - Commercial - telephone/data/CATV prewire and finish | NexGen Technologies Inc
GP-2022-00583 | 2022-02-23 | 2545 E KENT AVENUE NORTH, Vancouver, BC V5S 2H7 | Gas Permit | Residential | Renovation | Completed | Residential - Installation of 1 gas fireplace - venting and hook up only | Urban Fireplaces Ltd
GP-2022-00446 | 2022-02-11 | 2545 E KENT AVENUE NORTH, Vancouver, BC V5S 2H7 | Gas Permit | Residential | New | Completed | Residential - Install gas piping to appliances for a new house To construct a two-storey One-Family Dwelling with an attached two-car garage at the rear, having vehicular access from the lane. | C S T Mechanical Ltd
EP-2022-05658 | 2022-07-06 | 1489 W BROADWAY, Vancouver, BC V6H 1H6 | Electrical Permit | Commercial | NULL | Expired | Annual / Operating - TEMP POWER Renewal of EP-2021-00566 Valid: July 1, 2022 - June 30, 2023 | Protec Installations Group
EP-2022-08436 | 2022-10-05 | 5130 CAMBIE STREET, Vancouver, BC V5Z 2Z7 | Electrical Permit | Commercial | New | Expired | Temporary Power - Commercial - To provide temporary power. | LORE ELECTRIC INC
EP-2023-09183 | 2023-10-11 | 5130 CAMBIE STREET, Vancouver, BC V5Z 2Z7 | Electrical Permit | Commercial | New | Issued | Temporary Power - Commercial - To provide temporary power. | LORE ELECTRIC INC
EP-2023-09897 | NULL | 5168 CAMBIE STREET, Vancouver, BC V5Z 2Z7 | Electrical Permit | Commercial | New | Withdrawn | Installation / Repair - Commercial - Domestic heat trace install on Main, dcw, irrigation, and hosebibs (not sprinkler) | Brian Wuttke
EP-2023-09696 | 2023-11-06 | 5168 CAMBIE STREET, Vancouver, BC V5Z 2Z7 | Electrical Permit | Commercial | New | Issued | Installation / Repair - Commercial - Heat trace on domestic water pipes in parkade. Includes DCW, hosebibs, irrigation, and incoming main. Thermostats included. >BP: To construct a 6-storey multi-dwelling building consisting 81 dwelling units, amenity on Level 1, private roof patios over Level 6, all over two levels of underground parking, having vehicular access from the lane. Kitchen in amenity - Class 3 cooking operation. This is a CP process, CP is Tavis McAuley, Architect. This permit has been reviewed under the 2014 Vancouver Building By-law (#10908). Building to be sprinklered to NFPA 13 requirements. STAGED CONSTRUCTION Stage 1 - Excavation and Shoring - issued August 11, 2021 Stage 2 - Foundation to Grade - issued December 14, 2021 Stage 3 - Full Construction - issued March 24, 2022 Stage 3 Revision 1 - issued March 31, 2023 Changes to match M/A DP-2022-00369. Scope includes: - Relocation of one accessible parking stall from P1 to P2. - Deletion of two small car stalls and changed to motorcycle parking space. - Removed Bike Room #3 on P1 and add four bike spaces to Bike Room #4. - Relocation of front entrance ramp. | Brian Wuttke
EP-2023-02755 | 2023-03-30 | 5168 CAMBIE STREET, Vancouver, BC V5Z 2Z7 | Electrical Permit | Commercial | New | Issued | Installation / Repair - Commercial - Wiring, installation for Tel, TV, Data, Access Control, CCTV and Auto door operator -no maglocks >BP: To construct a 6-storey multi-dwelling building consisting 81 dwelling units, amenity on Level 1, private roof patios over Level 6, all over two levels of underground parking, having vehicular access from the lane. Kitchen in amenity - Class 3 cooking operation. This is a CP process, CP is Tavis McAuley, Architect. This permit has been reviewed under the 2014 Vancouver Building By-law (#10908). Building to be sprinklered to NFPA 13 requirements. STAGED CONSTRUCTION Stage 1 - Excavation and Shoring - issued August 11, 2021 Stage 2 - Foundation to Grade - issued December 14, 2021 Stage 3 - Full Construction - issued March 24, 2022 Stage 3 Revision 1 - in review Changes to match M/A DP-2022-00369. Scope includes: - Relocation of one accessible parking stall from P1 to P2. - Deletion of two small car stalls and changed to motorcycle parking space. - Removed Bike Room #3 on P1 and add four bike spaces to Bike Room #4. - Relocation of front entrance ramp. | Polygom Security Systems Ltd
PP-2021-04155 | 2022-01-07 | 5168 CAMBIE STREET, Vancouver, BC V5Z 2Z7 | Plumbing Permit | Residential | New | Issued | Residential - Below grade plumbing for new multi family build To construct a 6-storey multi-dwelling building consisting 81 dwelling units, amenity on Level 1, private roof patios over Level 6, all over two levels of underground parking, having vehicular access from the lane. Kitchen in amenity - Class 3 cooking operation. This is a CP process, CP is Tavis McAuley, Architect. This permit has been reviewed under the 2014 Vancouver Building By-law (#10908). STAGED CONSTRUCTION Stage 1 - Excavation and Shoring - issued August 11, 2021 Stage 2 - Foundation to Grade - issued December 14, 2021 | Broadway Refrigeration & Air Conditioning Co
EP-2022-00304 | 2022-01-19 | 5168 CAMBIE STREET, Vancouver, BC V5Z 2Z7 | Electrical Permit | Commercial | New | Completed | Interim - Commercial - Underground conduit, slab on grade conduits and grounding - Interim permit for EP-2022-00303 >BP: To construct a 6-storey multi-dwelling building consisting 81 dwelling units, amenity on Level 1, private roof patios over Level 6, all over two levels of underground parking, having vehicular access from the lane. Kitchen in amenity - Class 3 cooking operation. This is a CP process, CP is Tavis McAuley, Architect. This permit has been reviewed under the 2014 Vancouver Building By-law (#10908). STAGED CONSTRUCTION Stage 1 - Excavation and Shoring - issued August 11, 2021 Stage 2 - Foundation to Grade - issued December 14, 2021 | LORE ELECTRIC INC
EP-2022-00303 | 2022-04-05 | 5168 CAMBIE STREET, Vancouver, BC V5Z 2Z7 | Electrical Permit | Commercial | New | Issued | Installation / Repair - Commercial - Complete electrical wiring for a 81 unit 6 level concrete condo building with 2 levels of underground parking. >BP: To construct a 6-storey multi-dwelling building consisting 81 dwelling units, amenity on Level 1, private roof patios over Level 6, all over two levels of underground parking, having vehicular access from the lane. Kitchen in amenity - Class 3 cooking operation. This is a CP process, CP is Tavis McAuley, Architect. This permit has been reviewed under the 2014 Vancouver Building By-law (#10908). STAGED CONSTRUCTION Stage 1 - Excavation and Shoring - issued August 11, 2021 Stage 2 - Foundation to Grade - issued December 14, 2021 | LORE ELECTRIC INC
EP-2022-04803 | 2022-06-14 | 5168 CAMBIE STREET, Vancouver, BC V5Z 2Z7 | Electrical Permit | Residential | New | Issued | Installation / Repair - Residential - Low voltage Hvac controls wiring and installations To construct a 6-storey multi-dwelling building consisting 81 dwelling units, amenity on Level 1, private roof patios over Level 6, all over two levels of underground parking, having vehicular access from the lane. | Olympic Controls Inc
SP-2022-00339 | 2023-01-17 | 5168 CAMBIE STREET, Vancouver, BC V5Z 2Z7 | Sprinkler Permit | Residential | New | Issued | Residential - Installation of fire sprinkler system To install sprinklers to NFPA 13 and standpipes to NFPA 14 2013 in this 6-storey multi-dwelling building consisting 81 dwelling units, amenity on Level 1, private roof patios over Level 6, all over two levels of underground parking, having vehicular access from the lane. This is a CP process, CP is Tavis McAuley, Architect. RPR Ryan Pavey | Sprinkl-Tech Installations Inc
PP-2022-01137 | 2022-06-23 | 5168 CAMBIE STREET, Vancouver, BC V5Z 2Z7 | Plumbing Permit | Commercial | New | Issued | Commercial - Above grade permit for 6 story multi-family. ***Separate Permit Required for Civil Work*** To construct a 6-storey multi-dwelling building consisting 81 dwelling units, amenity on Level 1, private roof patios over Level 6, all over two levels of underground parking, having vehicular access from the lane. Kitchen in amenity - Class 3 cooking operation. This is a CP process, CP is Tavis McAuley, Architect. This permit has been reviewed under the 2014 Vancouver Building By-law (#10908). Building to be sprinklered to NFPA 13 requirements. STAGED CONSTRUCTION Stage 1 - Excavation and Shoring - issued August 11, 2021 Stage 2 - Foundation to Grade - issued December 14, 2021 Stage 3 - Full Construction - issued March 24, 2022 | Broadway Refrigeration & Air Conditioning Co
GP-2023-00478 | 2023-02-09 | 1020 ODLUM DRIVE, Vancouver, BC | Gas Permit | Residential | Renovation | Issued | Residential - To replace 1 hot water tank in the same location. | Paolo's Plumbing & Heating Ltd
PP-2022-04373 | 2022-12-08 | 1155 VICTORIA DRIVE, Vancouver, BC | Plumbing Permit | Residential | Addition | Completed | Residential - One new Kitchen Sink | AKAL Plumbing & Heating Ltd
MP-2022-00700 | 2022-12-13 | 556 E 10TH AVENUE, Vancouver, BC | Mechanical Permit | NULL | NULL | Completed | NULL | Milani Electric Limited
EP-2022-10530 | 2023-01-05 | 556 E 10TH AVENUE, Vancouver, BC | Electrical Permit | Residential | Renovation | Completed | Installation / Repair - Residential - Electrical supply for Dsplit MP-2022-00700 | Milani Electric Limited
PP-2022-02402 | 2022-08-22 | 3502 FRASER STREET, Vancouver, BC V5V 4C6 | Plumbing Permit | Commercial | Tenant Improvement | Completed | Commercial - Adding lines for Water Closets, Sinks, Urinals, LAVs, Shower including Drinking Fountain. >Tenant fit-out of a 2 storey senior centre, including a kitchen, multi-purpose room, support offices, meeting rooms and washroom facilities. Class-1 Cooking operation. Note: This permit was reviewed under the VBBL2019. | JQ Mechanical Corporation
EP-2022-07186 | 2022-08-25 | 3502 FRASER STREET, Vancouver, BC V5V 4C6 | Electrical Permit | Commercial | New | Completed | Installation / Repair - Commercial - New electrical for Seniors Co-Op social housing tenant improvement >BP: Tenant fit-out of a 2 storey senior centre, including a kitchen, multi-purpose room, support offices, meeting rooms and washroom facilities. AMEND: OCT 12/2022 Please add Class 2 Wiring on to the permit. No change in value | Clarus Electric Corp
SP-2021-01704 | 2022-08-17 | 3502 FRASER STREET, Vancouver, BC V5V 4C6 | Sprinkler Permit | Commercial | Tenant Improvement | Completed | Commercial - Sprinkler alterations for the tenant fit-out of a 2 storey senior centre, including a kitchen, multi-purpose room, support offices, meeting rooms and washroom facilities. Base building fire suppression system design at 710 E 19th Avenue under permit number SP-2021-01199. Work shall be on Levels 1 and 2. | Escape Fire Protection Ltd
PP-2022-00828 | 2022-03-10 | 198 ONTARIO PLACE, Vancouver, BC V5W 1S2 | Plumbing Permit | Commercial | New | Completed | Commercial - Outside sump installation To construct on this site a new 3-storey Passive House Multiple Dwelling with 12 residential co-housing units including one lock-off unit and four surface parking spaces having vehicular access from the rear lane. | Ponte Bros Contracting Ltd
EP-2022-04329 | 2022-05-25 | 198 ONTARIO PLACE, Vancouver, BC V5W 1S2 | Electrical Permit | Commercial | New | Expired | Temporary Power - Commercial - To provide temporary power. >NOTE: Work authorized by this permit is for placement of a temporary power pole only and does not authorize any site construction and/or excavation. A separate Building Permit will be required prior to commencement of any other work on this site. | Mainland Electric Corp
EP-2022-03674 | 2022-05-06 | 198 ONTARIO PLACE, Vancouver, BC V5W 1S2 | Electrical Permit | Commercial | New | Expired | Temporary Power - Commercial - To provide temporary power. | Polo Security Services Ltd
EP-2022-04635 | 2022-06-02 | 210 E 5TH AVENUE, Vancouver, BC V5T 1G7 | Electrical Permit | Commercial | NULL | Expired | Annual / Operating - Minor electrical installation, repair and maintenance. Renewal of EP-2021-04293 Valid: May 25, 2022 to May 24, 2023 | Berts Electric (2001) Ltd
EP-2023-04482 | 2023-05-23 | 210 E 5TH AVENUE, Vancouver, BC V5T 1G7 | Electrical Permit | Commercial | NULL | Issued | Annual / Operating - Minor electrical installation, repair, and maintenance. Renewal of EP-2022-04635 Valid: May 25, 2023 to May 24, 2024 | Berts Electric (2001) Ltd
GP-2023-00870 | 2023-03-13 | 1366 LABURNUM STREET, Vancouver, BC V6J 3W3 | Gas Permit | Residential | New | Completed | Residential - Wolf 36" Freestanding Duel Fuel Range >BP: Note: Associated permit DP-2019-00333 To construct a 2 storey + basement one-family ($634,800.00) with a detached accessory building (garage) ($10,000), at the rear providing 2 parking spaces, having vehicular access from the lane. | Han Appliances & Refrigeration Ltd
PP-2022-04501 | 2022-12-19 | 1366 LABURNUM STREET, Vancouver, BC V6J 3W3 | Plumbing Permit | Residential | New | Completed | Residential - to install a DCVA for lawn irrigation To construct a 2 story + basement one-family with a detached accessory building (garage) , at the rear providing 2 parking spaces, having vehicular access from the lane. 1. Flood Plain Covenant: CA8317295 2. No Strata Titling permitted 3. A/C proposed – Exterior component located in Rear Yard, Interior component located in crawlspace 4. Schedule B: (J.T. Allester) P.Eng (604.228.0518) Structural 5. Schedule B: (R. Y. Young) P.Eng (604.828.8822) Structural (ext. guards) 6. Schedule B: (J.E.G. Phillips) P.Eng (604.716.8881) Geotechnical 7. HPO: Residential Builder- (Sunray Construction Co Ltd) 8. The entire building to be sprinklered to NFPA 13 D per 3.2.5.12.(3)(d) Note: This is a 2 storey building pursuant to the Zoning and Development By-Law | University Sprinkler Systems Incorporated
GP-2022-01361 | 2022-05-03 | 1366 LABURNUM STREET, Vancouver, BC V6J 3W3 | Gas Permit | Residential | New | Completed | Residential - INSTALL TWO GAS FIREPLACES | Service Only Gas Inc
GP-2022-01065 | 2022-04-05 | 1366 LABURNUM STREET, Vancouver, BC V6J 3W3 | Gas Permit | Residential | New | Completed | Residential - gas fitting 2 STOREY 1FD + GARAGE Note: Associated permit DP-2019-00333 To construct a 2 storey + basement one-family with a detached accessory building (garage) , at the rear providing 2 parking spaces, having vehicular access from the lane. 1. Flood Plain Covenant: CA8317295 2. No Strata Titling permitted 3. A/C proposed – Exterior component located in Rear Yard, Interior component located in crawlspace 4. Schedule B: (J.T. Allester) P.Eng (604.228.0518) Structural 5. Schedule B: (R. Y. Young) P.Eng (604.828.8822) Structural (ext. guards) 6. Schedule B: (J.E.G. Phillips) P.Eng (604.716.8881) Geotechnical 7. HPO: Residential Builder- (Sunray Construction Co Ltd) 8. The entire building to be sprinklered to NFPA 13 D per 3.2.5.12.(3)(d) Note: This is a 2 storey building pursuant to the Zoning and Development By-Law | R J Gas Ltd
SP-2022-00501 | 2022-04-07 | 1366 LABURNUM STREET, Vancouver, BC V6J 3W3 | Sprinkler Permit | Residential | New | Completed | Residential - Installation of New fire sprinkler system >BP: 2 STOREY 1FD + GARAGE Note: Associated permit DP-2019-00333 To construct a 2 storey + basement one-family ($634,800.00) with a detached accessory building (garage) ($10,000), at the rear providing 2 parking spaces, having vehicular access from the lane. 1. Flood Plain Covenant: CA8317295 2. No Strata Titling permitted 3. A/C proposed – Exterior component located in Rear Yard, Interior component located in crawlspace 4. Schedule B: (J.T. Allester) P.Eng (604.228.0518) Structural 5. Schedule B: (R. Y. Young) P.Eng (604.828.8822) Structural (ext. guards) 6. Schedule B: (J.E.G. Phillips) P.Eng (604.716.8881) Geotechnical 7. HPO: Residential Builder- (Sunray Construction Co Ltd) 8. The entire building to be sprinklered to NFPA 13 D per 3.2.5.12.(3)(d) Note: This is a 2 storey building pursuant to the Zoning and Development By-Law Address Information: Principle Dwelling: 1366 LABURNUM ST **THIS PERMIT HAS BEEN ISSUED UNDER THE REQUIREMENTS OF VBBL #12511 (2019).** | Fire Busters Inc
EP-2022-03101 | 2022-04-19 | 1366 LABURNUM STREET, Vancouver, BC V6J 3W3 | Electrical Permit | Residential | New | Completed | Installation / Repair - Residential - Low voltage rough in and completion of security alarm, tel/data/cable, security cameras, whole home audio, central vac system >BP: 2 STOREY 1FD + GARAGE Note: Associated permit DP-2019-00333 To construct a 2 storey + basement one-family ($634,800.00) with a detached accessory building (garage) ($10,000), at the rear providing 2 parking spaces, having vehicular access from the lane. 1. Flood Plain Covenant: CA8317295 2. No Strata Titling permitted 3. A/C proposed – Exterior component located in Rear Yard, Interior component located in crawlspace 4. Schedule B: (J.T. Allester) P.Eng (604.228.0518) Structural 5. Schedule B: (R. Y. Young) P.Eng (604.828.8822) Structural (ext. guards) 6. Schedule B: (J.E.G. Phillips) P.Eng (604.716.8881) Geotechnical 7. HPO: Residential Builder- (Sunray Construction Co Ltd) 8. The entire building to be sprinklered to NFPA 13 D per 3.2.5.12.(3)(d) Note: This is a 2 storey building pursuant to the Zoning and Development By-Law Address Information: Principle Dwelling: 1366 LABURNUM ST **THIS PERMIT HAS BEEN ISSUED UNDER THE REQUIREMENTS OF VBBL #12511 (2019).** | Infinitech Security & Integration Inc.
NULL | NULL | 1366 LABURNUM STREET, Vancouver, BC V6J 3W3 | Electrical Permit | Residential | New | Withdrawn | Temporary Power - Residential - To provide temporary power. | Douglas Millington o/a Moose Electric
EP-2022-00916 | 2022-02-07 | 1366 LABURNUM STREET, Vancouver, BC V6J 3W3 | Electrical Permit | Residential | New | Expired | Temporary Power - Residential - To provide temporary power. | Douglas Millington o/a Moose Electric
EP-2022-05604 | 2022-07-02 | 2689 DUKE STREET, Vancouver, BC V5R 4S8 | Electrical Permit | Residential | New | Expired | Temporary Power - Residential - To provide temporary power. | High Watt Electric Ltd
EP-2022-05555 | NULL | 2689 DUKE STREET, Vancouver, BC V5R 4S8 | Electrical Permit | Commercial | NULL | Withdrawn | Annual / Operating - Temp service 100 amp on pole | ENFIELD SOLUTIONS INC.
EP-2022-00598 | 2022-01-27 | 1109 HAMILTON STREET, Vancouver, BC V6B 5P6 | Electrical Permit | Commercial | Addition | Completed | Installation / Repair - Commercial - Pull cables and install 1 multihead camera (No Maglocks) | Paladin Technologies Inc
SP-2022-01545 | 2023-04-26 | 946 E 33RD AVENUE, Vancouver, BC V5V 3A6 | Sprinkler Permit | Residential | New | Completed | Residential - INFILL - 1FD - To Install 13 Sprinkler Heads To construct a two-storey infill one-family dwelling at the rear of the site, providing two parking spaces having vehicular access from the lane. >BP: To construct a two-storey infill one-family dwelling (Building 2; at the rear of the site, providing two parking spaces having vehicular access from the lane. Stru B & Geotech B are submitted. Note: Both garage parking spaces will be for the main house (BP-2021-01162). ******THIS PERMIT HAS BEEN ISSUED UNDER THE REQUIREMENTS OF VBBL 2019******** Building Review Branch Notes: - The building is to be sprinklered NFPA 13R. Both parking stalls are serving the main building. The interconnecting door is for fire fighter's access as per VBBL 3.2.5.5.(3). | General Sprinkler Systems Ltd
EP-2022-10732 | 2023-03-31 | 946 E 33RD AVENUE, Vancouver, BC V5V 3A6 | Electrical Permit | Residential | New | Completed | Installation / Repair - Residential - New Wiring for: >BP: To construct a two-storey infill one-family dwelling (Building 2; $250,000) at the rear of the site, providing two parking spaces having vehicular access from the lane. Stru B & Geotech B are submitted. Note: Both garage parking spaces will be for the main house (BP-2021-01162). ******THIS PERMIT HAS BEEN ISSUED UNDER THE REQUIREMENTS OF VBBL 2019******** | Roop Electric Co Ltd
PP-2023-00577 | 2023-02-17 | 946 E 33RD AVENUE, Vancouver, BC V5V 3A6 | Plumbing Permit | Residential | New | Completed | Residential - DWV plumbing >BP: To construct a two-storey infill one-family dwelling (Building 2) at the rear of the site, providing two parking spaces having vehicular access from the lane. | A1 Kam Plumbing Heating & Gas Ltd
EP-2023-02841 | 2023-04-03 | 946 E 33RD AVENUE, Vancouver, BC V5V 3A6 | Electrical Permit | Residential | New | Completed | Installation / Repair - Residential - Complete security alarm, data, intercom, tv >BP: To construct a two-storey infill one-family dwelling (Building 2; $250,000) at the rear of the site, providing two parking spaces having vehicular access from the lane. | Supertech Systems Ltd
NULL | NULL | 946 E 33RD AVENUE, Vancouver, BC V5V 3A6 | Mechanical Permit | NULL | NULL | Draft | NULL | A1 Kam Plumbing Heating & Gas Ltd
GP-2023-01245 | 2023-04-17 | 946 E 33RD AVENUE, Vancouver, BC V5V 3A6 | Gas Permit | Residential | New | Completed | Residential - 1 Furnace gas piping | A1 Kam Plumbing Heating & Gas Ltd
EP-2023-06410 | 2023-07-24 | 2693 DUKE STREET, Vancouver, BC V5R 4S8 | Electrical Permit | Commercial | New | Issued | Temporary Power - Commercial - To provide temporary power. Renewal of EP-2022-05604 Valid: Jul 2, 2023 to Jul 1, 2024 | AZ ELECTRICAL SERVICES LTD
EP-2022-08621 | 2022-10-13 | 2693 DUKE STREET, Vancouver, BC V5R 4S8 | Electrical Permit | Commercial | New | Issued | Installation / Repair - Commercial - Extra Low Voltage Prewire and finishing (TV AND DATA Cabling, Access Control System ) -For the bike room, I will install card access system. For that room I have to install Electric door strike or magnetic lock. >BP: To develop a three storey plus basement multiple dwelling, containing a total of 8 dwelling units, with 5 surface parking spaces having vehicular access from the lane. Part 9 building. Permit opened during COVID 2019 pandemic. VBBL 2019 Note to self: applicant will submit HPO form later. Did not have it during intake. | Karma Communications Ltd.
EP-2022-07121 | 2022-09-26 | 2693 DUKE STREET, Vancouver, BC V5R 4S8 | Electrical Permit | Commercial | New | Issued | Installation / Repair - Commercial - Electrical services and rough wiring and finishing -all fire alarm wiring and installation including verification -suppling and installation of lights >BP: To construct a three storey plus basement multiple dwelling, containing a total of 8 dwelling units, with 5 surface parking spaces having vehicular access from the lane. Part 9 building. Permit opened during COVID 2019 pandemic. VBBL 2019 | AZ ELECTRICAL SERVICES LTD
PP-2022-02579 | 2022-11-07 | 2693 DUKE STREET, Vancouver, BC V5R 4S8 | Plumbing Permit | Commercial | New | Issued | Commercial - Plumbing Works >BP: To develop a three storey plus basement multiple dwelling, containing a total of 8 dwelling units, with 5 surface parking spaces having vehicular access from the lane. Part 9 building. Permit opened during COVID 2019 pandemic. VBBL 2019 | RAHELU PLUMBING & HEATING LTD.
SP-2022-01472 | 2022-10-06 | 2919 TEMPLETON DRIVE, Vancouver, BC V5N 4W4 | Sprinkler Permit | Residential | New | Issued | Residential - >>TO CONTINUE WORK STARTED BY previous (SP-2021-00579) Install the New fire protection sprinkler system >BP: To construct a 2 storey + cellar one-family dwelling with a secondary suite ($704,000) located in the cellar Note: Parking for the site has been provided under DB-2019-01364 (Laneway House) Note: This is a 2 storey building pursuant to the Zoning and Development By-Law 1- Covenant registered at the Land Title Office under CA7586632 2- No strata titling permitted 3- No proposed bar sink 4- A/C unit proposed in rear yard 5- Schedule B: Antony Wang P.Eng (604-618-6236) Structural 5- Schedule B: Antony Wang P.Eng (604-618-6236) Architectural 5- Schedule B: Zhao Guan P.Eng (778-868-5635) Geotechnical 4- Rev#1: HPO: Bovo Development Ltd. 6- Schedule A: Antony Wang P.Eng Address Note: Addresses have been assigned per the approved plans, access to the secondary suite is from the E 13th ave. This access must be provided & maintained at all times and the building addresses posted to be visible from the street in accordance with the Building By-law. ******THIS PERMIT HAS BEEN ISSUED UNDER THE REQUIREMENTS OF VBBL 2014 ********* | M C Fire Protection Ltd
EP-2022-07311 | 2022-09-01 | 2919 TEMPLETON DRIVE, Vancouver, BC V5N 4W4 | Electrical Permit | Residential | New | Issued | Installation / Repair - Residential - Electrical wiring and installations throughout the whole house (NOT including extra low voltage work scope) >BP: To construct a 2 storey + cellar one-family dwelling with a secondary suite ($704,000) located in the cellar Note: Parking for the site has been provided under DB-2019-01364 (Laneway House) Note: This is a 2 storey building pursuant to the Zoning and Development By-Law 1- Covenant registered at the Land Title Office under CA7586632 2- No strata titling permitted 3- No proposed bar sink 4- A/C unit proposed in rear yard 5- Schedule B: Antony Wang P.Eng (604-618-6236) Structural 5- Schedule B: Antony Wang P.Eng (604-618-6236) Architectural 5- Schedule B: Zhao Guan P.Eng (778-868-5635) Geotechnical 4- Rev#1: HPO: Bovo Development Ltd. 6- Schedule A: Antony Wang P.Eng | Vanflow Electrical Ltd
PP-2022-02997 | 2022-08-29 | 2919 TEMPLETON DRIVE, Vancouver, BC V5N 4W4 | Plumbing Permit | Residential | New | Issued | Residential - 1FD+SS - Continue plumbing work at new build house >DB: To construct a 2 storey + cellar one-family dwelling with a secondary suite located in the cellar Note: Parking for the site has been provided under DB-2019-01364 (Laneway House) Note: This is a 2 storey building pursuant to the Zoning and Development By-Law 1- Covenant registered at the Land Title Office under CA7586632 2- No strata titling permitted 3- No proposed bar sink 4- A/C unit proposed in rear yard | PROWORK PLUMBING & HEATING LTD.
GP-2022-02559 | 2022-08-30 | 2919 TEMPLETON DRIVE, Vancouver, BC V5N 4W4 | Gas Permit | Residential | New | Issued | Residential - To continue wrok started by others (GP-2021-02734) Gas work at new build house >To construct a 2 storey + cellar one-family dwelling with a secondary suite ($704,000) located in the cellar Note: Parking for the site has been provided under DB-2019-01364 (Laneway House) Note: This is a 2 storey building pursuant to the Zoning and Development By-Law 1- Covenant registered at the Land Title Office under CA7586632 2- No strata titling permitted 3- No proposed bar sink 4- A/C unit proposed in rear yard 5- Schedule B: Antony Wang P.Eng (604-618-6236) Structural 5- Schedule B: Antony Wang P.Eng (604-618-6236) Architectural 5- Schedule B: Zhao Guan P.Eng (778-868-5635) Geotechnical 4- HPO: Residential Builder- Royal Golden Construction Group Limited 6- Schedule A: Antony Wang P.Eng Address Note: Addresses have been assigned per the approved plans, access to the secondary suite is from the E 13th ave. This access must be provided & maintained at all times and the building addresses posted to be visible from the street in accordance with the Building By-law. ******THIS PERMIT HAS BEEN ISSUED UNDER THE REQUIREMENTS OF VBBL 2014 ********* | PROWORK PLUMBING & HEATING LTD.
NULL | NULL | 2919 TEMPLETON DRIVE, Vancouver, BC V5N 4W4 | Sprinkler Permit | Residential | New | Withdrawn | Residential - Install Fire Protection Sprinkler system | NULL
EP-2022-07721 | 2022-09-13 | 2919 TEMPLETON DRIVE, Vancouver, BC V5N 4W4 | Electrical Permit | Residential | New | Expired | Temporary Power - Residential - To provide temporary power. | Vanflow Electrical Ltd
EP-2022-08487 | 2022-10-07 | 2919 TEMPLETON DRIVE, Vancouver, BC V5N 4W4 | Electrical Permit | Residential | New | Issued | Installation / Repair - Residential - Install Low Voltage wiring (networking), Alarm, CCTV, Data, Tel., Vacuum, Audio. Rough-In and Finishing - Complete Security Alarm System >BP: To construct a 2 storey + cellar one-family dwelling with a secondary suite ($704,000) located in the cellar Note: Parking for the site has been provided under DB-2019-01364 (Laneway House) Note: This is a 2 storey building pursuant to the Zoning and Development By-Law 1- Covenant registered at the Land Title Office under CA7586632 2- No strata titling permitted 3- No proposed bar sink 4- A/C unit proposed in rear yard 5- Schedule B: Antony Wang P.Eng (604-618-6236) Structural 5- Schedule B: Antony Wang P.Eng (604-618-6236) Architectural 5- Schedule B: Zhao Guan P.Eng (778-868-5635) Geotechnical 4- Rev#1: HPO: Bovo Development Ltd. 6- Schedule A: Antony Wang P.Eng | Magnificent Security Inc.
EP-2022-08489 | 2022-10-07 | 2929 TEMPLETON DRIVE, Vancouver, BC V5N 4W4 | Electrical Permit | Residential | New | Issued | Installation / Repair - Residential - Install Low Voltage wiring (networking), Alarm, CCTV, Data, Tel. Rough-In and Finishing >BP: To construct a 2 storey laneway house building ($99,424.50) with an open parking pad, providing 1 parking space, having vehicular access from the lane. Note: This is a 1 ½ storey building pursuant to the Zoning & Development By-law 1. Covenant registered at the Land Title Office under CA7586632 2. No Strata Titling permitted 4. Schedule B: Antony Wang P.Eng (604-618-6236) Structural 4. Schedule B: Zhao Guan P.Eng (778-868-5635) Geotechnical 5. Rev#1: HPO: Residential Builder- Bovo Development Ltd. 6. Schedule A: Antony Wang P.Eng 2929 Templeton Dr - Laneway House (1.5 storey) Address assigned per approved plans. Fire and Emergency street access (walkway) to the laneway house is from the south side. Street access must be provided and maintained at all times. The building addresses are to be posted and to be visible from the street in accordance with the Building By-law. ******THIS PERMIT HAS BEEN ISSUED UNDER THE REQUIREMENTS OF VBBL 2014****** | Magnificent Security Inc.
SP-2022-01556 | 2022-09-26 | 2929 TEMPLETON DRIVE, Vancouver, BC V5N 4W4 | Sprinkler Permit | Residential | New | Issued | Residential - Install the New sprinkler system To construct a 2 storey laneway house building with an open parking pad, providing 1 parking space, having vehicular access from the lane. Note: This is a 1 ½ storey building pursuant to the Zoning & Development By-law 1. Covenant registered at the Land Title Office under CA7586632 2. No Strata Titling permitted 4. Schedule B: Antony Wang P.Eng (604-618-6236) Structural 4. Schedule B: Zhao Guan P.Eng (778-868-5635) Geotechnical 5. Rev#1: HPO: Residential Builder- Bovo Development Ltd. 6. Schedule A: Antony Wang P.Eng | M C Fire Protection Ltd
PP-2022-02998 | 2022-08-29 | 2929 TEMPLETON DRIVE, Vancouver, BC V5N 4W4 | Plumbing Permit | Residential | New | Issued | Residential - LWH - new plumbing work at new build laneway house >DB: To construct a 2 storey laneway house building with an open parking pad, providing 1 parking space, having vehicular access from the lane. Note: This is a 1 ½ storey building pursuant to the Zoning & Development By-law | PROWORK PLUMBING & HEATING LTD.
EP-2022-07314 | 2022-08-31 | 2929 TEMPLETON DRIVE, Vancouver, BC V5N 4W4 | Electrical Permit | Residential | New | Issued | Installation / Repair - Residential - electrical wiring and installations throughout the whole house (NOT including extra low voltage work) >BP: To construct a 2 storey laneway house building ($99,424.50) with an open parking pad, providing 1 parking space, having vehicular access from the lane. Note: This is a 1 ½ storey building pursuant to the Zoning & Development By-law 1. Covenant registered at the Land Title Office under CA7586632 2. No Strata Titling permitted 4. Schedule B: Antony Wang P.Eng (604-618-6236) Structural 4. Schedule B: Zhao Guan P.Eng (778-868-5635) Geotechnical 5. Rev#1: HPO: Residential Builder- Bovo Development Ltd. 6. Schedule A: Antony Wang P.Eng | Vanflow Electrical Ltd
GP-2022-00372 | 2022-02-04 | 1202 KASLO STREET, Vancouver, BC V5K 3Z7 | Gas Permit | Residential | New | Completed | Residential - Gas BBQ piping only To develop a 2 storey one-family (Infill) dwelling on the east portion of the site with a built-in 2-car parking garage and one surface parking space, shared with the principle building,having vehicular access from the lane. | Lally Plumbing & Heating Ltd
GP-2022-00242 | NULL | 1016 E 16TH AVENUE, Vancouver, BC V5T 2W1 | Gas Permit | Residential | New | Cancelled | Residential - Venting,installation and final hook up of a gas fireplace To construct a three-storey multiple dwelling building containing 3 dwelling units at the front of the site and a detached two-car garage and one surface parking space at the rear of the site, with vehicular access from the lane. Building Review Branch Notes: 1. Reviewed during the 2020 pandemic crisis 2. Three-unit multi-dwelling building to be sprinklered to NFPA 13D 3. A/C unit proposed. 4. This permit has been issued under the requirements of the VBBL #12511 (2019) | HARJI'S FIRE PLACE MANUFACTURING LTD
GP-2022-00239 | 2022-02-01 | 1016 E 16TH AVENUE, Vancouver, BC V5T 2W1 | Gas Permit | Residential | New | Completed | Residential - Venting,installation and final hook up of a gas fireplace To construct a three-storey multiple dwelling building containing 3 dwelling units at the front of the site and a detached two-car garage and one surface parking space at the rear of the site, with vehicular access from the lane. Building Review Branch Notes: 1. Reviewed during the 2020 pandemic crisis 2. Three-unit multi-dwelling building to be sprinklered to NFPA 13D 3. A/C unit proposed. 4. This permit has been issued under the requirements of the VBBL #12511 (2019) | Galaxy Fireplaces Ltd
EP-2022-00297 | 2022-01-27 | 1016 E 16TH AVENUE, Vancouver, BC V5T 2W1 | Electrical Permit | Commercial | New | Completed | Installation / Repair - Commercial - TV/TEL/DATA/ >Building Permit for DP-2020-00221 To construct a three-storey multiple dwelling building containing 3 dwelling units ($950,000) at the front of the site and a detached two-car garage and one surface parking space at the rear of the site, with vehicular access from the lane. Building envelope and environmental separation as per Part 5 design: Schedule A, Schedule B (Architectural), Schedule B (Structural & Geotechnical), and Schedule D provided by Jason Hui, P.Eng (778.319.3403) for this project. Building Review Branch Notes: 1. Reviewed during the 2020 pandemic crisis 2. Three-unit multi-dwelling building to be sprinklered to NFPA 13D 3. A/C unit proposed. 4. This permit has been issued under the requirements of the VBBL #12511 (2019) | Splendid IT Solutions Ltd
GP-2022-00154 | 2022-01-21 | 1016 E 16TH AVENUE, Vancouver, BC V5T 2W1 | Gas Permit | Residential | New | Completed | Residential - Fireplace Piping only new 3 sfd All separate meters To construct a three-storey multiple dwelling building containing 3 dwelling units at the front of the site and a detached two-car garage and one surface parking space at the rear of the site, with vehicular access from the lane. | One Stop Mechanical Ltd
EP-2022-10703 | 2023-03-14 | 6835 CAMBIE STREET, Vancouver, BC V6P 3H1 | Electrical Permit | Commercial | New | Issued | Installation / Repair - Commercial - Building 3 - Rough wire and finishing of 2 townhouse units >BP: To construct a 2-storey two dwelling building (Building 3 - back/west portion of site, south side). Refer to BP-2020-00266 for site work, below grade facilities and common underground parking. This permit has been reviewed under the 2019 Vancouver Building By-law (#12511). Building to be sprinklered to NFPA 13 requirements. STAGED CONSTRUCTION Stage 1 - Excavation and Shoring - issued September 16, 2022 Stage 2 - Full Construction - issued February 22, 2023 | LORE ELECTRIC INC
PP-2023-03895 | 2023-11-09 | 6835 CAMBIE STREET, Vancouver, BC V6P 3H1 | Plumbing Permit | Commercial | New | Issued | Commercial - Installed plumbing fixtures and piping >BP: To construct a 2-storey two dwelling building (Building 3 - back/west portion of site, south side). Refer to BP-2020-00266 for site work, below grade facilities and common underground parking. This permit has been reviewed under the 2019 Vancouver Building By-law (#12511). Building to be sprinklered to NFPA 13 requirements. STAGED CONSTRUCTION Stage 1 - Excavation and Shoring - issued September 16, 2022 Stage 2 - Full Construction - issued February 22, 2023 Revision 1 - Change of CP, from P.Eng. W.May to P.Eng. P.Dimov, effective June 1, 2023. - issued November 1, 2023 | Atrysten Plumbing and Heating Limited
SP-2023-01987 | 2023-11-07 | 6835 CAMBIE STREET, Vancouver, BC V6P 3H1 | Sprinkler Permit | Commercial | New | Issued | Commercial - For all sprinkler work to the 2019 VBBL; NFPA 13, 2013; standpipe work to NFPA 14, 2010; for work above grade to construct a 2-storey two dwelling building (Building 3 - back/west portion of site, south side). THIS IS A CERTIFIED PROFESSIONAL PROJECT and the CP is Petar Dimov. Related Permits: Site/Parkade - SP-2022-00338 Building #1 - SP-2023-01975 Building #2 - SP-2023-01976 Building #3 - SP-2023-01987 Notes: 1 - Engineer of Record: Ryan Pavey; 604-605-0606, pavey@cardinalfire.ca | Cove Mechanical Ltd
NULL | NULL | 5251 OAK STREET, Vancouver, BC V6M 4H1 | Electrical Permit | Commercial | NULL | Withdrawn | Special Event - Annual Operation Permit for Various Venues within Vancouver | Wild Coast Rentals Inc
EP-2023-05805 | 2023-06-28 | 5251 OAK STREET, Vancouver, BC V6M 4H1 | Electrical Permit | Commercial | Addition | Completed | Installation / Repair - Commercial - Rough-in & install 120V power for exhaust fan. | Santec Electric Inc
EP-2022-03292 | 2022-05-04 | 1523 DAVIE STREET, Vancouver, BC V6G 3A2 | Electrical Permit | Commercial | Addition | Completed | Installation / Repair - Commercial - wire for 16 cameras.. wire for 12 fob readers.. wire for 1 intercom NO maglocks >BP: Retention of existing building on site with minor horizontal and vertical addition located at the northwest corner of the existing 5 storey heritage building. The existing building to be converted from restaurant (A2) use to 16 residential (C) suites. New infill building to be constructed on the southeast corner of the existing site to include 4 residential units (see BP-2019-05309). All units to be rental market residential suites. Project related to AL-2019-00252, AL-2019-00253, AL-2019-00254, AL-2019-00255, AL-2020-00014, AL-2020-00015, and AL-2020-00016. To be reviewed under the 2014 VBBL | Bluewater Electric Ltd
EP-2023-04021 | 2023-05-09 | 1523 DAVIE STREET, Vancouver, BC V6G 3A2 | Electrical Permit | Commercial | NULL | Issued | Annual / Operating - Maintenance of existing operating electrical equipment - Fire Alarm System. | Priority Electric LTD.
NULL | NULL | 1523 DAVIE STREET, Vancouver, BC V6G 3A2 | Electrical Permit | Commercial | NULL | Draft | Annual / Operating - operation and maintenance of the property's regulated electrical equipment and systems | Aikam Electrical Contractors Ltd
PP-2022-03004 | 2022-08-29 | 3780 POINT GREY ROAD, Vancouver, BC V6R 1B2 | Plumbing Permit | Residential | Renovation | Completed | Residential - Installation of a landscape drainage sump and 2 trench drains. | Fossil Project Services Ltd
EP-2022-10132 | 2022-11-30 | 3780 POINT GREY ROAD, Vancouver, BC V6R 1B2 | Electrical Permit | Residential | Renovation | Expired | Temporary Power - Residential - To provide temporary power. Amend: Dec 1, 2022 change the address to 3780 Point Grey Road and not 3788 | Castle Electric Inc
EP-2023-10995 | 2023-12-07 | 3780 POINT GREY ROAD, Vancouver, BC V6R 1B2 | Electrical Permit | Residential | New | Issued | Temporary Power - Residential - To provide temporary power. | Castle Electric Inc
EP-2022-04593 | 2022-06-02 | 3788 POINT GREY ROAD, Vancouver, BC V6R 1B2 | Electrical Permit | Residential | Renovation | Issued | Installation / Repair - Residential - Renovation for LWH -The panel is actually staying where it is but we are running a new teck cable to it since the service is moving. The service is included on the main house permit 3780 Point Grey Road. >BP: Interior /exterior alterations to this existing laneway house. Scope of work: Convert existing closet, space under stairs and part of garage to pool equipment room. Convert existing garage space into change/flex space with full bathroom. Hydro closet facing lane added. Garage door replaced with hydro closet doors. windows on east side altered. two off street parking spaces provided. no new floor space added. Structural Schedule B provided by: Jeff Allester, P. Eng. 604.228.0518 | Castle Electric Inc
GP-2022-02598 | 2022-09-01 | 3788 POINT GREY ROAD, Vancouver, BC V6R 1B2 | Gas Permit | Residential | Renovation | Completed | Residential - New Boiler and piping install -We are replacing the existing high efficiency combi unit with a High efficiency IBC boiler >BP: Interior /exterior alterations to this existing laneway house. Scope of work: Convert existing closet, space under stairs and part of garage to pool equipment room. Convert existing garage space into change/flex space with full bathroom. Hydro closet facing lane added. Garage door replaced with hydro closet doors. windows on east side altered. two off street parking spaces provided. no new floor space added. Structural Schedule B provided by: Jeff Allester, P. Eng. 604.228.0518 | Schmidt Bros Mechanical Ltd
SP-2022-01266 | 2022-08-09 | 3788 POINT GREY ROAD, Vancouver, BC V6R 1B2 | Sprinkler Permit | Residential | Tenant Improvement | Completed | Residential - Add 2 new sprinklers, relocate 2 new sprinklers >Interior /exterior alterations to this existing laneway house. Scope of work: Convert existing closet, space under stairs and part of garage to pool equipment room. Convert existing garage space into change/flex space with full bathroom. Hydro closet facing lane added. Garage door replaced with hydro closet doors. windows on east side altered. two off street parking spaces provided. no new floor space added. Structural Schedule B provided by: Jeff Allester, P. Eng. 604.228.0518 | CENTRE LINE FIRE SPRINKLERS LTD
PP-2022-02311 | 2022-07-04 | 3788 POINT GREY ROAD, Vancouver, BC V6R 1B2 | Plumbing Permit | Residential | Renovation | Completed | Residential - Plumbing rough in and install of new bathroom to an existing laneway building >Interior /exterior alterations to this existing laneway house. Scope of work: Convert existing closet, space under stairs and part of garage to pool equipment room. Convert existing garage space into change/flex space with full bathroom. Hydro closet facing lane added. Garage door replaced with hydro closet doors. windows on east side altered. two off street parking spaces provided. no new floor space added. Structural Schedule B provided by: Jeff Allester, P. Eng. 604.228.0518 | Schmidt Bros Mechanical Ltd
EP-2023-02494 | 2023-03-27 | 3788 POINT GREY ROAD, Vancouver, BC V6R 1B2 | Electrical Permit | Residential | Renovation | Completed | Installation / Repair - Residential - We already have the permit # EP-2021-08562, need to get permit for repair job we did at : 3788 Point Grey road ( it is is located in same property) >Repaired the existing alarm system by replacing some of the door & window contacts and motion 1 detector /1 key pad. >BP: Interior /exterior alterations to this existing laneway house. Scope of work: Convert existing closet, space under stairs and part of garage to pool equipment room. Convert existing garage space into change/flex space with full bathroom. Hydro closet facing lane added. Garage door replaced with hydro closet doors. windows on east side altered. two off street parking spaces provided. no new floor space added. | Husky Alarm Integration Ltd
EP-2023-03614 | 2023-04-26 | 2375 W 7TH AVENUE, Vancouver, BC V6K 1Y4 | Electrical Permit | Residential | New | Issued | Temporary Power - Residential - To provide temporary power. | HY Electric Company Ltd
GP-2022-03232 | NULL | 2375 W 7TH AVENUE, Vancouver, BC V6K 1Y4 | Gas Permit | Residential | New | Withdrawn | Residential - It will be installed gas rough in pipes and finishing appliances. >BP: Building Permit for DP-2019-00184 & Minor Amendment DP-2020-00632 To construct a three-storey multi-dwelling building containing 3 dwelling units ($1,459,600), over 1 level of underground parking providing a total of 3 parking spaces having vehicular access from W 7th Avenue. Building envelope and environmental separation as per Part 5 design: Schedule A, Kenneth Kim, AIBC (778.379.8908); Schedule B (Architectural) Kenneth Kim, AIBC (778.379.8908); Schedule B (Structural), Min Park, P.Eng (778.836.7221); Schedule B (Geotechnical), Joseph (Inseok) Oh, P.Eng (604.513.4190) and Schedule D (Commitment for Building Envelope Professional Review), Julio Reynel-Gracia, P.Eng (778.998.0709) provide for this project. Building Review Branch Notes: 1. Three-unit multi-dwelling building to be sprinklered to NFPA 13R 2. Structural has been designed to Part 4 3. SP-2021-01084 4. This permit has been reviewed under the requirements of the VBBL #12511 (2019) | GA On Construction Ltd
PP-2022-01133 | 2022-05-17 | 2375 W 7TH AVENUE, Vancouver, BC V6K 1Y4 | Plumbing Permit | Commercial | New | Completed | Commercial - It will be installed all plumbing Rough In and finished Plumbing fixtures at triplex. To construct a three-storey multi-dwelling building containing 3 dwelling units, over 1 level of underground parking providing a total of 3 parking spaces having vehicular access from W 7th Avenue. | GA On Construction Ltd
EP-2022-02644 | 2022-04-01 | 2375 W 7TH AVENUE, Vancouver, BC V6K 1Y4 | Electrical Permit | Commercial | New | Expired | Temporary Power - Commercial - To provide temporary power. | HY Electric Company Ltd
SP-2021-01084 | 2023-01-27 | 2375 W 7TH AVENUE, Vancouver, BC V6K 1Y4 | Sprinkler Permit | Commercial | New | Issued | Commercial - To install sprinklers to NFPA 13R 2013 throughout this three-storey multi-dwelling building containing 3 dwelling units ($1,459,600), over 1 level of underground parking providing a total of 3 parking spaces having vehicular access from W 7th Avenue. | Fire Busters Inc
EP-2022-10196 | 2023-05-08 | 978 GRANVILLE STREET, Vancouver, BC V6Z 1L2 | Electrical Permit | Commercial | New | Issued | Installation / Repair - Commercial - Electrical systems for a new 4-storey and 2 level parkade commercial building. Building is of non-combustible construction. Electrical systems installed include: - New high voltage service (unit substation in parkade P1) - Fire alarm system - Lighting - Low voltage communication raceway and wiring - Control and Security raceway and wiring - Power distribution and branch wiring Interim: EP-2023-00074 >BP: To construct a 6-storey mixed-use high-rise building consisting of: 1st storey - 8 Retail Units (Group E) shell 2nd storey - Art Galery (Group A-2) shell 3rd storey - School (Group A-2) shell 4th - 6th storeys - Office Space (Group D) SHELL - all over 2 levels of underground parking. NOTE: Building is TIPs-eligible as at the time of construction Phase 1. To construct the underground parking (P1 & P2), 1st storeys, 2nd storey, 3rd storey and 4th storey. Phase 2. To construct the top two storeys (5th and 6th) on top of the structure constructed under Phase I. Separate Building Permit is required for Phase II. Phase 1. Building Permit was reviewed under the VBBL 2014. NOTE: The building is equipped with "Emergency Generator, proving 2-hr. emergency power supply. Phase 2. Building Permit will be reviewed under the VBBL effective at the time of Phase II Application. Phase 1. (P2, P1, 1st, 2nd, 3rd and 4th storeys) Stage I - Excavation and Shoring Issued November 26, 2021 Stage II - Foundation to Grade - Structural only Issued March 18, 2022 Stage III - Full Permit Issued November 14, 2022 REV #1 - Changes to ESC Drawings Issued September 23, 2022 | Advanco Electric Ltd
PP-2023-00017 | 2023-02-23 | 978 GRANVILLE STREET, Vancouver, BC V6Z 1L2 | Plumbing Permit | Commercial | New | Issued | Commercial - new plumbing p2-l5 plus roof >To construct a 6-storey mixed-use high-rise building consisting of: 1st storey - 8 Retail Units (Group E) shell 2nd storey - Art Galery (Group A-2) shell 3rd storey - School (Group A-2) shell 4th - 6th storeys - Office Space (Group D) SHELL - all over 2 levels of underground parking. NOTE: Building is TIPs-eligible as at the time of construction Phase 1. To construct the underground parking (P1 & P2), 1st storeys, 2nd storey, 3rd storey and 4th storey. Phase 2. To construct the top two storeys (5th and 6th) on top of the structure constructed under Phase I. Separate Building Permit is required for Phase II. Phase 1. Building Permit was reviewed under the VBBL 2014. NOTE: The building is equipped with "Emergency Generator, proving 2-hr. emergency power supply. Phase 2. Building Permit will be reviewed under the VBBL effective at the time of Phase II Application. Phase 1. (P2, P1, 1st, 2nd, 3rd and 4th storeys) Stage I - Excavation and Shoring Issued November 26, 2021 Stage II - Foundation to Grade - Structural only Issued March 18, 2022 Stage III - Full Permit Issued November 14, 2022 REV #1 - Changes to ESC Drawings Issued September 23, 2022 | Crystal Creek Property Services Limited
PP-2022-01806 | 2022-05-27 | 5139 MACKENZIE STREET, Vancouver, BC | Plumbing Permit | Residential | New | Completed | Residential - sump >BP: To construct a 1 storey laneway house building ($225,000) providing 1 on grade parking space, having vehicular access from the lane. **Entire building sprinklered to NFPA 13D** Note: This is a 1 1/2 storey building pursuant to the Zoning & Development By-law 1- No A/C unit proposed 2- Structural and geotechnical schedule B: Jianli Guo (604.518.1098) 3- HPO: 1010541 B.C. Ltd. (604) 377-5679 "Combustible projections or roof soffits on an exposing building face shall not project to less than .45m from the property line and shall be in compliance with VBBL 2019 9.10.15.5.(11)" The entire building, INCLUDING THE ATTACHED GARAGE (if applicable), to be sprinklered to NFPA 13D. Any alterations or conversions to the attached garage (if applicable) to habitable living space shall not be permitted without first obtaining the approval of the Director of Planning and the Chief Building Official. Thermal protection measures and Laneway house design guidelines shall be required to be met prior to the approval of the conversion. Note: Existing Bldg 1 (principal bldg) addressed 2906 W 35th Av - One Dwelling retained on site. ******THIS PERMIT HAS BEEN ISSUED UNDER THE REQUIREMENTS OF VBBL 2019 ****** | G & H Demolition & Excavation Ltd.
EP-2022-04059 | 2022-05-19 | 5139 MACKENZIE STREET, Vancouver, BC | Electrical Permit | Residential | New | Completed | Installation / Repair - Residential - TO CONTINUE WORK STARTED BY PREVIOUS (EP-2021-06764) Electrical wiring for: >BP: To construct a 1 storey laneway house building ($225,000) providing 1 on grade parking space, having vehicular access from the lane. **Entire building sprinklered to NFPA 13D** Note: This is a 1 1/2 storey building pursuant to the Zoning & Development By-law | Central Power Group Ltd
SP-2022-01703 | 2022-10-26 | 5139 MACKENZIE STREET, Vancouver, BC | Sprinkler Permit | Residential | New | Completed | Residential - Install sprinklers in LWH >BP: To construct a 1 storey laneway house building ($225,000) providing 1 on grade parking space, having vehicular access from the lane. **Entire building sprinklered to NFPA 13D** Note: This is a 1 1/2 storey building pursuant to the Zoning & Development By-law 1- No A/C unit proposed 2- Structural and geotechnical schedule B: Jianli Guo (604.518.1098) 3- HPO: 1010541 B.C. Ltd. (604) 377-5679 The entire building, INCLUDING THE ATTACHED GARAGE (if applicable), to be sprinklered to NFPA 13D. ******THIS PERMIT HAS BEEN ISSUED UNDER THE REQUIREMENTS OF VBBL 2019 ****** | Gold Key Fire Protection Ltd
GP-2022-03001 | 2022-10-07 | 5139 MACKENZIE STREET, Vancouver, BC | Gas Permit | Residential | New | Completed | Residential - LWH - Install underground line - meter to lwh Meter and main house tie in >DB: To construct a 1 storey laneway house building providing 1 on grade parking space, having vehicular access from the lane. **Entire building sprinklered to NFPA 13D** Note: This is a 1 1/2 storey building pursuant to the Zoning & Development By-law 1- No A/C unit proposed | Deep Water Plumbing Heating & Gas Services Limited
PP-2022-02434 | 2022-07-14 | 5139 MACKENZIE STREET, Vancouver, BC | Plumbing Permit | Residential | Renovation - Dwelling Unit(s) only | Completed | Residential - Plumbing >BP: To construct a 1 storey laneway house building ($225,000) providing 1 on grade parking space, having vehicular access from the lane. **Entire building sprinklered to NFPA 13D** Note: This is a 1 1/2 storey building pursuant to the Zoning & Development By-law 1- No A/C unit proposed 2- Structural and geotechnical schedule B: Jianli Guo (604.518.1098) 3- HPO: 1010541 B.C. Ltd. (604) 377-5679 "Combustible projections or roof soffits on an exposing building face shall not project to less than .45m from the property line and shall be in compliance with VBBL 2019 9.10.15.5.(11)" The entire building, INCLUDING THE ATTACHED GARAGE (if applicable), to be sprinklered to NFPA 13D. Any alterations or conversions to the attached garage (if applicable) to habitable living space shall not be permitted without first obtaining the approval of the Director of Planning and the Chief Building Official. Thermal protection measures and Laneway house design guidelines shall be required to be met prior to the approval of the conversion. Note: Existing Bldg 1 (principal bldg) addressed 2906 W 35th Av - One Dwelling retained on site. ******THIS PERMIT HAS BEEN ISSUED UNDER THE REQUIREMENTS OF VBBL 2019 ****** | Forbes Mechanical Ltd
GP-2022-02825 | 2022-09-21 | 5139 MACKENZIE STREET, Vancouver, BC | Gas Permit | Residential | New | Completed | Residential - To install a boiler and a range >BP: To construct a 1 storey laneway house building ($225,000) providing 1 on grade parking space, having vehicular access from the lane. | JOT MECHANICAL LTD
EP-2022-10179 | 2022-12-02 | 210 E 5TH AVENUE #805, Vancouver, BC | Electrical Permit | Commercial | Renovation | Completed | Installation / Repair - Commercial - STRUCTURED WIRING. DISTRIBUTED AUDIO SYSTEM. | Vancouver Audiospace Home Control Ltd
EP-2022-09936 | 2022-11-23 | 210 E 5TH AVENUE #805, Vancouver, BC | Electrical Permit | Commercial | Renovation - Dwelling Unit(s) only | Completed | Installation / Repair - Commercial - 5th Floor Unit 805 adding led ribbon light and moving some plugs for a new cabinet and installing two new light fixtures | David Stein
EP-2022-02612 | 2022-04-26 | 8533 RIVER DISTRICT CROSSING, Vancouver, BC V5S 0H2 | Electrical Permit | Commercial | Renovation | Completed | Installation / Repair - Commercial - Install twelve Level 2 EV Charging Stations @ 40A/208v each. As part of the original building construction commercial visitor parking stalls were provided with 50amp 208volt receptacles for future EV charging stations. Scope of work includes removing existing 50amp receptacles/breakers and replace with Level 2 EV charging stations with 40amp breakers. There is a net load reduction of 1.9kw. -EV Charging Stations to be installed at Parking Level 1 Retail stalls 462-465, 477-480, 485-488. | Corporate Electric Limited
EP-2022-02482 | 2022-03-28 | 8533 RIVER DISTRICT CROSSING, Vancouver, BC V5S 0H2 | Electrical Permit | Commercial | NULL | Expired | Annual / Operating - AEOP- Two annual inspections per year Renewal of EP-2021-02614 Valid March 26, 2022 - Mar 25, 2023 Amend: Mar 14, 2023 Change FSR from Mario Fata 219985 to Jason White 252323 | Nightingale Electric Ltd
EP-2023-02639 | 2023-03-28 | 8533 RIVER DISTRICT CROSSING, Vancouver, BC V5S 0H2 | Electrical Permit | Commercial | NULL | Issued | Annual / Operating - AEOP- Two annual inspections per year. Worklog entries to be submitted with declarations. Renewal of EP-2022-02482 Valid March 26, 2023 - Mar 25, 2024 | Nightingale Electric Ltd
PP-2022-04108 | 2022-11-16 | 1904 W 4TH AVENUE, Vancouver, BC V6J 1M5 | Plumbing Permit | Commercial | Renovation | Completed | Commercial - New bathroom and sink to be installed >>BP: 1904 W 4th Avenue Interior alterations to demise and complete first tenant improvements for a new retail store tenant in unit 1904 W 4th in the mixed use building on this site. | ASPRA PLUMBING & HEATING LTD.
EP-2022-09536 | 2022-11-10 | 1904 W 4TH AVENUE, Vancouver, BC V6J 1M5 | Electrical Permit | Commercial | Tenant Improvement | Completed | Installation / Repair - Commercial - Tennent improvement to facilitate Surefoot store, including lighting, plugs. >>BP: 1904 W 4th Avenue Interior alterations to demise and complete first tenant improvements for a new retail store tenant in unit 1904 W 4th in the mixed use building on this site. A separate sprinkler permit is required District Building Inspector to determine if a Seismic letter is required for shelving over 6ft high. Tenant: Surefoot Sports Inc. Schedule A & B - Architect - Nabil Habashy - 780.851.4301 Schedule B - Electrical - Abdul El-Haddad - 778.360.2153 Schedule B - Mechanical & Plumbing - Satwik Shetty- 778.360.2153 Schedule B - Structural - Spencer Chung - 604.358.7006 | Raptor Electrical Contractors Ltd
SP-2022-01561 | 2022-11-02 | 1904 W 4TH AVENUE, Vancouver, BC V6J 1M5 | Sprinkler Permit | Commercial | Tenant Improvement | Completed | Commercial - New sprinkler system for: >BP: 1904 W 4th Avenue Interior alterations to demise and complete first tenant improvements for a new retail store tenant in unit 1904 W 4th in the mixed use building on this site. A separate sprinkler permit is required *******This application does not include any of the following: 1. Not more than 20 sprinklers (add, relocate, or remove), 2. hydraulic calculations, 3. change in occupancy and /or hazard classification, 4. warehouse storage arrangements, 5. mobile compact storage arrangements, 6. alternative solutions, 7. changes to the sprinkler system supply piping (e.g. valves, mains, cross-mains, branch-lines, etc.), or 8. flexible sprinkler pipe. | Hydroworks Contracting Ltd
SP-2022-00965 | 2023-01-17 | 8543 RIVER DISTRICT CROSSING, Vancouver, BC V5S 0H2 | Sprinkler Permit | Commercial | Tenant Improvement | Completed | Commercial - For sprinkler system alterations to the 2019 VBBL and NFPA 13, 2013 for the tenant improvements to provide interior alterations and change of use and major occupancy from Retail (Group E) to child daycare facility (Group A2) of approximately 14,854 sf, with a total of 104 child care spaces in this existing mixed-use building. Scope of work is only for levels 2 and 3, suite numbers 200 and 300. 1. This application does not include any of the following: • Warehouse storage arrangements, or mobile compact storage arrangements. • Changes to the sprinkler system supply piping (e.g. valves, mains, cross-mains, etc.). • Information Technology Equipment Rooms (e.g. IT Rooms, LAN Rooms, etc.). • New alternative solutions and/or modifications to existing alternative solutions. 2. Flexible Sprinkler Pipe for Willowbrae Academy - Automatic sprinkler system has been designed for the use of Fivalco Quickonnect flexible sprinkler drops with 1/2" outlets, up to 48 feet with a maximum of 3 90 degree bends at a 10" bend radius for use with quick response pendent sprinklers as noted on the sprinkler system shop drawings in areas with dropped ceilings. Engineer of Record: Ryan Pavey 604-605-0606 pavey@cardinalfire.ca | Active Fire & Safety Services Ltd
PP-2022-03930 | 2022-11-25 | 8543 RIVER DISTRICT CROSSING, Vancouver, BC V5S 0H2 | Plumbing Permit | Commercial | Renovation | Completed | Commercial - New Commercial Daycare Tenant Improvement >Building Permit for DP-2021-00174 Interior alterations and change of use and major occupancy from Retail (Group E) to child daycare facility (Group A2) of approximately 14,854 sf, with a total of 104 child care spaces in this existing mixed-use building. Scope of work is only for levels 2 and 3, suite numbers 200 and 300. Class 3 cooking operation- commercial cooking not permitted. DP-2018-00514 - approved the landscaping for the outdoor play-area for a future child daycare. VBBL 2019 Reviewed during COVID-19 Pandemic | SYNC MECHANICAL LTD
EP-2022-10279 | 2023-01-17 | 8543 RIVER DISTRICT CROSSING, Vancouver, BC V5S 0H2 | Electrical Permit | Commercial | Tenant Improvement | Completed | Installation / Repair - Commercial - Wiring for Day care, Including, LED light fixtures installation, Light switch, Receptacles, Extra low Voltage DATA and phone. >BP: Building Permit for DP-2021-00174 Interior alterations and change of use and major occupancy from Retail (Group E) to child daycare facility (Group A2) of approximately 14,854 sf, with a total of 104 child care spaces in this existing mixed-use building. Scope of work is only for levels 2 and 3, suite numbers 200 and 300. Class 3 cooking operation- commercial cooking not permitted. DP-2018-00514 - approved the landscaping for the outdoor play-area for a future child daycare. VBBL 2019 Reviewed during COVID-19 Pandemic | Shanai Enterprise Inc
SP-2023-00062 | 2023-01-13 | 3653 LAUREL STREET, Vancouver, BC | Sprinkler Permit | Residential | New | Completed | Residential - To Install 13 sprinkler heads >BP: To construct a 2 story laneway house building with an open parking pad, providing a total of 1 parking space, having vehicular access from the 20' Lane. The entire building, INCLUDING THE ATTACHED GARAGE (if applicable), to be sprinklered to NFPA 13D. Note: This is a 1 ½ storey building pursuant to the Zoning & Development By-law. 1. Covenant registered at the Land Title Office under CA8013843 2. No Strata Titling permitted 4. No A/C Unit proposed 5. Schedule B: Alan Prahalad, P.Eng (604.831.1431) Structural and Geotechnical 7. HPO: Residential Builder- Mercia Construction Ltd. | General Sprinkler Systems Ltd
EP-2023-00412 | 2023-01-18 | 3653 LAUREL STREET, Vancouver, BC | Electrical Permit | Residential | New | Completed | Installation / Repair - Residential - LWH - Prewire & Finish - Data, Alarm >DB: To construct a 2 storey laneway house building with an open parking pad, providing a total of 1 parking space, having vehicular access from the 20' Lane. The entire building, INCLUDING THE ATTACHED GARAGE (if applicable), to be sprinklered to NFPA 13D. Note: This is a 1 ½ storey building pursuant to the Zoning & Development By-law. 1. Covenant registered at the Land Title Office under CA8013843 2. No Strata Titling permitted 4. No A/C Unit proposed | Vantech Communications Ltd.
PP-2022-02828 | 2022-08-15 | 3653 LAUREL STREET, Vancouver, BC | Plumbing Permit | Residential | New | Completed | Residential - New Plumbing for laneway house. >To construct a 2 storey laneway house building ($201,750) with an open parking pad, providing a total of 1 parking space, having vehicular access from the 20' Lane. The entire building, INCLUDING THE ATTACHED GARAGE (if applicable), to be sprinklered to NFPA 13D. Note: This is a 1 ½ storey building pursuant to the Zoning & Development By-law. 1. Covenant registered at the Land Title Office under CA8013843 2. No Strata Titling permitted 4. No A/C Unit proposed 5. Schedule B: Alan Prahalad, P.Eng (604.831.1431) Structural and Geotechnical 7. HPO: Residential Builder- Mercia Construction Ltd. NOTE: To achieve the required FSR. A floor space exclusion of 3% has been applied to this application as per section 11.24.18 of the district schedule, to accommodate improved building performance. Address Information: Building 1 #1 - 905 W 21st Av - One Dwelling (1st and 2nd storey) #2 - 905 W 21st Av - Secondary Suite (basement) Building 2 3653 Laurel St - Laneway House (1.5 storey) Addresses have been assigned per the approved plans, access to the rear unit is from the West side and access to the laneway house is on Laurel St. This access must be provided & maintained at all times and the building addresses posted to be visible from the street in accordance with the Building By-law. NOTE: Information regarding the principal building on the survey and site plan is for reference only. Any discrepancy between information regarding the principal building on the survey and/or site plan and approved permit drawings for the principal building are neither approved nor authorized under this laneway house permit. *NEW HOUSE* Note: See DB-2020-01409 for Bldg 1 on site (principal bldg) addressed #1 - 905 W 21st Av. **THIS PERMIT HAS BEEN ISSUED UNDER THE REQUIREMENTS OF VBBL #12511 (2019).** | ASPRA PLUMBING & HEATING LTD.
EP-2022-05771 | 2022-07-11 | 3653 LAUREL STREET, Vancouver, BC | Electrical Permit | Residential | New | Completed | Installation / Repair - Residential - LWH Rough Wire, Service, amd Finishing to be completed. MAIN Consumer's SERVICE 200A MAIN HOUSE Service 125A LANEWAY House Service 125A >BP: To construct a 2 storey laneway house building ($201,750) with an open parking pad, providing a total of 1 parking space, having vehicular access from the 20' Lane. The entire building, INCLUDING THE ATTACHED GARAGE (if applicable), to be sprinklered to NFPA 13D. Note: This is a 1 ½ storey building pursuant to the Zoning & Development By-law. 1. Covenant registered at the Land Title Office under CA8013843 2. No Strata Titling permitted 4. No A/C Unit proposed 5. Schedule B: Alan Prahalad, P.Eng (604.831.1431) Structural and Geotechnical 7. HPO: Residential Builder- Mercia Construction Ltd. NOTE: To achieve the required FSR. A floor space exclusion of 3% has been applied to this application as per section 11.24.18 of the district schedule, to accommodate improved building performance. NOTE: Information regarding the principal building on the survey and site plan is for reference only. Any discrepancy between information regarding the principal building on the survey and/or site plan and approved permit drawings for the principal building are neither approved nor authorized under this laneway house permit. *NEW HOUSE* Note: See DB-2020-01409 for Bldg 1 on site (principal bldg) addressed #1 - 905 W 21st Av. **THIS PERMIT HAS BEEN ISSUED UNDER THE REQUIREMENTS OF VBBL #12511 (2019).** | Kooner Electrical Ltd
PP-2023-02773 | 2023-09-20 | 4402 DUNBAR STREET, Vancouver, BC V6S 2G5 | Plumbing Permit | Commercial | Tenant Improvement | Completed | Commercial - 2 new WC's, 2 new Lav's, 1 new MS, 1 new sink, 2 new FD's, 1 new HWT >BP: Interior alterations to provide tenant improvements and change the use and major occupancy from Retail- Shell (Group E) to Financial Institution (Group D) at 4402 Dunbar Street in this mixed use building on this site. This is a CP Process Permit and the applicant is Michael Van Blokland, P.Eng, CP. ***REVIEWED UNDER VBBL 2019, WITH UPDATED ENERGY REQUIREMENTS AS PER BYLAW #12997 EFFECTIVE JAN 01, 2023*** AMEND: OCT 11/2023 PER DPI: add one additional back flow to the permit. (INSIDE) | Synergy Mechanical Inc
EP-2023-06917 | 2023-07-31 | 4402 DUNBAR STREET, Vancouver, BC V6S 2G5 | Electrical Permit | Commercial | Tenant Improvement | Completed | Installation / Repair - Commercial - Tenant improvement of space for new Scotia Bank. Lighting, fire alarm, power installation. >BP: Interior alterations to provide tenant improvements and change the use and major occupancy from Retail- Shell (Group E) to Financial Institution (Group D) at 4402 Dunbar Street in this mixed use building on this site. Building Review Branch Notes: This is considered to be the First TI addressed at 4402 Dunbar St. This is a CP Process Permit and the applicant is Michael Van Blokland, P.Eng, CP. ***REVIEWED UNDER VBBL 2019, WITH UPDATED ENERGY REQUIREMENTS AS PER BYLAW #12997 EFFECTIVE JAN 01, 2023*** STAGED CONSTRUCTION Stage 1: Full Construction - Issued 2023-07-27 | Bemister Electric Ltd.
SP-2023-01577 | 2023-10-20 | 4402 DUNBAR STREET, Vancouver, BC V6S 2G5 | Sprinkler Permit | Commercial | Tenant Improvement | Completed | Commercial - For sprinkler system alterations to the 2019 VBBL and NFPA 13, 2013 for the tenant improvements to provide interior alterations and change the use and major occupancy from Retail- Shell (Group E) to Financial Institution (Group D) at 4402 Dunbar Street in this mixed use building on this site. Engineer of Record: Yadim Amador Castillo 778-707-6797 yadim@nwsprinkler.com This is a CP Process Permit and the CP is Michael Van Blokland, P.Eng, CP. | Escape Fire Protection Ltd
EP-2023-06665 | 2023-07-27 | 4430 DUNBAR STREET, Vancouver, BC V6S 2G5 | Electrical Permit | Commercial | Tenant Improvement | Completed | Installation / Repair - Commercial - FINISH ALARM, CCTV, SOUND PRE-WIRE INSTALLATION. >BP: Interior alterations to provide tenant improvements and change the use from Retail-Shell (Group E) to Liquor Store (Group E) at 4430 Dunbar St in this mixed use building. Alterations include new accessible washroom, storage and staff area. Related DP-2023-00151 Building Review Branch Notes: This is considered to be the First TI addressed at 4430 Dunbar Street. This is a CP Process Permit and the applicant is Michael Van Blokland, P.Eng, CP. ***REVIEWED UNDER VBBL 2019, WITH UPDATED ENERGY REQUIREMENTS AS PER BYLAW #12997 EFFECTIVE JAN 01, 2023*** STAGED CONSTRUCTION Stage 1: Full Construction - Issued 2023-06-27 | 1994 BSafe Security Systems Ltd
SP-2023-01111 | 2023-07-28 | 4430 DUNBAR STREET, Vancouver, BC V6S 2G5 | Sprinkler Permit | Commercial | Tenant Improvement | Completed | Commercial - For sprinkler system alterations to the 2019 VBBL and NFPA 13, 2013 for the tenant improvements to provide interior alterations and change of use from Retail-Shell (Group E) for a new Liquor Store (Group E) at 4430 Dunbar St in this mixed use building. Engineer of Record: Yadim Amador Castillo 778-707-6797 yadim@nwsprinkler.com | Escape Fire Protection Ltd
PP-2023-02406 | 2023-07-21 | 4430 DUNBAR STREET, Vancouver, BC V6S 2G5 | Plumbing Permit | Commercial | Tenant Improvement | Completed | Commercial - Plumbing for kitchenette and bathroom and condensate drains for new liquor store. >BP: Interior alterations to provide tenant improvements and change the use from Retail-Shell (Group E) to Liquor Store (Group E) at 4430 Dunbar St in this mixed use building. Alterations include new accessible washroom, storage and staff area. Related DP-2023-00151 Building Review Branch Notes: This is considered to be the First TI addressed at 4430 Dunbar Street. This is a CP Process Permit and the applicant is Michael Van Blokland, P.Eng, CP. | Python Plumbing Corporation
EP-2023-06131 | 2023-07-10 | 4430 DUNBAR STREET, Vancouver, BC V6S 2G5 | Electrical Permit | Commercial | Tenant Improvement | Completed | Installation / Repair - Commercial - Tenant Improvement - Lighting, Receptacles, Data, Tel. >BP: Interior alterations to provide tenant improvements and change the use from Retail-Shell (Group E) to Liquor Store (Group E) at 4430 Dunbar St in this mixed use building. Alterations include new accessible washroom, storage and staff area. Related DP-2023-00151 Building Review Branch Notes: This is considered to be the First TI addressed at 4430 Dunbar Street. This is a CP Process Permit and the applicant is Michael Van Blokland, P.Eng, CP. ***REVIEWED UNDER VBBL 2019, WITH UPDATED ENERGY REQUIREMENTS AS PER BYLAW #12997 EFFECTIVE JAN 01, 2023*** STAGED CONSTRUCTION Stage 1: Full Construction - Issued 2023-06-27 | Brodan Industries Ltd.
EP-2023-02896 | 2023-04-04 | 4430 DUNBAR STREET, Vancouver, BC V6S 2G5 | Electrical Permit | Commercial | New | Expired | Temporary Power - Commercial - To provide temporary power FOR SECURITY SYSTEM -renewal of EP-2022-02572 -valid March 31, 2023 - March 30, 2024 | 0777792 BC Ltd
EP-2022-02572 | 2022-03-31 | 4430 DUNBAR STREET, Vancouver, BC V6S 2G5 | Electrical Permit | Commercial | New | Expired | Temporary Power - Commercial - To provide temporary power.. | 0777792 BC Ltd
SP-2023-01692 | 2023-11-17 | 4480 DUNBAR STREET, Vancouver, BC V6S 2G5 | Sprinkler Permit | Commercial | Tenant Improvement | Issued | Commercial - For sprinkler system alterations to the 2019 VBBL and NFPA 13, 2013 for the tenant improvements to provide exterior and interior alterations and a change of use from Retail (shell) to Financial Institution at unit 4480 Dunbar St on the ground floor of this mixed-use building on this site. Engineer of Record: Collin Vaness 604-687-1821 cvaness@mcw.com | Escape Fire Protection Ltd
EP-2023-08564 | 2023-09-22 | 4480 DUNBAR STREET, Vancouver, BC V6S 2G5 | Electrical Permit | Commercial | Renovation | Issued | Installation / Repair - Commercial - Installation of new lighting and light controls. Installation of voice/data cabling. Installlation of fire alarm devices. >BP: Exterior and interior alterations and a change of use from Retail (shell) to Financial Institution at unit 4480 Dunbar St on the ground floor of this mixed-use building on this site. | Fox Electric Canada Inc
EP-2023-09013 | 2023-11-01 | 4480 DUNBAR STREET, Vancouver, BC V6S 2G5 | Electrical Permit | Commercial | Tenant Improvement | Issued | Installation / Repair - Commercial - Air Conditioning Units / Heat Pump we are only doing the low voltage control wiring for this one >BP: Exterior and interior alterations and a change of use from Retail (shell) to Financial Institution at unit 4480 Dunbar St on the ground floor of this mixed-use building on this site. OK for DB per D. Cha OK for Field Review per W. Wong June 29, 2023 Letters of assurance submited: - Sch A/B (Arch): Paul Andrew Stevens, AIBC, 778.372.1111 - Sch B (Mech, Plumbing): Collin Vaness, P. Eng., 604.687.1821 - Sch B (electrical): Seyyedehsara Hosseinimighan, P.Eng, 604.687.1821 | Modern Systems Management Ltd
EP-2023-08873 | 2023-10-03 | 4498 DUNBAR STREET, Vancouver, BC V6S 2G5 | Electrical Permit | Commercial | New | Issued | Installation / Repair - Commercial - Installation of lighting and receptacles for a new coffee shop. >BP: First TI - Change of Major Occupancy for Small Suite from Retail - shell (Group E) to Restaurant (Group A2) and provide First Tenant Improvement for new tenant, Prado, on the ground floor of this 5-storey mixed used building. Scope includes interior fit-out with new accessible washroom, storage area and staff area. Building Review Notes: - No exterior alteration is proposed. - Proposed occupant load is 25 persons (interior 17, staff 4 and patio 4). Maximum occupant load cannot exceed 25 persons due to washroom capacity restriction. - Patio requires a separate Development Permit and Building Permit. - CP-3 Letter submitted Mechanical Review Notes: - Class 4 Cooking Operation with ovens (Turbochef Sota and Bullet) listed under UL product category KNLZ. *** Reviewed under the VBBL 2019 *** | City Lights Electrical Ltd.
SP-2023-01873 | 2023-10-11 | 4498 DUNBAR STREET, Vancouver, BC V6S 2G5 | Sprinkler Permit | Commercial | Tenant Improvement | Issued | Commercial - Replacement of 7 sprinkler heads >BP: First TI - Change of Major Occupancy for Small Suite from Retail - shell (Group E) to Restaurant (Group A2) and provide First Tenant Improvement for new tenant, Prado, on the ground floor of this 5-storey mixed used building. Scope includes interior fit-out with new accessible washroom, storage area and staff area. Building Review Notes: - No exterior alteration is proposed. - Proposed occupant load is 25 persons (interior 17, staff 4 and patio 4). Maximum occupant load cannot exceed 25 persons due to washroom capacity restriction. - Patio requires a separate Development Permit and Building Permit. - CP-3 Letter submitted | Escape Fire Protection Ltd
PP-2023-02272 | 2023-06-27 | 3479 SAWMILL CRESCENT, Vancouver, BC V5S 0E3 | Plumbing Permit | Commercial | Addition | Completed | Commercial - Addition of new backflow preventer device | JJM Mechanical Group Ltd
EP-2022-02136 | 2022-03-18 | 1781 E 47TH AVENUE, Vancouver, BC V5P 1P9 | Electrical Permit | Residential | New | Completed | Installation / Repair - Residential - SFD Wiring. Related to EP-2020-07872 >BP: To construction a two-storey One-Family Dwelling infill building with an attached two-car garage, having vehicular access from E. 47th Avenue. - See BP-2019-04726 for the MCD building. ******THIS PERMIT HAS BEEN ISSUED UNDER THE REQUIREMENTS OF VBBL 2014 AND REVIEWED DURING THE 2020 COVID-19 PANDEMIC CRISIS. ******** Building Review Branch Notes: - Travel distance exceeds 45m. Entire infill building is required to be sprinklred to NFPA 13 per VBBL 3.2.5.5.(3)(b). Full sprinkler review is required. - Sch-A, D-1, Struct. B, Arch. B & Geo. B are submitted. - All document of Infill & principle building have been included in BP-2019-04726. - All new windows, doors, and skylights shall conform to AAMA/WDMA/CSA101/I.S.2/A440, NAFS. Amend: Mar 23, 2022 Change service from 100 Amps to 125 Amps. | SAAB ELECTRIC LTD
EP-2023-05676 | 2023-06-26 | 4988 CAMBIE STREET, Vancouver, BC V5Z 2Z5 | Electrical Permit | Commercial | NULL | Issued | Annual / Operating - Renew Annual Electrical permit Renewal of EP-2022-05676 Valid: Jul 11, 2023 to Jul 10, 2024 | Mac's Electric Ltd
EP-2022-05676 | 2022-07-06 | 4988 CAMBIE STREET, Vancouver, BC V5Z 2Z5 | Electrical Permit | Commercial | NULL | Expired | Annual / Operating - ANNUAL OPERATING PERMIT Valid June 11, 2022 until June 10, 2023 Expired permit : EP-2021-04789 | Mac's Electric Ltd
EP-2022-03899 | 2022-05-11 | 528 W KING EDWARD AVENUE, Vancouver, BC V5V 2C9 | Electrical Permit | Commercial | NULL | Expired | Annual / Operating - New Annual Operating Permit Renewal of EP-2021-03120 Valid: Apr 27, 2022 to Apr 26, 2023 | Houle Electric Limited
EP-2023-06401 | 2023-07-17 | 528 W KING EDWARD AVENUE, Vancouver, BC V5V 2C9 | Electrical Permit | Commercial | Addition | Completed | Installation / Repair - Commercial - Installation of one EV charger and branch circuit. The condo building has a 400 AMP EV panel, with 20 x 40 AMP breaker @ 208V are installed - 14 / 20 are being used connected to stalls with receptacles - 6 / 20 are spare not connected to any receptacles Plan to use ONE of the spare and connect to parking stall 24 (30 meters away from the panel) and install a NEMA 6-50 receptacle. | Amor Energy Corporation
EP-2023-03484 | 2023-04-24 | 528 W KING EDWARD AVENUE, Vancouver, BC V5V 2C9 | Electrical Permit | Commercial | NULL | Issued | Annual / Operating - New Annual Operating Permit -Renewal of EP-2022-03899 Valid: Apr 27, 2022 to Apr 26, 2023 | Houle Electric Limited
EP-2023-02763 | NULL | 4427 WELWYN STREET, Vancouver, BC | Electrical Permit | Residential | Renovation | Application Incomplete | Installation / Repair - Residential - 20A 240v circuit for ductless split system. | F & S Electrical Ltd
MP-2022-00174 | 2022-09-01 | 4427 WELWYN STREET, Vancouver, BC | Mechanical Permit | NULL | NULL | Completed | NULL | Centigrade Mechanical Ltd
MP-2022-00176 | 2022-09-01 | 4429 WELWYN STREET, Vancouver, BC | Mechanical Permit | NULL | NULL | Completed | NULL | Centigrade Mechanical Ltd
NULL | NULL | 4429 WELWYN STREET, Vancouver, BC | Mechanical Permit | NULL | NULL | Draft | NULL | Centigrade Mechanical Ltd
EP-2023-02765 | NULL | 4429 WELWYN STREET, Vancouver, BC | Electrical Permit | Residential | Renovation | Application Incomplete | Installation / Repair - Residential - 20A 240v circuit for new ductless split system | F & S Electrical Ltd
EP-2023-02764 | NULL | 4425 WELWYN STREET, Vancouver, BC | Electrical Permit | Residential | Renovation | Application Incomplete | Installation / Repair - Residential - 20A 240v circuit for ductless split system. | F & S Electrical Ltd
MP-2022-00175 | 2022-09-01 | 4425 WELWYN STREET, Vancouver, BC | Mechanical Permit | NULL | NULL | Completed | NULL | Centigrade Mechanical Ltd
GP-2022-00288 | 2022-01-31 | 1143 E 24TH AVENUE, Vancouver, BC | Gas Permit | Residential | New | Completed | Residential - DUPLEX HOUSE TWO COMPLETE BOILERS AND PIPING ONLY FOR TWO STOVES AND TWO BBQ To develop a two-storey two-family Infill dwelling with one surface and one enclosed parking spaces having vehicular access from the lane. | Ultra Mechanical Ltd
EP-2022-01598 | 2022-03-01 | 1143 E 24TH AVENUE, Vancouver, BC | Electrical Permit | Residential | New | Expired | Installation / Repair - Residential - New Construction duplex infill rough-wire and finshing New 400A underground quadplex service in electrical closet Unit 1 infill - 100A Switch Unit 2 infill - 100A Switch Unit 3 Existing SFD - 150A Switch House Panel - 60A Switch >BP: To develop a two-storey two-family Infill dwelling with one surface and one enclosed parking spaces having vehicular access from the lane. No changes proposed to existing principal building. Underground hydro ducting and feeders Low voltage rough-wire | AMTEK Electric Ltd
EP-2022-08093 | 2022-10-28 | 1143 E 24TH AVENUE, Vancouver, BC | Electrical Permit | Residential | Renovation | Completed | Installation / Repair - Residential - TO CONTINUE WORK STARTED BY OTHERS (Previous Permit EP-2022-01598) Finishing Pot Lights, plugs and switches ** Amend 11/23/2022** Service is 400 Amps not 200 Amps >BP: Building Permit for DP-2020-00421 To develop a two-storey two-family Infill dwelling with one surface and one enclosed parking spaces having vehicular access from the lane. | Pacific Star Electric Inc
EP-2022-09747 | 2022-11-17 | 1143 E 24TH AVENUE, Vancouver, BC | Electrical Permit | Residential | New | Completed | Installation / Repair - Residential - 2 alarm finishes (Someone else did pre-wiring here) >BP: Building Permit for DP-2020-00421 To develop a two-storey two-family Infill dwelling with one surface and one enclosed parking spaces having vehicular access from the lane. | Best Built-In Centre Ltd
GP-2022-03155 | 2022-10-18 | 1143 E 24TH AVENUE, Vancouver, BC | Gas Permit | Residential | New | Completed | Residential - INFILL - 2FD - 2x KitchenAid 30 Inch Gas Range >BP: Building Permit for DP-2020-00421 To develop a two-storey two-family Infill dwelling with one surface and one enclosed parking spaces having vehicular access from the lane. | Han Appliances & Refrigeration Ltd
EP-2022-04662 | 2022-06-03 | 3833 FRASER STREET, Vancouver, BC V5V 4E3 | Electrical Permit | Commercial | New | Completed | Installation / Repair - Commercial - Heat trace install on parakde sprinkler wet system >BP: To construct a new 7-storey mixed-use combustible building consisting of: - 1 storey - 5 CRU units ( Groups A-2 and E) - 1st to 6 th storeys - 125 market rental dwelling units all over 2 levels of underground parking. Note: 1. The building is separated into 2 buildings with a firewall having 4 Hr. fire -resistance rating at 1st & 2nd storeys & 2 Hr. fire- resistance rating at 3rd to 6th storeys. Building A - 7 storey Building B - 6 storey 2. Refer to AL-2020-00053 to allow use of combustible construction at upper storeys. 3. The building is designed to meet ZEBP (Level 3) Energy Standard. 15-Oct-2020 - Stage 1 (excavation and shoring) issued during the COVID 19 pandemic. 11-Jan-2021 - Stage 2 (full structural) issued. 19-Apr-2021 - Stage 3 (full permit) issued. Revision#1 (the mezzanine level will be deleted and the demising wall between CRUs 1 and 2 (3865 and 3863 Fraser) - application docs to be submitted - 1-June-2022 | Eastern Valley Electrical Ltd
EP-2022-00389 | 2022-01-20 | 3833 FRASER STREET, Vancouver, BC V5V 4E3 | Electrical Permit | Commercial | NULL | Expired | Annual / Operating - Provide ongoing maintanance. Valid January 20, 2022 until January 19, 2023 | Vikor I Electric Inc
EP-2022-07501 | 2022-09-08 | 3833 FRASER STREET, Vancouver, BC V5V 4E3 | Electrical Permit | Commercial | NULL | Expired | Annual / Operating - Building Maintenance and Operation including the operating fire alarm system - one year | Alcon Electrical (BC) Corp
EP-2022-05710 | 2022-07-07 | 3833 FRASER STREET, Vancouver, BC V5V 4E3 | Electrical Permit | Commercial | New | Completed | Installation / Repair - Commercial - Ecomm wireless network >BP: To construct a new 7-storey mixed-use combustible building consisting of: - 1 storey - 5 CRU units ( Groups A-2 and E) - 1st to 6 th storeys - 125 market rental dwelling units all over 2 levels of underground parking. Note: 1. The building is separated into 2 buildings with a firewall having 4 Hr. fire -resistance rating at 1st & 2nd storeys & 2 Hr. fire- resistance rating at 3rd to 6th storeys. Building A - 7 storey Building B - 6 storey 2. Refer to AL-2020-00053 to allow use of combustible construction at upper storeys. 3. The building is designed to meet ZEBP (Level 3) Energy Standard. 15-Oct-2020 - Stage 1 (excavation and shoring) issued during the COVID 19 pandemic. 11-Jan-2021 - Stage 2 (full structural) issued. 19-Apr-2021 - Stage 3 (full permit) issued. 28-Jun-2022 - Revision#1 - issued. Deletion of the mezzanine level and removal of the demising wall between the CRU 1 and CRU 2 (3865 and 3863 Fraser St.). | Mott Electric General Partnership
EP-2022-05410 | 2022-06-24 | 3833 FRASER STREET, Vancouver, BC V5V 4E3 | Electrical Permit | Residential | New | Completed | Installation / Repair - Residential - Permit being requested to be taken out for utility fiber optic installation. | Mott Electric General Partnership
PP-2022-00966 | 2022-03-23 | 101 E WATERFRONT ROAD, Vancouver, BC V1V 1V1 | Plumbing Permit | Commercial | New | Completed | Commercial - new fixtures and 1 backflow | Broadway Refrigeration & Air Conditioning Co
EP-2022-05582 | 2022-07-04 | 3493 COMMERCIAL STREET, Vancouver, BC V5N 4E8 | Electrical Permit | Commercial | NULL | Expired | Annual / Operating - All base building work that falls under the annual electrical operating permit July 04/2022 until July 03/2023. | Ino-Tek Electric Ltd.
EP-2023-02484 | NULL | 2443 E 40TH AVENUE, Vancouver, BC V5R 2V6 | Electrical Permit | Residential | Addition | Withdrawn | Installation / Repair - Residential - Wire 47k BTU heat pump split system | Elysium Electric Ltd
NULL | NULL | 2443 E 40TH AVENUE, Vancouver, BC V5R 2V6 | Gas Permit | Residential | Renovation | Draft | Residential - Changing radiant heat boiler for air source heat pump | Truth Plumbing & HVAC Ltd
EP-2022-03514 | 2022-06-06 | 2443 E 40TH AVENUE, Vancouver, BC V5R 2V6 | Electrical Permit | Residential | Addition | Issued | Installation / Repair - Residential - Install wring for heat pump. located at the back of the property. Site plans are attached. | Mountain Point Electrical Inc.
EP-2022-00289 | 2022-01-21 | 4216 ST. CATHERINES STREET, Vancouver, BC V5V 4M1 | Electrical Permit | Commercial | New | Completed | Installation / Repair - Commercial - Electrical wiring for New infill house, Install 200 amp overhead service with 3x 100amp meter base. >BP: Building Permit for DP-2018-01014 to develop an infill one-family dwelling for a total of three dwelling units at the rear of this site. | Altech Electric Ltd
EP-2022-02594 | 2022-04-01 | 528 W KING EDWARD AVENUE #101, Vancouver, BC | Electrical Permit | Residential | Addition | Completed | Installation / Repair - Residential - EV Charger Install | Wire-Man Electric Ltd
EP-2023-06219 | 2023-08-02 | 209 E 20TH AVENUE #PH4, Vancouver, BC | Electrical Permit | Commercial | Addition | Completed | Installation / Repair - Commercial - A 2500w AC will be added to this panhouse unit. We are pulling a 208V 20A branch circuit for the outdoor unit located at the patio. | Key Connect Technology Ltd
NULL | NULL | 209 E 20TH AVENUE #PH4, Vancouver, BC | Mechanical Permit | NULL | NULL | Draft | NULL | BCS Cooling and Heating
MP-2022-00130 | 2022-08-19 | 209 E 20TH AVENUE #PH9, Vancouver, BC | Mechanical Permit | NULL | NULL | Completed | NULL | Milani Electric Limited
EP-2022-08713 | 2022-10-17 | 209 E 20TH AVENUE #PH9, Vancouver, BC | Electrical Permit | Residential | Renovation | Issued | Installation / Repair - Residential - Electrical supply for Dsplit MP-2022-00130 | Milani Electric Limited
EP-2022-02918 | 2022-04-12 | 1155 STEWART STREET, Vancouver, BC | Electrical Permit | Commercial | Tenant Improvement | Completed | Installation / Repair - Commercial - Supply and Install (1) new switch for Inspection area and re-work existing switching. Supply and Install (1) new exit sign. Install (2) quad receptacles. Remove and replace conduit feeding Roof top Unit. | Sasco Contractors Ltd
NULL | NULL | 1928 E 4TH AVENUE, Vancouver, BC | Electrical Permit | Residential | Addition | Draft | Installation / Repair - Residential - Installing 3 Cameras into a New Garage, | NULL
MP-2022-00710 | 2022-12-15 | 2443 E 40TH AVENUE, Vancouver, BC | Mechanical Permit | NULL | NULL | Completed | NULL | Truth Plumbing & HVAC Ltd
GP-2022-01853 | 2022-06-23 | 1160 E 16TH AVENUE, Vancouver, BC V5T 2W3 | Gas Permit | Residential | New | Completed | Residential - Installation of 3 gas ranges and 3 dryers To construct a new three storey, Multiple Dwelling containing Three Unit with a detached two car garage and one surface parking in the rear having vehicular access from the lane. Dwelling units are side by side, no overlap. | Light Green Appliance Installations Inc
PP-2021-00709 | 2022-05-04 | 2550 GARDEN DRIVE, Vancouver, BC V5N 4X6 | Plumbing Permit | Commercial | New | Completed | Commercial - Mechanical scope for new 69 unit condo on parkade. . | Hoover Mechanical Plumbing & Heating Ltd
EP-2022-03099 | 2022-04-19 | 2550 GARDEN DRIVE, Vancouver, BC V5N 4X6 | Electrical Permit | Commercial | New | Completed | Installation / Repair - Commercial - Enterphone/card access/CCTV prewire and finish >BP: Bucci Garden Homes Limited will be demolishing the 7 single-family homes located at 2542 - 2570 Garden Drive & 2309-2369 E 10th Ave and will be building a new 6 storey wood frame strata condominium with 2 levels of underground parking. This is a CP Process Permit reviewed under the 2019 VBBL during the Covid 19 pandemic. The CP is Susana Chui of Camphora Engineering Inc. Stage 1: Excavation & Shoring. Aug. 25, 2020, B. Smith Stage 2: Full Structural to roof. Oct. 20, 2020. B. Smith Stage 3: Full Construction. Nov.26, 2020. B. Smith | NexGen Technologies Inc
EP-2022-03940 | 2022-05-16 | 2550 GARDEN DRIVE, Vancouver, BC V5N 4X6 | Electrical Permit | Residential | New | Completed | Installation / Repair - Residential - Temporary - A Fire Alarm System for temporary Sales center suites. BP: Bucci Garden Homes Limited will be demolishing the 7 single-family homes located at 2542 - 2570 Garden Drive & 2309-2369 E 10th Ave and will be building a new 6 storey wood frame strata condominium with 2 levels of underground parking. This is a CP Process Permit reviewed under the 2019 VBBL during the Covid 19 pandemic. | MPN Pacific Electrical Ltd
EP-2022-06623 | NULL | 2550 GARDEN DRIVE, Vancouver, BC V5N 4X6 | Electrical Permit | Residential | New | Draft | Installation / Repair - Residential - install offsite underground conduit and street light bases for street lighting system. | NULL
EP-2023-00535 | 2023-01-26 | 2550 GARDEN DRIVE, Vancouver, BC V5N 4X6 | Electrical Permit | Commercial | NULL | Expired | Annual / Operating - Maintenance of existing operating electrical equipment. | MPN Pacific Electrical Ltd
EP-2023-01399 | 2023-02-17 | 2550 GARDEN DRIVE, Vancouver, BC V5N 4X6 | Electrical Permit | Residential | New | Completed | Installation / Repair - Residential - Ecomm System Installation In-building Amplification >BP: Bucci Garden Homes Limited will be demolishing the 7 single-family homes located at 2542 - 2570 Garden Drive & 2309-2369 E 10th Ave and will be building a new 6 storey wood frame strata condominium with 2 levels of underground parking. This is a CP Process Permit reviewed under the 2019 VBBL during the Covid 19 pandemic. The CP is Susana Chui of Camphora Engineering Inc. Stage 1: Excavation & Shoring. Aug. 25, 2020, B. Smith Stage 2: Full Structural to roof. Oct. 20, 2020. B. Smith Stage 3: Full Construction. Nov.26, 2020. B. Smith | Metro Mobile Radio Sales Inc
EP-2021-09446 | 2022-01-25 | 1215 W 16TH AVENUE, Vancouver, BC V6H 1S8 | Electrical Permit | Residential | New | Cancelled | Installation / Repair - Residential - Triplex wiring 200A service to unit 3 200A service to unit 4 200A service to unit 5 >BP: Building Permit for DP-2019-00476 to convert the existing 3-storey Heritage 'B' one-Family Dwelling to a Multiple Conversion Dwelling containing 3 Dwelling units, each with a built-in one-car garage, for a total of 3 parking spaces, having vehicular access from the lane. Building 2 | L.H. ELECTRIC LTD
EP-2022-01153 | 2022-08-18 | 1215 W 16TH AVENUE, Vancouver, BC V6H 1S8 | Electrical Permit | Commercial | Renovation | Completed | Installation / Repair - Commercial - Electrical wiring for: existing Heritage bldg >BP: Building Permit for DP-2019-00476 to convert the existing 3-storey Heritage 'B' one-Family Dwelling to a Multiple Conversion Dwelling containing 3 Dwelling units, each with a built-in one-car garage, for a total of 3 parking spaces, having vehicular access from the lane. | G.S.G. Electric Ltd.
SP-2022-00489 | 2022-08-09 | 1215 W 16TH AVENUE, Vancouver, BC V6H 1S8 | Sprinkler Permit | Commercial | New | Completed | Commercial - Site work To convert the existing Heritage 'B' one-Family Dwelling to a Multiple Conversion Dwelling containing 3 Dwelling units, and develop two 2-Family Dwellings containing 2-dwelling units each, for a total of 7 Dwelling units, with each building having built-in parking garages with a total of 7 parking spaces having vehicular access from the lane. | Haven Fire Protection Ltd
SP-2022-00509 | 2022-08-09 | 1215 W 16TH AVENUE, Vancouver, BC V6H 1S8 | Sprinkler Permit | Commercial | New | Completed | Commercial - Building 2 To install sprinklers to NFPA 13R 2013 through out this Multiple Conversion Dwelling containing 3 Dwelling units, each with a built-in one-car garage, for a total of 3 parking spaces, having vehicular access from the lane. | Haven Fire Protection Ltd
EP-2023-00161 | 2023-08-02 | 1215 W 16TH AVENUE, Vancouver, BC V6H 1S8 | Electrical Permit | Residential | Addition | Expired | Temporary Power - Residential - To provide temporary power. Valid: Nov 26, 2022 to Nov 25, 2023 | G.S.G. Electric Ltd.
EP-2022-06761 | 2022-08-18 | 1215 W 16TH AVENUE, Vancouver, BC V6H 1S8 | Electrical Permit | Residential | New | Completed | Installation / Repair - Residential - ***SITE PERMIT*** Convert existing Heritage 'B' one-Family Dwelling to a Multiple Conversion Dwelling containing 3 Dwelling units. Develop two 2-Family Dwellings.containing 2-dwelling units each. Total of 7 Dwelling units. Electric Room=800Amp. Each building has built-in parking garages with total of 7 parking spaces. BP: Building Permit for DP-2019-00476 to convert the existing Heritage 'B' one-Family Dwelling to a Multiple Conversion Dwelling containing 3 Dwelling units, and develop two 2-Family Dwellings containing 2-dwelling units each, for a total of 7 Dwelling units, with each building having built-in parking garages with a total of 7 parking spaces having vehicular access from the lane. Amend: May 16th, 2023 amend this permit to three phase 4 wire 800 amp | G.S.G. Electric Ltd.
EP-2022-07060 | 2022-08-24 | 1215 W 16TH AVENUE, Vancouver, BC V6H 1S8 | Electrical Permit | Commercial | New | Completed | Installation / Repair - Commercial - tv, telephone, security alarm prewire and complete >BP: Building Permit for DP-2019-00476 to convert the existing 3-storey Heritage 'B' one-Family Dwelling to a Multiple Conversion Dwelling containing 3 Dwelling units, each with a built-in one-car garage, for a total of 3 parking spaces, having vehicular access from the lane. Building 2 | Tvisha Technologies Ltd
PP-2023-00571 | 2023-02-16 | 1215 W 16TH AVENUE, Vancouver, BC V6H 1S8 | Plumbing Permit | Commercial | New | Completed | Commercial - MCD - 3/4 backflow preventer for lawn irrigation >BP: Building Permit for DP-2019-00476 to convert the existing Heritage 'B' one-Family Dwelling to a Multiple Conversion Dwelling containing 3 Dwelling units, and develop two 2-Family Dwellings containing 2-dwelling units each, for a total of 7 Dwelling units, with each building having built-in parking garages with a total of 7 parking spaces having vehicular access from the lane. | Yue Jin Qiu
EP-2023-03909 | 2023-05-05 | 150 W 4TH AVENUE, Vancouver, BC V5Y 1G6 | Electrical Permit | Commercial | New | Issued | Installation / Repair - Commercial - Low Voltage System Controls - VRF Controls, Fan Coil Controls >BP: To construct a 7-storey (original 5 storeys) non-combustible mixed-use office and light industrial warehouse building over 2 levels of underground parking. It's designed as a high building with an interconnected floors on ground and 2nd level with a CRU on ground level. VBBL 2019 - NFPA 13. Stage #1 - excavation and shoring - issued 2020-08-25 Stage #2 - Structure to grade (Foundation to grade) - issued 2020-12-16 Stage #3 - Full Structure Only - issued on Mar. 3, 2021. Rev #1 issued on May 4th, 2021 - A change in Mechanical and Plumbing Engineers. outgoing is Edwin Zander, Williams Engineering and incoming is George Steeves, Ocean Park Mechanical Ltd. Rev #2 - issued on Jun 24, 2021 - revise Structural plans (5 storey). Stage #4 - Full Construction up to level 4 only - issued on Nov. 9th, 2021. Rev #3 to Stage 3 - Full Structure Only to add two additional floors from a 5 storey to a 7 storey building issued on Mar. 11, 2022. Stage #5 - Full Construction from level 5 to 7 - issued on Apr. 12, 2022. | ESC Automation Inc
EP-2022-07588 | 2022-09-26 | 150 W 4TH AVENUE, Vancouver, BC V5Y 1G6 | Electrical Permit | Commercial | Tenant Improvement | Issued | Installation / Repair - Commercial - Tenant Improvement >BP: Interior alteration for lab/office for this first tenant improvement fit out including associated structural, mechanical, electrical work for the entire building except for a CRU on the ground level. | Colwin Electrical Group
PP-2022-03174 | 2022-10-05 | 150 W 4TH AVENUE, Vancouver, BC V5Y 1G6 | Plumbing Permit | Commercial | Tenant Improvement | Issued | Commercial - TI fit-out of washrooms, change rooms, kitchens and labs. Including sanitary and ventilation tie-in to the base build, laboratory gases, domestic water distribution, hot water distribution, floor drains, kitchen and washroom fixtures, lab sinks. - Backflow prevention to be installed for all fixtures and equipment as required by City of Vancouver Waterworks Bylaw 4848 - All backflow devices installed are to be added to permit. Interior alteration for lab/office for this first tenant improvement fit out including associated structural, mechanical, electrical work for the entire building except for a CRU on the ground level. | Division 15 Mechanical Ltd
EP-2022-07582 | 2022-09-09 | 150 W 4TH AVENUE, Vancouver, BC V5Y 1G6 | Electrical Permit | Commercial | New | Completed | Installation / Repair - Commercial - Heat trace to domestic water piping in parkade >BP: To construct a 7-storey (original 5 storeys) non-combustible mixed-use office and light industrial warehouse building over 2 levels of underground parking. It's designed as a high building with an interconnected floors on ground and 2nd level with a CRU on ground level. | BRENMACK ELECTRIC LTD
SP-2022-01117 | 2022-12-08 | 150 W 4TH AVENUE, Vancouver, BC V5Y 1G6 | Sprinkler Permit | Commercial | New | Issued | Commercial - For all sprinkler work to the 2019 VBBL; NFPA 13, 2013; interior alteration (Levels 1 to 7) for lab/office for this first tenant improvement fit out including associated structural, mechanical, electrical work for the entire building except for a CRU on the ground level. THIS IS A CERTIFIED PROFESSIONAL PROJECT and the CP is John Buscemi, P.Eng., C.P. This application does not include any of the following: • Warehouse storage arrangements, or mobile compact storage arrangements. • Information Technology Equipment Rooms (e.g. IT Rooms, LAN Rooms, etc.). • New alternative solutions and/or modifications to existing alternative solutions. Notes: 1. Sprinkler Engineer of Record Yadim Castillo of NWSC. T: 604 707 6797. E: yadim@nwsprinkler.com 2. Construction Standpipe to Bulletin 2017-003-BU/FI, VBBL, NFPA 14, and VFBL. 3. One set of approved drawings and permit to be available for viewing at the jobsite. 4. Per November 1, 2022 letter from Yadim Amador, P.Eng. concealed raised floor assembly in the Level 1 Fitness Area will not contain exposed combustible materials. 5. *** Per November 1, 2022 letter from Yadim Amador, P.Eng. Flexible Sprinkler Drops (Lab Floors Only (Levels 3, 4, and 5)). *** *** Flexible Sprinkler Drops (Lab Floors Only (Levels 3, 4, and 5)) *** - Sprinkler system has been designed for the use of the Victaulic AH2 braided flexible sprinkler drops with 1/2" outlets, up to 60" with a max of 10 x 90 degree bends w a 2" bend radius for use with standard coverage pendent sprinklers the Light hazard areas and 3/4" outlets, up to 60" with a max of 10 x 90 degree bends w a 2" bend radius for use with standard coverage pendent sprinklers. | Titan Fire Protection Ltd
EP-2022-08518 | 2022-10-12 | 150 W 4TH AVENUE, Vancouver, BC V5Y 1G6 | Electrical Permit | Commercial | NULL | Expired | Annual / Operating - Operating Permit for lab/office space. | Colwin Electrical Group
EP-2023-10430 | 2023-11-30 | 150 W 4TH AVENUE, Vancouver, BC V5Y 1G6 | Electrical Permit | Commercial | New | Completed | Installation / Repair - Commercial - Heat Trace installation of Fire Sprinkler system >BP: To construct a 7-storey (original 5 storeys) non-combustible mixed-use office and light industrial warehouse building over 2 levels of underground parking. It's designed as a high building with an interconnected floors on ground and 2nd level with a CRU on ground level. VBBL 2019 - NFPA 13. Stage #1 - excavation and shoring - issued 2020-08-25 Stage #2 - Structure to grade (Foundation to grade) - issued 2020-12-16 Stage #3 - Full Structure Only - issued on Mar. 3, 2021. Rev #1 issued on May 4th, 2021 - A change in Mechanical and Plumbing Engineers. outgoing is Edwin Zander, Williams Engineering and incoming is George Steeves, Ocean Park Mechanical Ltd. Rev #2 - issued on Jun 24, 2021 - revise Structural plans (5 storey). Stage #4 - Full Construction up to level 4 only - issued on Nov. 9th, 2021. Rev #3 to Stage 3 - Full Structure Only to add two additional floors from a 5 storey to a 7 storey building issued on Mar. 11, 2022. Stage #5 - Full Construction from level 5 to 7 - issued on Apr. 12, 2022. Rev #4 to Stage 4 - (Sept 6, 2023) - Deletion of the Kitchen Exhaust pre-shaft for the CRU unit. It will be reinstalled when a future tenant requires it. (The deletion is okay per Michelle A.) | Ocean Park Mechanical Ltd
PP-2021-03442 | 2022-01-27 | 150 W 4TH AVENUE, Vancouver, BC V5Y 1G6 | Plumbing Permit | Commercial | New | Issued | Commercial - New construction office tower. Previous plumbing permit for site was for Foundation level only. This plumbing application permit will include all fixture costs for P2-L4 to match approved BP. To construct a 5-storey mixed-use office and light industrial warehouse building containing: -. light industrial warehouse on level 1 and 2, -. offices on level 3 through 5 over 2 levels of underground parking. It's designed as a high building with the capability of supporting 2 additional storeys to be constructed at a future date. | Ocean Park Mechanical Ltd
SP-2021-01338 | 2022-06-10 | 150 W 4TH AVENUE, Vancouver, BC V5Y 1G6 | Sprinkler Permit | Commercial | New | Issued | Commercial - ***Above Grade Only - Levels 1, 2, 3, and 4 Only*** For all sprinkler work to the 2019 VBBL; NFPA 13, 2013; standpipe work to NFPA 14, 2013; and alternative solutions prepared by GHL for this newly constructed 7-storey (original 5 storeys) non-combustible mixed-use office and light industrial warehouse building (SHELL ONLY) over 2 levels of underground parking. It's designed as a high building with an interconnected floors on ground and 2nd level with a CRU on ground level. THIS IS A CERTIFIED PROFESSIONAL PROJECT. The CP John Buscemi, P.Eng.,C.P. This application does not include any of the following: • Warehouse storage arrangements, or mobile compact storage arrangements. • Flexible sprinkler pipe. • Information Technology Equipment Rooms (e.g. IT Rooms, LAN Rooms, etc.). • Alternative Solutions Related Permits • SP-2020-01622 - Below grade and construction standpipe only. • SP-2022-00917 - Above Grade Only - Levels 5, 6, 7 and Roof Only - In Review • AL-2020-00066 - Travel Distance in Parkade Up To 50m • AL-2022-00009 - Exit Exposure from Restaurant Notes: • Sprinkler Engineer of Record Yadim Amador Castillo, P.Eng. of NWSC. T: 604 779 5750. E: yadim@nwsprinkler.com. • No occupancy permitted for exterior canopies on L1 (See drawings for additional information). Separate permit and documents required if area below the canopy is to be occupied. • Separate permit(s) and documents required for tenant improvements. • Construction Standpipe to Bulletin 2017-003-BU/FI, VBBL, NFPA 14, and VFBL. • Coordination of mechanical and sprinkler elements to be confirmed on site, and to be reviewed by the DPI. | Titan Fire Protection Ltd
EP-2022-02923 | 2022-04-12 | 150 W 4TH AVENUE, Vancouver, BC V5Y 1G6 | Electrical Permit | Commercial | New | Expired | Temporary Power - Commercial - To provide temporary power. | Alarmtron BC Ltd
SP-2022-00917 | 2022-08-16 | 150 W 4TH AVENUE, Vancouver, BC V5Y 1G6 | Sprinkler Permit | Commercial | New | Issued | Commercial - ***Above Grade Only - Levels 5, 6, 7 and Roof Only*** For all sprinkler work to the 2019 VBBL; NFPA 13, 2013; standpipe work to NFPA 14, 2013; and alternative solutions prepared by GHL for this newly 7-storey (original 5 storeys) non-combustible mixed-use office and light industrial warehouse building (SHELL SPACE ONLY) over 2 levels of underground parking. It's designed as a high building with an interconnected floors on ground and 2nd level with a CRU on ground level. THIS IS A CERTIFIED PROFESSIONAL PROJECT. The CP John Buscemi, P.Eng.,C.P. This application does not include any of the following: • Warehouse storage arrangements, or mobile compact storage arrangements. • Flexible sprinkler pipe. • Information Technology Equipment Rooms (e.g. IT Rooms, LAN Rooms, etc.). • Alternative Solutions Related Permits • SP-2020-01622 - Below grade and construction standpipe only. • SP-2021-01338 - Above Grade Only - Levels 1, 2, 3, and 4 Only • SP-2022-00917 - Above Grade Only - Levels 5, 6, 7 and Roof Only • AL-2020-00066 - Travel Distance in Parkade Up To 50m • AL-2022-00009 - Exit Exposure from Restaurant Notes: • Sprinkler Engineer of Record Yadim Amador Castillo, P.Eng. of NWSC. T: 604 779 5750. E: yadim@nwsprinkler.com. • No occupancy permitted for exterior canopies on L1 (See drawings for additional information). Separate permit and documents required if area below the canopy is to be occupied. • Separate permit(s) and documents required for tenant improvements. • Construction Standpipe to Bulletin 2017-003-BU/FI, VBBL, NFPA 14, and VFBL. • Coordination of mechanical and sprinkler elements to be confirmed on site, and to be reviewed by the DPI. | Titan Fire Protection Ltd
SP-2021-00048 | 2022-10-31 | 960 W 33RD AVENUE, Vancouver, BC | Sprinkler Permit | Commercial | New | Issued | Commercial - Eric Hamber Secondary School To install sprinklers to NFPA 13 2013 and standpipes to NFPA 14 2013 throughout this new school to replace the existing, consisting of, 4 storeys, first 3 storeys are for school, 4th storey is a child care facility which will support more than 8 children under 30 months of age and toddlers. This permit has been reviewed under the 2019 Vancouver Building By-law (#12511). Reviewed during the 2020 pandemic crisis. | Westech Fire Protection Systems Ltd
SP-2022-00322 | NULL | 960 W 33RD AVENUE, Vancouver, BC | Sprinkler Permit | Commercial | New | Withdrawn | Commercial - Temporary Standpipe system Eric Hamber Secondary School To construct a new school to replace the existing, consisting of: - 4 storeys, first 3 storeys are for school, 4th storey is a child care facility which will support more than 8 children under 30 months of age and toddlers. - the anticipated number of occupants for the school 1,700 students, with 120 employees which includes teachers, assistants, administrative and supporting staff. - achieve LEED Gold certification, - surface parking is provided east of the new school. - existing school will remain operational during construction, and serve as a swing school for other seismic school projects; to be demolished later. *****This application does not include any of the following: 1. Not more than 20 sprinklers (add, relocate, or remove), 2. hydraulic calculations, 3. change in occupancy and /or hazard classification, 4. warehouse storage arrangements, 5. mobile compact storage arrangements, 6. alternative solutions, 7. changes to the sprinkler system supply piping (e.g. valves, mains, cross-mains, branch-lines, etc.), or 8. flexible sprinkler pipe. | Westech Fire Protection Systems Ltd
EP-2024-00669 | 2024-01-31 | 960 W 33RD AVENUE, Vancouver, BC | Electrical Permit | Commercial | Addition | Issued | Installation / Repair - Commercial - Installation of a ULC listed dialer for the monitoring of the fire panel only. >BP: To construct a new school to replace the existing, consisting of: - 4 storeys, first 3 storeys are for school, 4th storey is a child care facility, include fit out, which will support more than 8 children under 30 months of age and toddlers. - the anticipated number of occupants for the school 1,700 students, with 120 employees which includes teachers, assistants, administrative and supporting staff. - surface parking is provided east of the new school. - existing school will remain operational during construction, and serve as a swing school for other seismic school projects; to be demolished later. Class 1 Cooking - Level 1 Servery (Grease-Laden Vapours): 1. Class 1 cooking operations (Grease-Laden Vapours). 2. Commercial kitchen exhaust system to NFPA 96 (Type 1 hood). Class 3 Cooking - Level 1 Food Rooms, Level 4 Infant/Toddler Kitchen and Preschool Kitchen: 1. Class 3 cooking operations (similar to Dwelling Units). 2. Domestic hood with a grease filter required. Limited smoke and grease laden vapours are produced (i.e. such as normal usage in a single-family home). 3. For applications outside a dwelling unit post a sign, “This is a Class 3 Cooking Operation, with a grease capacity alike to a single-family residence. No commercial cooking is permitted, including preparation of meals for more than a normal household on a regularly repeated basis.” This permit has been reviewed under the 2019 Vancouver Building By-law (#12511). Building to be sprinklered to NFPA 13 requirements. STAGED CONSTRUCTION ***See Terms for previously issued Stages and Revisions.*** | Chubb Fire & Security Canada Corp
EP-2023-10578 | 2023-11-23 | 960 W 33RD AVENUE, Vancouver, BC | Electrical Permit | Commercial | New | Issued | Temporary Power - Commercial - To provide temporary power. -renewal of EP-2022-10299 -valid: Dec. 9, 2023 - Dec. 8, 2024 | Glenco Electric Ltd
EP-2022-09709 | 2022-11-21 | 960 W 33RD AVENUE, Vancouver, BC | Electrical Permit | Commercial | New | Issued | Installation / Repair - Commercial - Low Voltage Structured Cabling and Access Control | 4th Utility Inc
EP-2022-10299 | 2022-12-07 | 960 W 33RD AVENUE, Vancouver, BC | Electrical Permit | Commercial | New | Expired | Temporary Power - Commercial - To provide temporary power. -renewal of EP-2021-09133 -valid: Dec. 9, 2022 - Dec. 8, 2023 | Glenco Electric Ltd
EP-2023-04371 | 2023-05-23 | 960 W 33RD AVENUE, Vancouver, BC | Electrical Permit | Commercial | New | Completed | Installation / Repair - Commercial - Heat Trace for Rooftop Units. >BP: To construct a new school to replace the existing, consisting of: - 4 storeys, first 3 storeys are for school, 4th storey is a child care facility, include fit out, which will support more than 8 children under 30 months of age and toddlers. - the anticipated number of occupants for the school 1,700 students, with 120 employees which includes teachers, assistants, administrative and supporting staff. - surface parking is provided east of the new school. - existing school will remain operational during construction, and serve as a swing school for other seismic school projects; to be demolished later. This permit has been reviewed under the 2019 Vancouver Building By-law (#12511). Building to be sprinklered to NFPA 13 requirements. STAGED CONSTRUCTION Stage 1 - Excavation and Foundation - issued May 21, 2021 Stage 2 - Full Structure - issued August 6, 2021 Revision 1 - Revised Stage 2 to include non-structural steel stud framing. The scope of work is limited to steel stud framing only and not including any insulation or wall finishes. - issued November 23, 2021 Stage 3 - Full Construction - issued April 1, 2022 Revision 2 - Change of BEP and Electrical EoR - issued March 10, 2023 Amend: Jan 3, 2024 Change of FSR to Daniel Maurer | Enersolv Design & Build Ltd
PP-2022-01953 | 2022-07-28 | 46 W HASTINGS STREET, Vancouver, BC V6B 1G6 | Plumbing Permit | Commercial | New | Issued | Commercial - New construction - plumbing--ABOVE GROUND >BP: To develop a 10 storey mixed use building with retail, integrated health services, and 231 units of social housing, all over one level of underground parking having vehicular access from the lane. This application is being processed through the SHORT program. Stage #1 - Excavation and Shoring - issued July 28, 2021 Stage #2 - Foundation to Grade (Struct. only) - issued Dec 03, 2021 Stage #3 - Full Structure - issued Mar 18, 2022 Stage 4 - Full Permit - to be submitted shortly, 21-Apr-22 -tn | MEC Mechanical Inc
EP-2022-05030 | 2022-06-14 | 46 W HASTINGS STREET, Vancouver, BC V6B 1G6 | Electrical Permit | Commercial | New | Expired | Temporary Power - Commercial - To provide temporary power. | K S Maude Electric Ltd
PP-2021-04150 | 2022-01-14 | 46 W HASTINGS STREET, Vancouver, BC V6B 1G6 | Plumbing Permit | Commercial | New | Issued | Commercial - Underground rough in for a multi residential building To develop a 10 storey mixed use building with retail, integrated health services, and 230 units of social housing, all over one level of underground parking having vehicular access from the lane. This application is being processed through the SHORT program. Stage #1 - excavation and shoring - issued July 28, 2021 Stage #2 - foundation to grade ( str. only) - issued Dec 03, 2021 | MEC Mechanical Inc
EP-2021-07888 | 2022-02-04 | 46 W HASTINGS STREET, Vancouver, BC V6B 1G6 | Electrical Permit | Commercial | New | Issued | Installation / Repair - Commercial - Complete electrical installation - 10 story building. BP: To develop a 10 storey mixed use building with retail, integrated health services, and 230 units of social housing, all over one level of underground parking having vehicular access from the lane. * previous inspections below grade, crane hook up and temporary panels under EP-2021-05310. Closed on Feb 7, 2022. R.MacNeil* | Vikor I Electric Inc
SP-2021-01673 | 2023-03-20 | 46 W HASTINGS STREET, Vancouver, BC V6B 1G6 | Sprinkler Permit | Commercial | New | Issued | Commercial - *** Full Standpipe. Sprinklers Level 2 to Roof Only. *** For all sprinkler work to the 2014 VBBL; NFPA 13, 2013; standpipe work to NFPA 14, 2010; and alternative solutions prepared by LMDG Building Code Consultant for this newly constructed 10 storey mixed use building with retail, integrated health services, and 230 units of social housing, all over one level of underground parking having vehicular access from the lane. • 1st storey - 5 retail SHELL units, East and West residential lobbies. • 1st and 2nd storeys - clinic SHELL operated by VCH • 3rd storey - office SHELL • 4th to 10th storeys - 231 units of Social Housing, divided into West and East residential components - THIS IS A CERTIFIED PROFESSIONAL PROJECT and the CP is Michael Van Blokland P.Eng., CP. of LMDG This application does not include any of the following: • Warehouse storage arrangements, or mobile compact storage arrangements. • Flexible sprinkler pipe. • Information Technology Equipment Rooms (e.g. IT Rooms, LAN Rooms, etc.). Related Permits: • AL-2021-00164 - Parkade Stair Connected to Ground Floor Occupancy • AL-2022-00163 - Spatial Separation of Loading Bay • Generic AL for Exit Routes Exposure to the 2019 VBBL. Notes: 1. Fire Suppression System Engineer of Record, Mr. Ryan Pavey, P.Eng of Cardinal Engineering. T: 604 605 0606. E: pavey@cardinalfire.ca. 2. One set of approved drawings and permit to be available for viewing at the jobsite. 3. Construction Standpipe to Bulletin 2017-003-BU/FI, VBBL, NFPA 14, and VFBL. 4. Separate documents and applications are required for the tenant improvement. *** Permit Amendment or separate permit required for sprinkler related work on Level 1, P1, and P2 *** | FIRE-TECH SPRINKLERS LTD
EP-2023-02573 | 2023-03-27 | 46 W HASTINGS STREET, Vancouver, BC V6B 1G6 | Electrical Permit | Commercial | New | Issued | Installation / Repair - Commercial - Access Control, CCTV, Intercom, In suite wiring. >BP: To develop a 10-storey, mixed-use building consisting of: 1st storey - 5 retail SHELL units, East and West residential lobbies. 1st and 2nd storeys - clinic SHELL operated by VCH 3rd storey - office SHELL 4th to 10th storeys - 231 units of Social Housing, divided into West and East residential components - all over two levels of underground parking having vehicular access from the lane. STAGE I - Excavation & shoring Issued July 28, 2021 STAGE II - Foundation to Grade [Structural only} Issued December 03, 2021 STAGE III - Full Structure Issued March 18, 2022 and STAGE IV - Full Permit Issued October 31, 2022 NOTE: Kitchen exhaust shafts for CRUs at Level 1 are not provided. The owner understands that since there was no pre-determined location for future restaurant kitchen exhaust, the approval of a restaurant in any of these tenancies is doubtful, and installation of a full exhaust system (if required) is the sole responsibility of tenant/s to build out the exhaust shaft/s, using the suggested route as outlined in a letter, signed by the Owner on Oct 28, 2022. The Letter was accepted by John Greer. Building is TIPs-eligible as at the time of construction This Application is being processed through the SHORT program. VBBL 2014 | Smart-Tek Communications Inc
EP-2023-02480 | 2023-03-23 | 46 W HASTINGS STREET, Vancouver, BC V6B 1G6 | Electrical Permit | Commercial | New | Issued | Installation / Repair - Commercial - Installation of DDC Controls, Parkade CO/Gas Detection and Ventilation System: Elevator Machine Room/Split AC Units (Typical of 6)/Heat Pumps (Typical of 4 Makeup Air (Typical of 2)/Domestic Hot Water (Typical of 2) >BP: To develop a 10-storey, mixed-use building consisting of: 1st storey - 5 retail SHELL units, East and West residential lobbies. 1st and 2nd storeys - clinic SHELL operated by VCH 3rd storey - office SHELL 4th to 10th storeys - 231 units of Social Housing, divided into West and East residential components - all over two levels of underground parking having vehicular access from the lane. STAGE I - Excavation & shoring Issued July 28, 2021 STAGE II - Foundation to Grade [Structural only} Issued December 03, 2021 STAGE III - Full Structure Issued March 18, 2022 and STAGE IV - Full Permit Issued October 31, 2022 NOTE: Kitchen exhaust shafts for CRUs at Level 1 are not provided. The owner understands that since there was no pre-determined location for future restaurant kitchen exhaust, the approval of a restaurant in any of these tenancies is doubtful, and installation of a full exhaust system (if required) is the sole responsibility of tenant/s to build out the exhaust shaft/s, using the suggested route as outlined in a letter, signed by the Owner on Oct 28, 2022. The Letter was accepted by John Greer. Building is TIPs-eligible as at the time of construction This Application is being processed through the SHORT program. VBBL 2014 | Mountain Pacific Electrical Ltd
EP-2022-08813 | 2022-10-18 | 46 W HASTINGS STREET, Vancouver, BC V6B 1G6 | Electrical Permit | Commercial | NULL | Expired | Annual / Operating - Electrical Annual Permit (Operating Permit) for the maintenance and operation of electrical equipment (service high voltage electrical room). | Vikor I Electric Inc
SP-2024-00079 | 2024-01-25 | 3485 FRASER STREET, Vancouver, BC V5V 4C3 | Sprinkler Permit | Commercial | Tenant Improvement | Issued | Commercial - adjust sprinklers to meet new ceilings >DB: Change of Major Occupancy First Tenant Improvement, Interior alterations and Change of Major Occupancy from Retail (Group E) to Restaurant – Class 1 (Group A2) for the new Restaurant tenant, in this existing 7-storey mixed-use building over 2 levels of below-grade parking, having vehicular access from the lane. Included in the scope of work is the installation of kitchen cooking equipment for class 2 cooking. *****This application does not include any of the following: 1. Not more than 20 sprinklers (add, relocate, or remove), 2. hydraulic calculations, 3. change in occupancy and /or hazard classification, 4. warehouse storage arrangements, 5. mobile compact storage arrangements, 6. alternative solutions, 7. changes to the sprinkler system supply piping (e.g. valves, mains, cross-mains, branch-lines, etc.), or 8. flexible sprinkler pipe. | Titan Fire Protection Ltd
EP-2022-04963 | 2022-06-14 | 717 W 17TH AVENUE, Vancouver, BC V5Z 3K4 | Electrical Permit | Commercial | NULL | Expired | Annual / Operating - Electrical check, troubleshooting maintenance and repair. Renewal of EP-2021-07045 VALID: JUNE 5, 2022 TIL JUNE 4, 2023 | Vanpower Electrical Ltd.
SP-2021-01724 | 2023-10-25 | 1313 E PENDER STREET, Vancouver, BC V5L 1V8 | Sprinkler Permit | Commercial | New | Issued | Commercial - For all sprinkler work to the 2014 VBBL; NFPA 13, 2013; standpipe work to NFPA 14, 2010; and alternative solutions prepared by Jensen Hughes including work below grade including the underground parking for this newly constructed building Site Description: - 5 storey mixed-use building consisting: - 1st to 3rd storeys - Wholesale use (shell) - 4th to 5th storeys - Office Use (shell) all over two levels of underground parking with vehicular access from the rear lane. THIS IS A CERTIFIED PROFESSIONAL PROJECT and the CP is Gordan Richards AIBC, CP. Related Permits: - AL-2019-00266 Increased Area of Unprotected Openings - AL-2019-00267 Hybrid Building Construction - AL-2021-00012 Exit Exposure Protection Notes: - Fire Suppression system engineer of Record Mr. Mark Graziar, P.Eng. of Poseidon Consulting Inc. T: 6045078636 E: office@p-consulting.ca - Hose valve location per negotiations with Vancouver Fire and Rescue Services. To be confirmed on site. - See drawings for storage limitations. - Separate permit and documents required for tenant improvements. | Gisborne Industrial Construction Ltd
EP-2023-08699 | 2023-09-26 | 1313 E PENDER STREET, Vancouver, BC V5L 1V8 | Electrical Permit | Commercial | New | Issued | Temporary Power - Commercial - To provide temporary power. | Richard Earl Brown
PP-2022-04528 | 2023-05-01 | 1313 E PENDER STREET, Vancouver, BC V5L 1V8 | Plumbing Permit | Commercial | New | Issued | Commercial - plumbing systems for: >BP: To Construct a new 5 storey mixed-use building consisting: 1st to 3rd storeys - Wholesale use (shell) 4th to 5th storeys - Office Use (shell) all over two levels of underground parking with vehicular access from the rear lane. Okay per K. Anderson for this project to conform with ASHRAE 90.1-2010. Separate tenant improvement permits are required for all shell tenant spaces. Related to AL-2019-00266, AL-2019-00267 and AL-2021-00012. This is a CP process, CP is Gordon Richards, Architect. This permit has been reviewed under the 2014 Vancouver Building By-law (#10908). Building to be sprinklered to NFPA 13 requirements. The office shell portions of the building are TIPs eligible at the time of construction. STAGED CONSTRUCTION Stage 1 - Excavation and Shoring (issued Sept.23, 21) Stage 2 - Full Construction (issued September 1, 2022) Revision 1 - Revised architectural drawings to reflect SRW dimension to match latest Surveyor information. - issued November 29, 2022 | Meridian West Mechanical Ltd
EP-2023-02759 | 2023-04-03 | 1313 E PENDER STREET, Vancouver, BC V5L 1V8 | Electrical Permit | Commercial | New | Issued | Temporary Power - Commercial - To provide temporary power. Temporary Power for Crane fed from a Generator >BP: To Construct a new 5 storey mixed-use building consisting: 1st to 3rd storeys - Wholesale use (shell) 4th to 5th storeys - Office Use (shell) all over two levels of underground parking with vehicular access from the rear lane. Okay per K. Anderson for this project to conform with ASHRAE 90.1-2010. Separate tenant improvement permits are required for all shell tenant spaces. Related to AL-2019-00266, AL-2019-00267 and AL-2021-00012. This is a CP process, CP is Gordon Richards, Architect. This permit has been reviewed under the 2014 Vancouver Building By-law (#10908). Building to be sprinklered to NFPA 13 requirements. The office shell portions of the building are TIPs eligible at the time of construction. STAGED CONSTRUCTION Stage 1 - Excavation and Shoring (issued Sept.23, 21) Stage 2 - Full Construction (issued September 1, 2022) Revision 1 - Revised architectural drawings to reflect SRW dimension to match latest Surveyor information. - issued November 29, 2022 | Richard Earl Brown
EP-2023-04215 | 2023-07-14 | 1313 E PENDER STREET, Vancouver, BC V5L 1V8 | Electrical Permit | Commercial | New | Issued | Installation / Repair - Commercial - Complete Electrical of Shell Base Building. All Tenant Improvement by others. >BP: To Construct a new 5 storey mixed-use building consisting: 1st to 3rd storeys - Wholesale use (shell) 4th to 5th storeys - Office Use (shell) all over two levels of underground parking with vehicular access from the rear lane. Okay per K. Anderson for this project to conform with ASHRAE 90.1-2010. Separate tenant improvement permits are required for all shell tenant spaces. Related to AL-2019-00266, AL-2019-00267 and AL-2021-00012. This is a CP process, CP is Gordon Richards, Architect. This permit has been reviewed under the 2014 Vancouver Building By-law (#10908). Building to be sprinklered to NFPA 13 requirements. The office shell portions of the building are TIPs eligible at the time of construction. STAGED CONSTRUCTION Stage 1 - Excavation and Shoring (issued Sept.23, 21) Stage 2 - Full Construction (issued September 1, 2022) Revision 1 - Revised architectural drawings to reflect SRW dimension to match latest Surveyor information. - issued November 29, 2022 | Richard Earl Brown
PP-2022-01660 | 2022-05-13 | 1157 KEEFER STREET, Vancouver, BC V6A 1Z2 | Plumbing Permit | Residential | New | Issued | Residential - sump >BP: Building #2, To construct a infill Two-Family Dwelling at the rear portion of this lot, providing an attached two car garage, having vehicular access from the lane on this site Building Review Branch Notes: - Building Permit for DP-2018-00520 - Refer to BP-2019-05637 for all reviews, docs, etc. - Project value for infill house : $600k - Sprinkler to NFPA 13R standards * Reviewed as per VBBL 2019 and issued during 2020/2021 Pandemic Crisis. | Upscale Designs Inc
MP-2023-01416 | 2023-08-02 | 1157 KEEFER STREET, Vancouver, BC V6A 1Z2 | Mechanical Permit | NULL | NULL | Issued | NULL | Bluewater Mechanical Ltd
EP-2023-01434 | 2023-03-07 | 1157 KEEFER STREET, Vancouver, BC V6A 1Z2 | Electrical Permit | Residential | New | Issued | Installation / Repair - Residential - Installation / Repair - Residential - New construction duplex laneway Upgrade existing service to 200A duplex meter base 100A - Laneway main switch to each unit 125A - Main house switch Electrical rough-wire and finishing Underground teck Cable Electrical low voltage rough-wire only EVC *1FD + SS: EP-2022-09452 *2FD INFILL: EP-2023-01434 *An approved mechanical permit is required for the installation of air conditioning/ heat Pump before an electrical inspection will be performed >BP: Building #2, To construct a infill Two-Family Dwelling at the rear portion of this lot, providing an attached two car garage, having vehicular access from the lane on this site Building Review Branch Notes: - Building Permit for DP-2018-00520 - Refer to BP-2019-05637 for all reviews, docs, etc. - Project value for infill house : $600k - Sprinkler to NFPA 13R standards * Reviewed as per VBBL 2019 and issued during 2020/2021 Pandemic Crisis. | AMTEK Electric Ltd
GP-2022-03619 | 2022-11-18 | 1157 KEEFER STREET, Vancouver, BC V6A 1Z2 | Gas Permit | Residential | New | Issued | Residential - Gas Install for Infill >BP: Building #2, To construct a infill Two-Family Dwelling at the rear portion of this lot, providing an attached two car garage, having vehicular access from the lane on this site | Bluewater Mechanical Ltd
PP-2023-02117 | 2023-06-15 | 1155 KEEFER STREET, Vancouver, BC V6Z 1Z2 | Plumbing Permit | Residential | New | Issued | Residential - INFILL - 2FD - EAST - 1157 KEEFER ST WEST - 1155 KEEFER ST Plumbing >BP: Building #2 To construct a infill Two-Family Dwelling at the rear portion of this lot, providing an attached two car garage, having vehicular access from the lane on this site - Sprinkler to NFPA 13R standards * Reviewed as per VBBL 2019 and issued during 2020/2021 Pandemic Crisis. | Bluewater Mechanical Ltd
SP-2022-00651 | 2022-05-02 | 1155 KEEFER STREET, Vancouver, BC V6Z 1Z2 | Sprinkler Permit | Residential | New | Issued | Residential - One backflow preventer for duplex bld. No individual dual check valve Building #2, To construct a infill Two-Family Dwelling at the rear portion of this lot, providing an attached two car garage, having vehicular access from the lane on this site | Haven Fire Protection Ltd
EP-2022-04749 | 2022-06-06 | 528 W 28TH AVENUE, Vancouver, BC V5Z 2H1 | Electrical Permit | Commercial | New | Expired | Temporary Power - Commercial - To provide temporary power. | Megatech Trades Corp
EP-2022-08483 | 2022-10-06 | 528 W 28TH AVENUE, Vancouver, BC V5Z 2H1 | Electrical Permit | Commercial | New | Expired | Temporary Power - Commercial - To provide temporary power. | Megatech Trades Corp
EP-2023-00630 | 2023-01-26 | 530 W 28TH AVENUE, Vancouver, BC V5Z 2H1 | Electrical Permit | Commercial | New | Issued | Installation / Repair - Commercial - - Thermostats for AHU’s. Interlock w/ B-1 and CU-1. (Townhouses) - Controls for ERV’s (Townhouses) - Thermostats for FC’s. Interlock w/ CU’s and BBH’s (Flats) - Controls for ERV’s (Flats) >BP: Building 3 - To Construct one - 3 storey multiple dwelling townhouse containing 8 dwelling units. Refer to 2019-01517 for site work, below grade facilities and common underground parking. VBBL 2014 - Reviewed during the 2020 pandemic crisis. | Modern Systems Management Ltd
EP-2023-03708 | 2023-04-28 | 530 W 28TH AVENUE, Vancouver, BC V5Z 2H1 | Electrical Permit | Commercial | New | Issued | Installation / Repair - Commercial - Prewire and finishing of low voltage communications systems in all residential units (31-38) in Building 3 of the Lilibet project. >BP: Building 3 - To Construct one - 3 storey multiple dwelling townhouse containing 8 dwelling units. Refer to 2019-01517 for site work, below grade facilities and common underground parking. VBBL 2014 - Reviewed during the 2020 pandemic crisis. | SOS COMMUNICATIONS INC
EP-2022-05572 | 2022-06-30 | 530 W 28TH AVENUE, Vancouver, BC V5Z 2H1 | Electrical Permit | Commercial | New | Issued | Installation / Repair - Commercial - Electrical work for Townhouses Building 3 >BP: Building 3 - To Construct one - 3 storey multiple dwelling townhouse containing 8 dwelling units. Refer to 2019-01517 for site work, below grade facilities and common underground parking. VBBL 2014 - Reviewed during the 2020 pandemic crisis. | Red Seal Electric Ltd
SP-2021-01365 | 2023-02-03 | 530 W 28TH AVENUE, Vancouver, BC V5Z 2H1 | Sprinkler Permit | Commercial | New | Issued | Commercial - Building 3 - For all sprinkler work to the 2014 VBBL; NFPA 13, 2013 standpipe work to NFPA 14, 2010; fire pump work to NFPA 20, 2010 for this newly constructed 3 storey multiple dwelling townhouse containing 8 dwelling units. Refer to SP-2021-01377 for site work, below grade facilities, common underground parking, related permits, permit description and permit terms. See SP-2021-01363 for accepted documents for: - BLDG 1 BP-2021-00194 / SP-2021-01363, - BLDG 2 BP-2021-00195 / SP-2021-01364, - BLDG 3 BP-2021-00196 / SP-2021-01365, - BLDG 4 BP-2021-00197 / SP-2021-01366, - BLDG 5 BP-2021-00198 / SP-2021-01367, - BLDG 6 BP-2021-00199 / SP-2021-01369, and - BLDG 7 BP-2021-00200 / SP-2021-01370. | 49 North Mechanical Ltd
PP-2022-02801 | 2022-08-31 | 530 W 28TH AVENUE, Vancouver, BC V5Z 2H1 | Plumbing Permit | Commercial | New | Issued | Commercial - New plumbing install >Building 3 - To Construct one - 3 storey multiple dwelling townhouse containing 8 dwelling units. Refer to 2019-01517 for site work, below grade facilities and common underground parking. VBBL 2014 - Reviewed during the 2020 pandemic crisis. | 49 North Mechanical Ltd
EP-2022-07740 | 2022-10-18 | MUSQUEAM - VILLAGE - 6700 BLK SALISH DRIVE #(212-4), Vancouver, BC | Electrical Permit | Commercial | Renovation | Completed | Installation / Repair - Commercial - Led Lighting upgrade for Cultural centre LED lighting upgrade 4000 Musqueam Avenue Main Convention Room of Cultural Centre | SUSTAIN ELECTRIC LTD
EP-2022-07738 | 2022-10-18 | MUSQUEAM - VILLAGE - 6700 BLK SALISH DRIVE #(212-4), Vancouver, BC | Electrical Permit | Commercial | Renovation | Completed | Installation / Repair - Commercial - LED lighting upgrade 6777 Salish Drive Common areas of community center. | SUSTAIN ELECTRIC LTD
EP-2022-07739 | 2022-10-18 | MUSQUEAM - VILLAGE - 6700 BLK SALISH DRIVE #(212-4), Vancouver, BC | Electrical Permit | Commercial | Renovation | Completed | Installation / Repair - Commercial - LED lighting upgrade. LED lighting upgrade 6735 Salish Drive Common Office areas of Administration Building | SUSTAIN ELECTRIC LTD
SP-2022-00658 | 2022-05-02 | 325 SEYMOUR STREET, Vancouver, BC V6B 5A6 | Sprinkler Permit | Commercial | Renovation | Completed | Commercial - Installation of up to 8 sprinkler heads in work booths. 4 booths on each floor (level 8 and 9) New sprinkller to be 1/2" 155 degree F 5.6K semie recessed pendant heads. #800 - 8th floor (full floor tenant) Interior alterations to provide for the installation of four (4) new phone booths for this existing full floor General Office tenant on the 8th floor (#800) in this existing commercial building on this site. Tenant: WeWork *****This application does not include any of the following: 1. Not more than 20 sprinklers (add, relocate, or remove), 2. hydraulic calculations, 3. change in occupancy and /or hazard classification, 4. warehouse storage arrangements, 5. mobile compact storage arrangements, 6. alternative solutions, 7. changes to the sprinkler system supply piping (e.g. valves, mains, cross-mains, branch-lines, etc.), or 8. flexible sprinkler pipe. | 0777792 BC Ltd
PP-2022-01679 | 2022-05-24 | 325 SEYMOUR STREET, Vancouver, BC V6B 5A6 | Plumbing Permit | Commercial | Tenant Improvement | Completed | Commercial - Tenant Improvement, to suit new coffee shop GI 1 - 50 GPM - 2-comp, fd GI 1 - 15 GPM - d/w >BP: Interior alterations to demise the existing retail shell space into two units 325 Seymour (restaurant) and #125 - 333 Seymour (office). Work to include first tenant improvements to 325 Seymour St while changing the use from Retail Shell to Restaurant (Group D, low occupancy A2 occupant load max. 30 persons as per Division B, 3.1.2.6) on the first floor of this existing commercial building on this site. Tenant: Deville Coffee Schedule A & Schedule B Architectural - Mary Joann Zulueta - 403-618-6079 Schedule B Mechanical, Plumbing & Electrical - Moortaza Bhaiji - 403-460-2277 OK for field review as per DBI Rob Rattray, 12 April 2022. Note: 1) Separate Permits will be required for first tenant improvements for #125 - 333 Seymour St 2) The maximum number of occupants at any given time in 325 Seymour St is 30 Occupants per submitted occupant load calculation and 3.1.2.6 3) A permanent sign, with lettering not less than 50 mm high with a 12 mm stroke, indicating 30 persons max, shall be posted in a conspicuous location near the suite’s principal entrance 4) Storefront glazing is to remain clear and unobstructed. No translucent or opaque film, artwork, shelving, display case, curtains or similar elements are to be installed on or directly outside or inside of the approved glazing. 5) Separate permit required for any outdoor seating | Sheldon Elechko
EP-2022-04556 | 2022-06-01 | 325 SEYMOUR STREET, Vancouver, BC V6B 5A6 | Electrical Permit | Commercial | Addition | Completed | Installation / Repair - Commercial - New coffee shop TI New lighting and power Kitchen equipment BX and conduit work Lighting control >BP: Interior alterations to demise the existing restaurant shell space into two units 325 Seymour (restaurant) and #125 - 333 Seymour (office). Work to include first tenant improvements to 325 Seymour St while changing the use from Restaurant Shell to Restaurant (Group D, low occupancy A2 occupant load max. 30 persons as per Division B, 3.1.2.6) on the first floor of this existing commercial building on this site. Tenant: Deville Coffee Schedule A & Schedule B Architectural - Mary Joann Zulueta - 403-618-6079 Schedule B Mechanical, Plumbing & Electrical - Moortaza Bhaiji - 403-460-2277 Separate sprinkler permit required OK for field review as per DBI Rob Rattray, 12 April 2022. Note: 1) Separate Permits will be required for first tenant improvements for #125 - 333 Seymour St 2) The maximum number of occupants at any given time in 325 Seymour St is 30 Occupants per submitted occupant load calculation and 3.1.2.6 3) A permanent sign, with lettering not less than 50 mm high with a 12 mm stroke, indicating 30 persons max, shall be posted in a conspicuous location near the suite’s principal entrance 4) Storefront glazing is to remain clear and unobstructed. No translucent or opaque film, artwork, shelving, display case, curtains or similar elements are to be installed on or directly outside or inside of the approved glazing. 5) Separate permit required for any outdoor seating | Keystone Electric Ltd
SP-2022-01011 | 2022-07-18 | 325 SEYMOUR STREET, Vancouver, BC V6B 5A6 | Sprinkler Permit | Commercial | Tenant Improvement | Completed | Commercial - Add and relocate sprinkler heads to suit wall and ceiling layout >BP: Interior alterations to demise the existing restaurant shell space into two units 325 Seymour (restaurant) and #125 - 333 Seymour (office). Work to include first tenant improvements to 325 Seymour St while changing the use from Restaurant Shell to Restaurant (Group D, low occupancy A2 occupant load max. 30 persons as per Division B, 3.1.2.6) on the first floor of this existing commercial building on this site. Tenant: Deville Coffee Schedule A & Schedule B Architectural - Mary Joann Zulueta - 403-618-6079 Schedule B Mechanical, Plumbing & Electrical - Moortaza Bhaiji - 403-460-2277 Separate sprinkler permit required OK for field review as per DBI Rob Rattray, 12 April 2022. Note: 1) Separate Permits will be required for first tenant improvements for #125 - 333 Seymour St 2) The maximum number of occupants at any given time in 325 Seymour St is 30 Occupants per submitted occupant load calculation and 3.1.2.6 3) A permanent sign, with lettering not less than 50 mm high with a 12 mm stroke, indicating 30 persons max, shall be posted in a conspicuous location near the suite’s principal entrance 4) Storefront glazing is to remain clear and unobstructed. No translucent or opaque film, artwork, shelving, display case, curtains or similar elements are to be installed on or directly outside or inside of the approved glazing. 5) Separate permit required for any outdoor seating | Alpine Sprinkler Systems Ltd
NULL | NULL | 325 SEYMOUR STREET, Vancouver, BC V6B 5A6 | Electrical Permit | Commercial | Addition | Withdrawn | Installation / Repair - Commercial - security | NULL
EP-2022-02978 | 2022-06-29 | 2968 BIRCH STREET #PH, Vancouver, BC | Electrical Permit | Residential | Renovation | Completed | Installation / Repair - Residential - Supply power for elevator installation | PARAGON ELECTRICAL INSTALLATIONS LTD
SP-2022-01100 | 2022-07-06 | 2968 BIRCH STREET #PH, Vancouver, BC | Sprinkler Permit | Residential | Tenant Improvement | Completed | Residential - minor renovation Interior alterations to the 4th and 5th residential penthouse level floor of this five storey Multiple Dwelling building on this site. Penthouse elevator serving one dwelling (unit #401) only between levels 4 & 5. Scope of work: - Remove the existing walls and floor slab between 4th-5th levels for elevator shaft - Install new elevator hoist way and structural backing for elevator rails - Install CSA B-44 compliant private residence elevator *****This application does not include any of the following: 1. Not more than 20 sprinklers (add, relocate, or remove), 2. hydraulic calculations, 3. change in occupancy and /or hazard classification, 4. warehouse storage arrangements, 5. mobile compact storage arrangements, 6. alternative solutions, 7. changes to the sprinkler system supply piping (e.g. valves, mains, cross-mains, branch-lines, etc.), or 8. flexible sprinkler pipe. | Elite Sprinkler Systems Ltd
GP-2022-01062 | 2022-04-05 | 4397 W 16TH AVENUE, Vancouver, BC V6R 3E6 | Gas Permit | Residential | New | Completed | Residential - INSTALL 1 GAS FIREPLACE IN NEW HOME CONSTRUCTION, BASIC UP AND OUT THE WALL, APPLIANCE ONLY 2 Storey 1FD + Basement To construct a 2 storey + basement one-family dwelling with a parking space in rear providing 1 parking spaces, having vehicular access from the lane. Note: This is a 2 storey building pursuant to the Zoning and Development By-Law 1- Rev #1 A/C unit proposed on west side yard 2- 8’ bar sink proposed in basement 3- Structural schedule B: Ke Jian, GBS Engineering group Ltd. (604.599.8890) 4- Geotechnical schedule B: Heqing Jian, GeoCan Engineering Inc. (778.987.7461) 5- HPO: Vandot Home Services & Development Ltd | The LM Fireplace Warehouse Ltd.
SP-2022-00499 | 2022-04-06 | 4397 W 16TH AVENUE, Vancouver, BC V6R 3E6 | Sprinkler Permit | Residential | New | Completed | Residential - new single house >BP: 2 Storey 1FD + Basement To construct a 2 storey + basement one-family dwelling ($668,500) with a parking space in rear providing 1 parking spaces, having vehicular access from the lane. Note: This is a 2 storey building pursuant to the Zoning and Development By-Law 1- Rev #1 A/C unit proposed on west side yard 2- 8’ bar sink proposed in basement 3- Structural schedule B: Ke Jian, GBS Engineering group Ltd. (604.599.8890) 4- Geotechnical schedule B: Heqing Jian, GeoCan Engineering Inc. (778.987.7461) 5- HPO: Vandot Home Services & Development Ltd "Combustible projections or roof soffits on an exposing building face shall not project to less than .45m from the property line and shall be in compliance with VBBL 2019 9.10.15.5.(11)" The entire building, INCLUDING THE ATTACHED GARAGE (if applicable), to be sprinklered to NFPA 13D. ******THIS PERMIT HAS BEEN ISSUED UNDER THE REQUIREMENTS OF VBBL 2019 ****** Addressing: 4397 W 16th Av - One Dwelling | Yu Fire Protection Inc.
EP-2022-02476 | 2022-03-28 | 4397 W 16TH AVENUE, Vancouver, BC V6R 3E6 | Electrical Permit | Residential | New | Completed | Installation / Repair - Residential - Security Alarm installation ,CCTV, Tel/TV/Data ,intercom, music, vacuum, etc >BP: 2 Storey 1FD + Basement To construct a 2 storey + basement one-family dwelling ($668,500) with a parking space in rear providing 1 parking spaces, having vehicular access from the lane. Note: This is a 2 storey building pursuant to the Zoning and Development By-Law 1- Rev #1 A/C unit proposed on west side yard 2- 8’ bar sink proposed in basement 3- Structural schedule B: Ke Jian, GBS Engineering group Ltd. (604.599.8890) 4- Geotechnical schedule B: Heqing Jian, GeoCan Engineering Inc. (778.987.7461) 5- HPO: Vandot Home Services & Development Ltd "Combustible projections or roof soffits on an exposing building face shall not project to less than .45m from the property line and shall be in compliance with VBBL 2019 9.10.15.5.(11)" The entire building, INCLUDING THE ATTACHED GARAGE (if applicable), to be sprinklered to NFPA 13D. ******THIS PERMIT HAS BEEN ISSUED UNDER THE REQUIREMENTS OF VBBL 2019 ****** | AIGO TECHNOLOGY INC
NULL | NULL | 4397 W 16TH AVENUE, Vancouver, BC V6R 3E6 | Gas Permit | Residential | New | Draft | Residential - Gas rough in (piping) | HPL Plumbing & Heating Ltd
GP-2022-01313 | 2022-04-29 | 4397 W 16TH AVENUE, Vancouver, BC V6R 3E6 | Gas Permit | Residential | New | Completed | Residential - Gas piping (rough in ) Boiler & range to be completed, Fire place & two bbq Piping only >BP: 2 Storey 1FD + Basement To construct a 2 storey + basement one-family dwelling ($668,500) with a parking space in rear providing 1 parking spaces, having vehicular access from the lane. Note: This is a 2 storey building pursuant to the Zoning and Development By-Law 1- Rev #1 A/C unit proposed on west side yard 2- 8’ bar sink proposed in basement 3- Structural schedule B: Ke Jian, GBS Engineering group Ltd. (604.599.8890) 4- Geotechnical schedule B: Heqing Jian, GeoCan Engineering Inc. (778.987.7461) 5- HPO: Vandot Home Services & Development Ltd "Combustible projections or roof soffits on an exposing building face shall not project to less than .45m from the property line and shall be in compliance with VBBL 2019 9.10.15.5.(11)" The entire building, INCLUDING THE ATTACHED GARAGE (if applicable), to be sprinklered to NFPA 13D. ******THIS PERMIT HAS BEEN ISSUED UNDER THE REQUIREMENTS OF VBBL 2019 ****** Addressing: 4397 W 16th Av - One Dwelling | HPL Plumbing & Heating Ltd
PP-2023-03510 | 2023-10-05 | 4397 W 16TH AVENUE, Vancouver, BC V6R 3E6 | Plumbing Permit | Residential | New | Completed | Residential - 1FD - Installation of DC backflow preventer for lawn irrigation | Everbudding Gardening Co. Ltd
PP-2022-00784 | 2022-03-22 | 3277 HEATHER STREET, Vancouver, BC | Plumbing Permit | Commercial | New | Completed | Commercial - Building a sales centre 3265 & 3277 Heather St To combine units 3265 and 3277 with interior alterations and change of major occupancy and from Retail Shells to General Office (Temporary Sales Office) in this existing mixed use building on this site. Scope of work: construct interior walls, new universal washroom, lighting and finishing throughout. | David Beck
SP-2022-00271 | 2022-03-17 | 3265 HEATHER STREET, Vancouver, BC | Sprinkler Permit | Commercial | Tenant Improvement | Completed | Commercial - Add 3x 5.6 pendent heads to new drop ceilings. The remainder of the CRU will be open to above. All existing heads will remain. >To combine units 3265 and 3277 with interior alterations and change of major occupancy and from Retail Shells to General Office (Temporary Sales Office) in this existing mixed use building on this site. Scope of work: construct interior walls, new universal washroom, lighting and finishing throughout. Tenant: Vicini Homes Architectural Schedule B/Schedule A - Alexander Smith AIBC - 778.735.1372 Mechanical/Plumbing Schedule B - Eric Cresswell - 604.684.5995 E2: Lighting: 1) Upgrade to Local Control (per 9.4.1.1.(a) of ASHRAE 90.1-2016 OK for field review as per Rosa Astorino - December 22, 2021 | Cove Mechanical Ltd
EP-2022-01898 | 2022-03-14 | 3265 HEATHER STREET, Vancouver, BC | Electrical Permit | Commercial | Tenant Improvement | Completed | Installation / Repair - Commercial - - Rough in and install owner supplied lighting FX1, FX2, FX3, FX4, FX5, FX6, FX7, FX8, FX9, FX10 as per drawings - Install (1) new running man exit sign combo with EM Heads - Demo and store existing exit sign - Install (1) battery pack EM Head in the bathroom - Provide (2) receptacles in the reception desk through core holes and run through the parkade - Provide receptacles in closing room, show suite kitchen , and back of house kitchen as per marked up drawing - Provide power for oven in show suite - Provide dummy receptacles and switches in show suite - Provide switches for lighting in show room and show suite in central location - Provide one dimmer switch in closing room as per plan - Provide (2) Data drops in the reception desk - Install (2) ceiling mount ubiquiti wireless access points - Power and connection to bathroom fan - Power and connection to HWT - All wiring in BX in exposed and concealed areas >BP: 3265 & 3277 Heather St To combine units 3265 and 3277 with interior alterations and change of major occupancy and from Retail Shells to General Office (Temporary Sales Office) in this existing mixed use building on this site. Scope of work: construct interior walls, new universal washroom, lighting and finishing throughout. Tenant: Vicini Homes Architectural Schedule B/Schedule A - Alexander Smith AIBC - 778.735.1372 Mechanical/Plumbing Schedule B - Eric Cresswell - 604.684.5995 Structural Schedule B - Gilbert Raynard P.Eng Struct.Eng PE, SE - 604.738.0048 E2: Lighting: 1) Upgrade to Local Control (per 9.4.1.1.(a) of ASHRAE 90.1-2016 OK for field review as per Rosa Astorino - December 22, 2021 | TDR Electric Inc
EP-2022-02341 | 2022-03-24 | 3265 HEATHER STREET, Vancouver, BC | Electrical Permit | Commercial | Renovation | Completed | Installation / Repair - Commercial - Pre-wire and Wireless Security System Install >BP: To combine units 3265 and 3277 with interior alterations and change of major occupancy and from Retail Shells to General Office (Temporary Sales Office) in this existing mixed use building on this site. Scope of work: construct interior walls, new universal washroom, lighting and finishing throughout. Tenant: Vicini Homes Architectural Schedule B/Schedule A - Alexander Smith AIBC - 778.735.1372 Mechanical/Plumbing Schedule B - Eric Cresswell - 604.684.5995 Structural Schedule B - Gilbert Raynard P.Eng Struct.Eng PE, SE - 604.738.0048 E2: Lighting: 1) Upgrade to Local Control (per 9.4.1.1.(a) of ASHRAE 90.1-2016 OK for field review as per Rosa Astorino - December 22, 2021 | Point One Integrators Inc
EP-2023-08651 | 2023-09-29 | 2471 ST. GEORGE STREET, Vancouver, BC V5T 1W9 | Electrical Permit | Commercial | New | Issued | Interim - Commercial - Installation of electrical underground conduits, grounding, suspended slabs, rough in wiring. Interim permit for EP-2023-08367 >BP: To construct a new 5 storey mixed-use building containing: - Level 1 - 7 CRUs shell ( Group E) - Level 2 to 5 - 91 strata units - Level 6 - open space amenity area, incl. children's play area; The building is demised into 2 separate buildings on top of a 2-level common underground 3.2.1.2. parkade. The above grade building/s are constructed in accordance with construction requirements of Articles 3.2.2.50 & 3.2.2.58. Note: combustible soffits are proposed at all exterior balconies. Note: Main entrance and FD access to the 2-level residential units ( #201 to #207) is from residential lobby at 2471 St. George St. Signage and map to be posted at conspicuous location in the residential lobby close to elevators and FACP. This project was reviewed under the VBBL 2019. Note: Building is TIPs eligible as at the time of construction. 11-July-2022 - Stage 1 (excavation and shoring) issued. NOTE: New DPMA (DP-2022-00873) in the system. 11-Jan-23 (tn) | Protec Installations Group
EP-2023-08367 | NULL | 2471 ST. GEORGE STREET, Vancouver, BC V5T 1W9 | Electrical Permit | Commercial | New | Applicant Revisions | Installation / Repair - Commercial - Electrical installation for a new 5 storey mixed-use building. >BP: To construct a new 5 storey mixed-use building containing: - Level 1 - 7 CRUs shell ( Group E) - Level 2 to 5 - 91 strata units - Level 6 - open space amenity area, incl. children's play area; The building is demised into 2 separate buildings on top of a 2-level common underground 3.2.1.2. parkade. The above grade building/s are constructed in accordance with construction requirements of Articles 3.2.2.50 & 3.2.2.58. Note: combustible soffits are proposed at all exterior balconies. Note: Main entrance and FD access to the 2-level residential units ( #201 to #207) is from residential lobby at 2471 St. George St. Signage and map to be posted at conspicuous location in the residential lobby close to elevators and FACP. This project was reviewed under the VBBL 2019. Note: Building is TIPs eligible as at the time of construction. 11-July-2022 - Stage 1 (excavation and shoring) issued. NOTE: New DPMA (DP-2022-00873) in the system. 11-Jan-23 (tn) | Protec Installations Group
PP-2023-03285 | 2023-10-30 | 2471 ST. GEORGE STREET, Vancouver, BC V5T 1W9 | Plumbing Permit | Commercial | New | Issued | Commercial - Plumbing on 2 underground parkade ***Underground only. Detention Tank not within Applicants Scope. To meet requirements of VBBL 2.4.2.4. Separate permit required*** >BP: To construct a new 5 storey mixed-use building containing: - Level 1 - 7 CRUs shell ( Group E) - Level 2 to 5 - 91 strata units - Level 6 - open space amenity area, incl. children's play area; The building is demised into 2 separate buildings on top of a 2-level common underground 3.2.1.2. parkade. The above grade building/s are constructed in accordance with construction requirements of Articles 3.2.2.50 & 3.2.2.58. Note: combustible soffits are proposed at all exterior balconies. Note: Main entrance and FD access to the 2-level residential units ( #201 to #207) is from residential lobby at 2471 St. George St. Signage and map to be posted at conspicuous location in the residential lobby close to elevators and FACP. This project was reviewed under the VBBL 2019. Note: Building is TIPs eligible as at the time of construction. 11-July-2022 - Stage 1 (excavation and shoring) issued. NOTE: New DPMA (DP-2022-00873) in the system. 11-Jan-23 (tn) | Ridgeway Mechanical Ltd
EP-2023-06893 | 2023-07-28 | 2471 ST. GEORGE STREET, Vancouver, BC V5T 1W9 | Electrical Permit | Commercial | New | Issued | Temporary Power - Commercial - To provide temporary power. | Protec Installations Group
SP-2023-01400 | NULL | 2471 ST. GEORGE STREET, Vancouver, BC V5T 1W9 | Sprinkler Permit | Commercial | New | Applicant Revisions | Commercial - For all sprinkler work to the 2019 VBBL; NFPA 13, 2013; standpipe work to NFPA 14, 2013; and alternative solutions prepared by Thorson Consulting for this new 5 storey building 3 wood floors (condos) over 2 floor concrete (CRU and townhouses), and 2 levels undergorund parking. Site Description - To construct a new 5 storey mixed-use building containing: - Level 1 - 7 CRUs shell (Group E) - Level 2 to 5 - 91 strata units - Level 6 - open space amenity area, incl. children's play area; The building is demised into 2 separate buildings by a fire wall on top of a 2-level common underground 3.2.1.2. parkade. The above grade building/s are constructed in accordance with construction requirements of Articles 3.2.2.50 & 3.2.2.58. Notes: - Combustible soffits are proposed at all exterior balconies. - Main entrance and FD access to the 2-level residential units ( #201 to #207) is from residential lobby at 2471 St. George St. Signage and map to be posted at conspicuous location in the residential lobby close to elevators and FACP. THIS IS A CERTIFIED PROFESSIONAL PROJECT and the CP is Kai Mikkelsen. Sprinkler Notes: - Sprinkler engineer of record Erik Watson-Hurthig of Eriksberg Engineering Ltd. T: 604-209-2594 E: erikwh@eriksberg.ca - One set of approved drawings and permit to be available for viewing at the jobsite. - Construction Standpipe to Bulletin 2017-003-BU/FI, VBBL, NFPA 14, and VFBL. - Separate documents and application are required for the tenant improvement. | NULL
EP-2022-01824 | 2022-03-30 | 1460 W 45TH AVENUE, Vancouver, BC V6M 2H1 | Electrical Permit | Residential | New | Completed | Installation / Repair - Residential - New infill wiring, finishing, electrical room, PMT and fire alarm system. >BP: To construct a two-storey one-family infill dwelling with an attached two-car garage and two surface parking spaces, having vehicular access from the lane. - See BP-2020-01194 for Character building. ******THIS PERMIT HAS BEEN ISSUED UNDER THE REQUIREMENTS OF VBBL 2019 AND REVIEWED DURING THE COVID-19 PANDEMIC CRISIS. ******** Building Review Branch Notes: - Sch. A & D, Arch. B, Struct. B, Mech. B, Plumb. B, Spr. B, Electrical B. & Geo. B are submitted. - Entire building is to be sprinklered to NFPA 13R requirements. - All new windows, doors, and skylights shall conform to AAMA/WDMA/CSA101/I.S.2/A440, NAFS. | O J ELECTRIC LTD
SP-2022-00800 | 2022-05-26 | 1460 W 45TH AVENUE, Vancouver, BC V6M 2H1 | Sprinkler Permit | Residential | New | Completed | Residential - To install sprinkler to NFPA 13R 2013 throughout this two-storey one-family infill dwelling with an attached two-car garage and two surface parking spaces, having vehicular access from the lane. ***See: other SP-2021-00777 for main house | Yu Fire Protection Inc.
GP-2023-00293 | 2023-01-25 | 1460 W 45TH AVENUE, Vancouver, BC V6M 2H1 | Gas Permit | Residential | New | Completed | Residential - gas to 1 bbq and 1 stove with 1 gas meter on this building >To construct a two-storey one-family infill dwelling with an attached two-car garage and two surface parking spaces, having vehicular access from the lane. - See BP-2020-01194 for Character building. ******THIS PERMIT HAS BEEN ISSUED UNDER THE REQUIREMENTS OF VBBL 2019 ******** Rev. #1 - in progress - C. Fong - Jan 23, 2023. - relocate mech. unit. - Increase interior run by 1” - Revise kitchen layout and patio door shifted to north by 3’6” - Remove south facing kitchen window. - Change garage door from 8670 to 8680. - Change west garage A window from 2046 to 2036. - North windows on 2nd floor from 7026 to 7020. Shower window from 2026 tp 2020. - West ensuite window from 4626 to 2018. - Change infill floor assembly within dwelling from F3a to F3. - F3 remove concrete topping. - F3a remove concrete topping and increase type X GWB to 5/8”. - F4 remove concrete topping. Building Review Branch Notes: - Sch. A & D, Arch. B, Struct. B, Mech. B, Plumb. B, Spr. B, Electrical B. & Geo. B are submitted. - Entire building is to be sprinklered to NFPA 13R requirements. - All new windows, doors, and skylights shall conform to AAMA/WDMA/CSA101/I.S.2/A440, NAFS. | A & J GAS SERVICES LTD
PP-2022-02983 | 2022-08-26 | 1460 W 45TH AVENUE, Vancouver, BC V6M 2H1 | Plumbing Permit | Residential | New | Completed | Residential - Plumbing infill house >BP: To construct a two-storey one-family infill dwelling with an attached two-car garage and two surface parking spaces, having vehicular access from the lane. - See BP-2020-01194 for Character building. ******THIS PERMIT HAS BEEN ISSUED UNDER THE REQUIREMENTS OF VBBL 2019 AND REVIEWED DURING THE COVID-19 PANDEMIC CRISIS. ******** | BPH Mechanical Systems Ltd.
EP-2022-10649 | 2022-12-20 | 1460 W 45TH AVENUE, Vancouver, BC V6M 2H1 | Electrical Permit | Residential | New | Completed | Installation / Repair - Residential - Security, Telephone, Data, and cable (Rough-In and completion) >BP: To construct a two-storey one-family infill dwelling with an attached two-car garage and two surface parking spaces, having vehicular access from the lane. | Torrent Technologies Ltd
EP-2022-00872 | 2022-02-04 | 6026 CROWN STREET, Vancouver, BC V6N 2B8 | Electrical Permit | Residential | New | Completed | Installation / Repair - Residential - Low Voltage Security Install >BP: To construct a 2 storey + Cellar one-family dwelling ($643,000.00) with a detached accessory building (garage) ($10,000), at the rear providing 2 parking spaces, having vehicular access from the lane. 1. No Strata Titling permitted. 2. A/C Unit proposed on the roof, to conform to Vancouver Noise Control By-law No. 6555 sections 5(a) and 5(b). 3. Bar sink located in Basement. 4. Schedule B: (Heather Howat) P.Eng (604.669.9647) Architectural 5. Schedule B: (Andrew Chad) P.Eng (604.762.7844) Structural 6. Schedule B: (Paullus K.F. Young) P.Eng (604.841.7748) Geotechnical 7. BC Housing (Gemlevy Projects Ltd) Note: Excavation and shoring works on this per drawings prepared by P. Young, P. Eng. This is a 2 storey building pursuant to the Zoning and Development By-Law ******THIS PERMIT HAS BEEN ISSUED UNDER THE REQUIREMENTS OF VBBL 2019 AND THE GREEN HOMES PROGRAM****** All rooms adjacent to North and South exposing building face shall be sprinklered. "Combustible projections or roof soffits on an exposing building face shall not project to less than .45m from the property line and shall be in compliance with VBBL 2019 9.10.15.5.(9) The entire building, INCLUDING THE ATTACHED GARAGE (if applicable), to be sprinklered to NFPA 13D. Any alterations or conversions to the attached garage (if applicable) to habitable living space shall not be permitted without first obtaining the approval of the Director of Planning and the Chief Building Official. Thermal protection measures and Laneway house design guidelines shall be required to be met prior to the approval of the conversion. | Alarm Max Security Inc
GP-2022-04103 | 2022-12-22 | 6026 CROWN STREET, Vancouver, BC V6N 2B8 | Gas Permit | Residential | New | Completed | Residential - Installation of a Hestan 36" Gas Rangetop >BP: To construct a 2 storey + Cellar one-family dwelling ($643,000.00) with a detached accessory building (garage) ($10,000), at the rear providing 2 parking spaces, having vehicular access from the lane. | Han Appliances & Refrigeration Ltd
NULL | NULL | 715 E 26TH AVENUE, Vancouver, BC V5V 2H9 | Electrical Permit | Residential | New | Draft | Installation / Repair - Residential - Two electrical rooms, Meter installation disconnect switch | Edik Zohrabian
PP-2022-00152 | 2022-01-20 | 715 E 26TH AVENUE, Vancouver, BC V5V 2H9 | Plumbing Permit | Residential | New | Completed | Residential - INFILL - 2FD - WEST UNIT - 715 E 26TH AV EAST UNIT - 721 E 26TH AV Continue work started by the previous plumbing contractor PP-2021-01168 Building Permit for DP-2018-00371 To develop an infill 2-storey two-family infill dwelling (Building 2) at the rear of the site with an attached one-garage and two surface parking spaces with vehicular access from the rear lane | Tri-City Plumbing & Heating Ltd
GP-2022-00777 | 2022-03-11 | 715 E 26TH AVENUE, Vancouver, BC V5V 2H9 | Gas Permit | Residential | New | Completed | Residential - gas fitting range and BBQ Box piping only Boiler is complete >Building Permit for DP-2018-00371 To develop an infill 2-storey two-family infill dwelling (Building 2) at the rear of the site with an attached one-garage and two surface parking spaces with vehicular access from the rear lane | R J Gas Ltd
EP-2022-01555 | 2022-02-25 | 719 E 26TH AVENUE, Vancouver, BC V5V 2H9 | Electrical Permit | Residential | New | Completed | Installation / Repair - Residential - Low voltage Installation Building Permit for DP-2018-00371 To alter and convert this existing one-family dwelling to a 3-storey multiple conversion dwelling (Building 1) containing two dwelling units with a built-in one-car garage to Unit #2 with vehicular access from the flanking lane. | Best Built-In Centre Ltd
GP-2021-03514 | 2022-03-28 | 3831 W 1ST AVENUE, Vancouver, BC V6R 1H6 | Gas Permit | Residential | Renovation | Completed | Residential - furnace replacement | Save On Water Heater & Furnace Inc
MP-2023-02033 | 2023-11-14 | 3831 W 1ST AVENUE, Vancouver, BC V6R 1H6 | Mechanical Permit | NULL | NULL | Issued | NULL | CoStar Home Energy Ltd
GP-2022-00408 | 2022-03-09 | 731 E 26TH AVENUE, Vancouver, BC V5V 2H9 | Gas Permit | Residential | New | Completed | Residential - gas fitting To develop an infill 2-storey two-family dwelling (Building 2) at the rear of the site, with a built-in one-car garage and 2 surface parking stalls providing 3 parking spaces having vehicular access from the lane. | R J Gas Ltd
PP-2022-00153 | 2022-01-20 | 731 E 26TH AVENUE, Vancouver, BC V5V 2H9 | Plumbing Permit | Residential | New | Completed | Residential - INFILL - 2FD - EAST UNIT - 737 E 26TH AV WEST UNIT - 731 E 26TH AV Continue work started by previous contractor PP-2021-01632 Building Permit for DP-2018-00372 and DP-2018-00371 To develop an infill 2-storey two-family dwelling (Building 2) at the rear of the site, with a built-in one-car garage and 2 surface parking stalls providing 3 parking spaces having vehicular access from the lane. | Tri-City Plumbing & Heating Ltd
NULL | NULL | 737 E 26TH AVENUE, Vancouver, BC V5V 2H9 | Electrical Permit | Commercial | New | Withdrawn | Installation / Repair - Commercial - Wiring new two units and common electrical room | NULL
EP-2023-00389 | 2023-01-18 | 5634 ANGUS DRIVE, Vancouver, BC V6M 3N6 | Electrical Permit | Residential | New | Issued | Installation / Repair - Residential - low voltage electrical >BP: Building Permit for DP-2019-00394 To develop a two-storey one-family infill dwelling with a shared 3-car built-in parkign garage having vehicular access from the lane. | Graytek Solutions Ltd
SP-2022-00562 | 2022-04-22 | 5634 ANGUS DRIVE, Vancouver, BC V6M 3N6 | Sprinkler Permit | Residential | New | Issued | Residential - new fire sprinkler system >BP: Building Permit for DP-2019-00394 To develop a two-storey one-family infill dwelling with a shared 3-car built-in parkign garage having vehicular access from the lane. Amend: Nov 8, 2022 13R revised drawings and Calcs | Mainland Fire Protection Ltd
MP-2022-00466 | 2022-10-24 | 5634 ANGUS DRIVE, Vancouver, BC V6M 3N6 | Mechanical Permit | NULL | NULL | Issued | NULL | J&L Enterprises Ltd.
PP-2022-03325 | 2022-09-21 | 5634 ANGUS DRIVE, Vancouver, BC V6M 3N6 | Plumbing Permit | Residential | New | Completed | Residential - Supply and install plumbing piping And fixtures in new INFILL house > BP: To construct a two-storey one-family infill dwelling with a shared 3-car built-in parking garage having vehicular access from the lane. | J&L Enterprises Ltd.
EP-2022-08297 | 2022-10-11 | 5634 ANGUS DRIVE, Vancouver, BC V6M 3N6 | Electrical Permit | Residential | New | Issued | Installation / Repair - Residential - New infill house with separate 200amp service address 5634 Angus drive Building Permit for DP-2019-00394 To develop a two-storey one-family infill dwelling with a shared 3-car built-in parkign garage having vehicular access from the lane. | Kuban Electric Ltd
PP-2022-02584 | 2022-07-22 | 5634 ANGUS DRIVE, Vancouver, BC V6M 3N6 | Plumbing Permit | Residential | New | Issued | Residential - Sump | Octiscapes Site Services Ltd
SP-2021-00404 | 2022-03-11 | 695 E 19TH AVENUE, Vancouver, BC V5V 1K1 | Sprinkler Permit | Commercial | New | Completed | Commercial - To install sprinklers to NFPA 13 2013 and standpipes to NFPA 14 throughout this construct a new 7-storey combustible mixed-use building consisting of: 1st storey - retail and restaurant 2nd to 7th storey -104 secured market rental dwelling units, all over two levels of below-grade parking, having vehicular access from the existing rear lane. This site is provided with a permanent groundwater cut off wall/ dewatering system employing steel reinforced soldiers piles. Concealed spaces are required to meet the requirements of 11.2.3.4(4) of NFPA 13 2013 | Titan Fire Protection Ltd
EP-2022-02398 | 2022-03-25 | 695 E 19TH AVENUE, Vancouver, BC V5V 1K1 | Electrical Permit | Commercial | New | Completed | Installation / Repair - Commercial - Low HVAC controls wiring and installations >BP: To construct a new 7-storey combustible mixed-use building consisting of: 1st storey - retail and restaurant 2nd to 7th storey -104 secured market rental dwelling units, all over two levels of below-grade parking, having vehicular access from the existing rear lane. This site is provided with a permanent groundwater cut off wall/ dewatering system employing steel reinforced soldiers piles. | Olympic Controls Inc
EP-2022-03410 | 2022-04-27 | 695 E 19TH AVENUE, Vancouver, BC V5V 1K1 | Electrical Permit | Commercial | New | Expired | Temporary Power - Commercial - To provide temporary power. | Allwest Electric Ltd
EP-2023-00119 | 2023-01-06 | 695 E 19TH AVENUE, Vancouver, BC V5V 1K1 | Electrical Permit | Residential | New | Completed | Installation / Repair - Residential - Heat trace install on domestic cold water in parkade. Around 400ft. Heat trace on HWS/R pipes on roof. Around 80ft To construct a new 7-storey combustible mixed-use building consisting of: 1st storey - retail and restaurant 2nd to 7th storey -104 secured market rental dwelling units, all over two levels of below-grade parking, having vehicular access from the existing rear lane. This site is provided with a permanent groundwater cut off wall/ dewatering system employing steel reinforced soldiers piles. | Brian Wuttke
EP-2023-00399 | NULL | 695 E 19TH AVENUE, Vancouver, BC V5V 1K1 | Electrical Permit | Commercial | NULL | Withdrawn | Annual / Operating - Maintenance of building electrical equipment | NULL
EP-2023-00814 | 2023-02-01 | 695 E 19TH AVENUE, Vancouver, BC V5V 1K1 | Electrical Permit | Commercial | NULL | Expired | Annual / Operating - Maintenance of existing operating electrical equipment. | Allwest Electric Ltd
EP-2023-05585 | 2023-06-23 | 695 E 19TH AVENUE, Vancouver, BC V5V 1K1 | Electrical Permit | Residential | Renovation | Completed | Installation / Repair - Residential - Install two level 2 EV charging stations. All wiring, conduit and breakers installed by others during initial building construction. >BP: To construct a new 7-storey combustible mixed-use building consisting of: 1st storey - retail and restaurant 2nd to 7th storey -104 secured market rental dwelling units, all over two levels of below-grade parking, having vehicular access from the existing rear lane. This site is provided with a permanent groundwater cut off wall/ dewatering system employing steel reinforced soldiers piles. Note: Combustible construction for 7 storey building with Building Area of 2038 m2. allowed under AL-2020-00105. 26-Nov-2020 - Stage 1 (excavation and shoring) issued. 30-Apr-2021 - Stage 2 (Full Construction) issued. | Corporate Electric Limited
PP-2024-00090 | NULL | 695 E 19TH AVENUE, Vancouver, BC V5V 1K1 | Plumbing Permit | Commercial | Tenant Improvement | Application Incomplete | Commercial - provide plumbing and drainage to one powder room and two dog wash stations | Hovercraft Builders Ltd
EP-2022-01284 | NULL | 620 CARDERO STREET, Vancouver, BC V6G 0C7 | Electrical Permit | Commercial | Addition | Withdrawn | Installation / Repair - Commercial - Adding 7 Unico chargers to existing E/V service and Please send it to me. More information is needed. | Berts Electric (2001) Ltd
EP-2023-10386 | 2023-12-06 | 620 CARDERO STREET, Vancouver, BC V6G 0C7 | Electrical Permit | Commercial | Addition | Issued | Installation / Repair - Commercial - Installation/ addition of EVSE into existing EV Infrastructure per EP-2022-06898. Amendment: "Installation of an additional EV charger at Stall # 57. This will increase the cost another $2250.00." | Berts Electric (2001) Ltd
EP-2023-10209 | 2023-11-10 | 620 CARDERO STREET, Vancouver, BC V6G 0C7 | Electrical Permit | Commercial | NULL | Issued | Annual / Operating - Maintenance of EV-EMS system & infrastructure -renewal of: EP-2022-08235 -valid: Oct. 3, 2023 - Oct. 2, 2024 | Berts Electric (2001) Ltd
EP-2023-07334 | NULL | 620 CARDERO STREET, Vancouver, BC V6G 0C7 | Electrical Permit | Commercial | Renovation | Withdrawn | Installation / Repair - Commercial - Added 1 EVSE for stall 141 to exsiting EV-EMS and EV distribution installed under permit EP-2022-06898 | Stream Energy Systems Inc
EP-2022-08235 | 2022-10-03 | 620 CARDERO STREET, Vancouver, BC V6G 0C7 | Electrical Permit | Commercial | NULL | Expired | Annual / Operating - Maintenance of EV-EMS system & infrastructure Valid October 3/2022 until October 2/2023 | Berts Electric (2001) Ltd
EP-2022-06898 | 2022-08-18 | 620 CARDERO STREET, Vancouver, BC V6G 0C7 | Electrical Permit | Commercial | Renovation | Completed | Installation / Repair - Commercial - Electric Vehicle Charging Infrastructure - Wiring installation for installation of electric vehicle supply equipment (EVSE) & electric vehicle energy management system (EVEMS). EV-EMS Installation & 23 EVSEs stalls 12, 13, 14, 15, 16, 48, 51, 65, 66, 69, 70, 87, 89, 90, 91, 131, 132, 149, 150, 85, 172, 174, 119. LOAD PER 2P-40A CIRCUIT = 40A x 208V x 80% = 6,656W 3 STALLS PER CIRCUIT = 6,656W / 3 = 2,219W PER STALL 15 EV CHARGERS ADDED REQUIRING (5) x 2P-40A CIRCUITS ADDED LOAD TO PANEL CC = 5 CCTS x 6,656W = 33,280W EV-EMS SHALL BE PROGRAMMED TO SHED/LIMIT EV LOADS ON PANEL CC AUTOMATICALLY IF IT DETECTS PANEL CC LOADING EXCEEDING 33.3KW ON EV DEMAND CONTROL METER 1 | Berts Electric (2001) Ltd
EP-2022-07856 | 2022-09-16 | 3479 CAMBIE STREET, Vancouver, BC V5Z 2W7 | Electrical Permit | Commercial | New | Expired | Temporary Power - Commercial - To provide temporary power. | SS Electrical Limited
EP-2023-04905 | 2023-08-03 | 3479 CAMBIE STREET, Vancouver, BC V5Z 2W7 | Electrical Permit | Commercial | New | Issued | Installation / Repair - Commercial - Electrical installation for a four-storey mixed-use building. >BP: To construct a four-storey mixed-use building consisting 1st storey - 1 Retail unit (shell only) 2nd storey - 1 Health care office (shell) and residential amenity space 3rd and 4th storeys - four dwelling units all over one level of underground parking having vehicular access from Tupper Street. Separate tenant improvement permits are required for all shell tenant spaces. This permit has been reviewed under the 2014 Vancouver Building By-law (#10908). Building to be sprinklered to NFPA 13 requirements. The retail and office shell portions of the building are TIPs eligible at the time of construction. STAGED CONSTRUCTION Stage 1 - Excavation & Shoring - issued August 20, 2021 Stage 2 - Foundation to Grade - issued July 7, 2022 Stage 3 - Full Construction and Revision 1 to update general notes and concrete details - July 7, 2023 | SS Electrical Limited
PP-2022-03634 | 2023-02-01 | 3479 CAMBIE STREET, Vancouver, BC V5Z 2W7 | Plumbing Permit | Commercial | New | Issued | Commercial - ROUGH IN AND INSTALL FIXTURES To construct a four-storey mixed-use building consisting 1st storey - 1 Retail unit (shell only) 2nd storey - 1 Health care office (shell) and residential amenity space 3rd and 4th storeys - four dwelling units all over one level of underground parking having vehicular access from Tupper Street. Separate tenant improvement permits are required for all shell tenant space | Parm Plumbing & heating Ltd
EP-2023-04632 | 2023-06-02 | 3479 CAMBIE STREET, Vancouver, BC V5Z 2W7 | Electrical Permit | Commercial | New | Completed | Interim - Commercial - Scope of work: slab, underground, raceways, grounding, branch circuits. Service connection to BC Hydro is not permitted under this permit. Interim permit for EP-2023-04905. >BP: To construct a four-storey mixed-use building consisting 1st storey - 1 Retail unit (shell only) 2nd storey - 1 Health care office (shell) and residential amenity space 3rd and 4th storeys - four dwelling units all over one level of underground parking having vehicular access from Tupper Street. Separate tenant improvement permits are required for all shell tenant spaces. This permit has been reviewed under the 2014 Vancouver Building By-law (#10908). Building to be sprinklered to NFPA 13 requirements. The retail and office shell portions of the building are TIPs eligible at the time of construction. STAGED CONSTRUCTION Stage 1 - Excavation & Shoring - issued August 20, 2021 Stage 2 - Foundation to Grade - issued July 7, 2022 Stage 3 - Full Construction and Revision 1 to update general notes and concrete details - in review | SS Electrical Limited
EP-2023-08654 | 2023-09-25 | 3479 CAMBIE STREET, Vancouver, BC V5Z 2W7 | Electrical Permit | Commercial | New | Issued | Temporary Power - Commercial - To provide temporary power. | SS Electrical Limited
SP-2022-01774 | 2022-10-27 | 5058 CAMBIE STREET, Vancouver, BC V5Z 2Z5 | Sprinkler Permit | Residential | Tenant Improvement | Completed | Residential - Elimination of 3 sprinklers due to wall addition. >BP: In accordance with Temporary Parking Access Easement CA7769023 - CA7769058 and approved plans under DP-2022-00008 this building permit is issued to allow decommissioning of the temporary parking access tunnel connecting properties at 4988 Cambie St and 5058 Cambie St. Scope of work includes: - remove two fire shutters and seal opening with 2 hr. rated block wall. - modifications to fire alarm system and devices as shown on electrical drawings - remove water curtain *****This application does not include any of the following: 1. Not more than 20 sprinklers (add, relocate, or remove), 2. hydraulic calculations, 3. change in occupancy and /or hazard classification, 4. warehouse storage arrangements, 5. mobile compact storage arrangements, 6. alternative solutions, 7. changes to the sprinkler system supply piping (e.g. valves, mains, cross-mains, branch-lines, etc.), or 8. flexible sprinkler pipe. | Sprinkl-Tech Installations Inc
EP-2023-00139 | 2023-01-06 | 5595 MACKENZIE STREET, Vancouver, BC V6N 1H1 | Electrical Permit | Residential | New | Expired | Temporary Power - Residential - To provide temporary power. | SAAB ELECTRIC LTD
PP-2023-01696 | 2023-05-15 | 5595 MACKENZIE STREET, Vancouver, BC V6N 1H1 | Plumbing Permit | Residential | Renovation | Issued | Residential - House moved to back of property. New foundation. New drainage and sump >BP: To alter and relocate the existing One-Family Dwelling residential building (Building 2) to the rear of the site and to construct a 3-storey Infill Multiple Dwelling residential building containing three dwelling units with an attached 3-car garage (Building 1), having vehicular access from Mackenzie street | L Walter Zdebiak House Raising Co Ltd
EP-2024-00180 | 2024-01-08 | 5595 MACKENZIE STREET, Vancouver, BC V6N 1H1 | Electrical Permit | Commercial | New | Issued | Temporary Power - Commercial - To provide temporary power. Expired Permit EP-2023-00139 Valid Jan 7th, 2024 until Jan 6th, 2025 | SAAB ELECTRIC LTD
EP-2023-11041 | NULL | 5595 MACKENZIE STREET, Vancouver, BC V6N 1H1 | Electrical Permit | Commercial | New | Applicant Revisions | Installation / Repair - Commercial - ¦ MCD- 1FD: 150A ¦ NFPA 13R ¦ New electrical . -For 5595, the service comes from the electrical room in the infill *An approved mechanical permit is required for the installation of air conditioning or heat pump unit before a final electrical inspection will be performed >BP: To alter and relocate the existing One-Family Dwelling residential building (Building 2) to the rear of the site and to construct a 3-storey Infill Multiple Dwelling residential building containing three dwelling units with an attached 3-car garage (Building 1), having vehicular access from Mackenzie street. See BP-2022-00257 for the front infill building. ******THIS PERMIT HAS BEEN REVIEWED AND ISSUED UNDER THE REQUIREMENTS OF VBBL 2019 AND AMENDMENT EFFECTIVE JUNE 1ST, 2021.*********** Building Review Branch Notes: 1. Sch. A, Arch. B, D, Elec. B, Mech. & Plumb. B, Geo. B, Struct. B are submitted. 2. Path of travel to MCD exceeds 45m. Entire building is sprinklered to NFPA 13R requirements per 9.10.20.3(8)(b) requirements. 3. Entire building is fully upgraded per F4, S4, N4, A4 and energy upgrade per Table 11.2.1.4.(2). 4. Lagan case file was created on Dec 24th, 2021. Comply to VBBL 2019 amendment effective on June 1st, 2021. 5. All new windows, doors, and skylights shall conform to AAMA/WDMA/CSA101/I.S.2/A440, NAFS. | SAAB ELECTRIC LTD
SP-2023-02236 | NULL | 5595 MACKENZIE STREET, Vancouver, BC V6N 1H1 | Sprinkler Permit | Residential | New | Applicant Revisions | Residential - Install sprinklers in One Family Dwelling >BP: To alter and relocate the existing One-Family Dwelling residential building (Building 2) to the rear of the site and to construct a 3-storey Infill Multiple Dwelling residential building containing three dwelling units with an attached 3-car garage (Building 1), having vehicular access from Mackenzie street. See BP-2022-00257 for the front infill building. ******THIS PERMIT HAS BEEN REVIEWED AND ISSUED UNDER THE REQUIREMENTS OF VBBL 2019 AND AMENDMENT EFFECTIVE JUNE 1ST, 2021.*********** Building Review Branch Notes: 1. Sch. A, Arch. B, D, Elec. B, Mech. & Plumb. B, Geo. B, Struct. B are submitted. 2. Path of travel to MCD exceeds 45m. Entire building is sprinklered to NFPA 13R requirements per 9.10.20.3(8)(b) requirements. 3. Entire building is fully upgraded per F4, S4, N4, A4 and energy upgrade per Table 11.2.1.4.(2). 4. Lagan case file was created on Dec 24th, 2021. Comply to VBBL 2019 amendment effective on June 1st, 2021. 5. All new windows, doors, and skylights shall conform to AAMA/WDMA/CSA101/I.S.2/A440, NAFS. | Gold Key Fire Protection Ltd
EP-2023-06383 | 2023-07-14 | 2094 W 47TH AVENUE, Vancouver, BC V6M 2M4 | Electrical Permit | Commercial | New | Issued | Installation / Repair - Commercial - Install heat trace to domestic water in parkade. >BP: To construct a 5-storey mixed-use noncombustible building consisting of: 1st Storey - ten (10) retail spaces SHELL (Group E) and one (1) Restaurant (SHELL), 2nd to 4th storeys - 46 strata dwelling units, andd 5th storey - private patios and amenity roof top terrace, Max Occupant Load - 60 persons - all over two levels of underground parking. NOTE 1: This permit was issued under the VBBL 2014. NOTE 2: No provisions for future kitchen exhaust shafts were provided in all Group E (SHELL retail) units at Level 1. An owner's acknowledgement letter is provided. The owner understands that future approval of a Restaurant in these ten (10) tenancies Group E, is doubtful. NOTE 3: All ten (10) retail SHELL units and the Restaurant to be provided with rough-in for future washroom facilities. The Building is TIPs-eligible as at the time of construction. REVISION #1 - June 4, 2021/tn As of May 28, 2021, Mark Olsthoorn, P. Eng, CP will no longer be the engineer and CP of Record for the above-noted project. As of May 28, 2021, Dave Steer, P. Eng, CP will assume responsibility and serve as the Engineer and CP of Record for this project. STAGE I - Excavation & Shoring Issued Feb. 3, 2021 [COVID19 issued] stage II - Foundation to Grade - Structural only Issued Jan. 10, 2022 STAGE III - Full Permit Issued Oct 25, 2022. | BRENMACK ELECTRIC LTD
EP-2023-06246 | 2023-07-11 | 2096 W 47TH AVENUE, Vancouver, BC V6M 2M4 | Electrical Permit | Commercial | New | Issued | Temporary Power - Commercial - To provide temporary power. **Amend 07/11/2022** 120V/240V 200A 1 phase 3 wire | Alpine Electric Ltd
SP-2023-00142 | 2023-05-25 | 2096 W 47TH AVENUE, Vancouver, BC V6M 2M4 | Sprinkler Permit | Commercial | New | Issued | Commercial - ***Above Grade and Final Standpipe*** For all sprinkler work to the 2014 VBBL; NFPA 13, 2013; standpipe work to NFPA 14, 2010; and alternative solutions prepared by LMDG Building Code Consultants Ltd. Site Description: To consolidate the land and construct a single, 5-storey mixed-use ( 4 storey per Zoning and Development Bylaw) building consisting of: - 1 st storey - retail spaces (Group E) - 2nd to 4th - 48 strata units - 5th floor - private patios and amenity space, all over two levels of underground parking. THIS IS A CERTIFIED PROFESSIONAL PROJECT and the CP is David Steer of LMDG Building Code Consultants Ltd. This application does not include any of the following: • Warehouse storage arrangements, or mobile compact storage arrangements. • Flexible sprinkler pipe. • Information Technology Equipment Rooms (e.g. IT Rooms, LAN Rooms, etc.). Related Permits: 1. SP-2022-00019 - Below Grade and Construction Standpipe 2. AL-2021-00130 - Protection of Loading Bay Opening 3. AL-2022-00183 - Maintaining Storage Garage Security at Level 1 Exit Corridor Notes: 1. Sprinkler Engineer of Record Erik Watson-Hurthig of Eriksberg Engineering Ltd. E: erikwh@eriksberg.ca T: 604 209 2594 2. Separate documents and application are required for the tenant improvement. | Gisborne Industrial Construction Ltd
EP-2023-01181 | 2023-02-14 | 2096 W 47TH AVENUE, Vancouver, BC V6M 2M4 | Electrical Permit | Residential | New | Issued | Installation / Repair - Residential - DDC Controls with Web Interface for the following: Sump Monitoring Parking CO/Comb. Gas Stations and (6) Fans (1 space temperature sensor allowed) MUA-1 Split Fan Coil Units (Electrical Room) Domestic Hot Water Supply System -we provide Low Voltage HVAC Controls by pulling the wire between the Heat Pump to the Thermostat Location. Stand-Alone / Electric Controls for the following: CRU Water Meters with Remote Readouts Remote Readout for Main Water Meter Thermostats and Communications wiring for VRF Fan Coil Units (53 Residences / Common Area and 27 CRU) Note: DDC Integration not allowed Timer Switches for (47) ERVs Timer or Time Clock for Amenity ERV Motorized Damper (controlled by Fire) | Modern Systems Management Ltd
EP-2023-02581 | 2023-03-24 | 2096 W 47TH AVENUE, Vancouver, BC V6M 2M4 | Electrical Permit | Commercial | New | Issued | Temporary Power - Commercial - To provide temporary power. | Alpine Electric Ltd
PP-2022-03889 | 2023-01-16 | 2096 W 47TH AVENUE, Vancouver, BC V6M 2M4 | Plumbing Permit | Commercial | New | Issued | Commercial - Installation of sanitary, storm, DCW, DHW mains and suite feed to new construction apartment building. >BP: To construct a 5-storey mixed-use noncombustible building consisting of: 1st Storey - ten (10) retail spaces SHELL (Group E) and one (1) Restaurant (SHELL), 2nd to 4th storeys - 46 strata dwelling units, andd 5th storey - private patios and amenity roof top terrace, Max Occupant Load - 60 persons - all over two levels of underground parking. NOTE 1: This permit was issued under the VBBL 2014. NOTE 2: No provisions for future kitchen exhaust shafts were provided in all Group E (SHELL retail) units at Level 1. An owner's acknowledgement letter is provided. The owner understands that future approval of a Restaurant in these ten (10) tenancies Group E, is doubtful. NOTE 3: All ten (10) retail SHELL units and the Restaurant to be provided with rough-in for future washroom facilities. The Building is TIPs-eligible as at the time of construction. REVISION #1 - June 4, 2021/tn As of May 28, 2021, Mark Olsthoorn, P. Eng, CP will no longer be the engineer and CP of Record for the above-noted project. As of May 28, 2021, Dave Steer, P. Eng, CP will assume responsibility and serve as the Engineer and CP of Record for this project. STAGE I - Excavation & Shoring Issued Feb. 3, 2021 [COVID19 issued] stage II - Foundation to Grade - Structural only Issued Jan. 10, 2022 STAGE III - Full Permit Issued Oct 25, 2022. | William Kelly & Sons Plumbing Contractors (1989) Ltd
NULL | NULL | 2096 W 47TH AVENUE, Vancouver, BC V6M 2M4 | Mechanical Permit | NULL | NULL | Draft | NULL | William Kelly & Sons Plumbing Contractors (1989) Ltd
PP-2022-02529 | 2022-08-12 | 2096 W 47TH AVENUE, Vancouver, BC V6M 2M4 | Plumbing Permit | Commercial | New | Issued | Commercial - **Underground** building plumbing service to ground level for 5 storey mixed commercial and residential building. >BP: To consolidate the land and construct a single, 5-storey mixed-use ( 4 storey per Zoning and Development Bylaw) building consisting of: - 1 st storey - retail spaces SHELL (Group E) and Restaurant ( SHELL) - 2nd to 4th - 48 strata units - 5th floor - private patios and amenity space, all over two levels of underground parking. Note: This permit was issued under VBBL 2014. Building is TIPs eligible as at the time of construction 04 Jun-2021 - Revision#1/ tn As of May 28, 2021, Mark Olsthoorn, P. Eng, CP will no longer be the engineer and CP of record for the above-noted project. As of May 28, 2021, Dave Steer, P. Eng, CP will assume responsibility and serve as the engineer and CP of record for this project. 03-Feb-2021 - Stage 1 (excavation & shoring) COVID19. 10-Jan-2022 - Stage 2 (foundation to grade, structural only) | William Kelly & Sons Plumbing Contractors (1989) Ltd
EP-2022-05719 | 2022-07-06 | 2096 W 47TH AVENUE, Vancouver, BC V6M 2M4 | Electrical Permit | Commercial | New | Expired | Temporary Power - Commercial - To provide temporary power. **Amend 07/11/2022** 120V/240V 200A 1 phase 3 wire | Alpine Electric Ltd
EP-2022-05964 | 2022-07-14 | 2096 W 47TH AVENUE, Vancouver, BC V6M 2M4 | Electrical Permit | Commercial | New | Expired | Temporary Power - Commercial - To provide temporary power. | Alpine Electric Ltd
EP-2022-05897 | 2022-07-15 | 2096 W 47TH AVENUE, Vancouver, BC V6M 2M4 | Electrical Permit | Commercial | New | Completed | Interim - Commercial - Scope of work: slab, underground, raceways, grounding, branch circuits. Service connection to BC Hydro is not permitted under this permit. Interim permit for EP-2022-05565 The work under this permit is authorized pursuant to the Electrical By-law NO.5563. The issuance of this permit does not represent or warrant that the drawings submitted for the full electrical permit will comply with the provisions of the Electrical By-law. The responsibility to comply with the By-law remains with the permit holder, P.Eng of record and the owner. >BP: To consolidate the land and construct a single, 5-storey mixed-use ( 4 storey per Zoning and Development Bylaw) building consisting of: - 1 st storey - retail spaces SHELL (Group E) and Restaurant ( SHELL) - 2nd to 4th - 48 strata units - 5th floor - private patios and amenity space, all over two levels of underground parking. Note: This permit was issued under VBBL 2014. Building is TIPs eligible as at the time of construction 04 Jun-2021 - Revision#1/ tn As of May 28, 2021, Mark Olsthoorn, P. Eng, CP will no longer be the engineer and CP of record for the above-noted project. As of May 28, 2021, Dave Steer, P. Eng, CP will assume responsibility and serve as the engineer and CP of record for this project. 03-Feb-2021 - Stage 1 (excavation & shoring) COVID19. 10-Jan-2022 - Stage 2 (foundation to grade, structural only) | Alpine Electric Ltd
EP-2022-05565 | 2022-08-03 | 2096 W 47TH AVENUE, Vancouver, BC V6M 2M4 | Electrical Permit | Commercial | New | Issued | Installation / Repair - Commercial - New 5-storey mixed-use building w/ 48 residential units over 2 level of underground parking. BP: To consolidate the land and construct a single, 5-storey mixed-use ( 4 storey per Zoning and Development Bylaw) building consisting of: - 1 st storey - retail spaces (Group E) - 2nd to 4th - 48 strata units - 5th floor - private patios and amenity space, all over two levels of underground parking. Note: This permit was issued under VBBL 2014. >Amend: June 7th, 2023 -Please include low voltage telecommunication wiring to permit details | Alpine Electric Ltd
SP-2022-00019 | 2023-01-18 | 2096 W 47TH AVENUE, Vancouver, BC V6M 2M4 | Sprinkler Permit | Commercial | New | Issued | Commercial - ***Below Grade and Construction Standpipe Only *** For all sprinkler work to the 2014 VBBL; NFPA 13, 2013; standpipe work to NFPA 14, 2010; and alternative solutions prepared by LMDG Building Code Consultants Ltd. for construction standpipe only. Site Description: To consolidate the land and construct a single, 5-storey mixed-use ( 4 storey per Zoning and Development Bylaw) building consisting of: - 1 st storey - retail spaces (Group E) - 2nd to 4th - 48 strata units - 5th floor - private patios and amenity space, all over two levels of underground parking. THIS IS A CERTIFIED PROFESSIONAL PROJECT and the CP is David Steer of LMDG Building Code Consultants Ltd. This application does not include any of the following: • Warehouse storage arrangements, or mobile compact storage arrangements. • Flexible sprinkler pipe. • Information Technology Equipment Rooms (e.g. IT Rooms, LAN Rooms, etc.). Related Permits: 1. SP-2023-00142 - Above Grade and Final Standpipe design 2. AL-2021-00130 - Protection of Loading Bay Opening 3. AL-2022-00183 - Maintaining Storage Garage Security at Level 1 Exit Corridor Revisions: 1. Revisions #1 - This permit has been revised to include the below grade levels (P1 and P2). Notes: 1. Sprinkler Engineer of Record Erik Watson-Hurthig of Eriksberg Engineering Ltd. E: erikwh@eriksberg.ca T: 604 209 2594 2. Construction Standpipe to Bulletin 2017-003-BU/FI, VBBL, NFPA 14, and VFBL. 3. Separate permit and documents required for above grade permit and final standpipe design. 4. Separate documents and application are required for the tenant improvement. 5. Protection of pipe against freezing to 8.16.4.1 of NFPA 13, VBBL, and BULLETIN 2020-003-BU/EL/SP. | Gisborne Industrial Construction Ltd
EP-2022-01987 | 2022-03-10 | 6386 EAST BOULEVARD, Vancouver, BC V6M 3V8 | Electrical Permit | Commercial | New | Expired | Temporary Power - Commercial - To provide temporary power. | Alpine Electric Ltd
NULL | NULL | 2235 W 4TH AVENUE, Vancouver, BC | Electrical Permit | Commercial | New | Draft | Installation / Repair - Commercial - Voice and data install | Teson Solutions Ltd
NULL | NULL | 2235 W 4TH AVENUE, Vancouver, BC | Electrical Permit | Commercial | New | Draft | Installation / Repair - Commercial - Voice and data install | Teson Solutions Ltd
NULL | NULL | 2235 W 4TH AVENUE, Vancouver, BC | Electrical Permit | Commercial | Renovation | Withdrawn | Installation / Repair - Commercial - RETAIL STORE | Vancouver Audiospace Home Control Ltd
PP-2022-03905 | 2022-10-31 | 2235 W 4TH AVENUE, Vancouver, BC | Plumbing Permit | Commercial | Renovation | Completed | Commercial - We are installing 100 ft of 1/2 copper water pipe for interior planter irrigation, and one (1) bottle fill station. There is also under 100 ft of DWV as well. >>BP: Interior and exterior alterations to provide improvement for a new retail tenant in this existing mixed-use building on the site. Exterior alterations is limited to new storefront cladding and RE&RE entry door only. | Hiatt Plumbing & Heating Inc
SP-2022-01886 | 2022-11-14 | 2235 W 4TH AVENUE, Vancouver, BC | Sprinkler Permit | Commercial | Tenant Improvement | Completed | Commercial - relocate Sprinkler heads to accommodate new ceiling and wall layout >DB: Interior and exterior alterations to provide improvement for a new retail tenant in this existing mixed-use building on the site. Exterior alterations is limited to new storefront cladding and RE&RE entry door only. *****This application does not include any of the following: 1. Not more than 20 sprinklers (add, relocate, or remove), 2. hydraulic calculations, 3. change in occupancy and /or hazard classification, 4. warehouse storage arrangements, 5. mobile compact storage arrangements, 6. alternative solutions, 7. changes to the sprinkler system supply piping (e.g. valves, mains, cross-mains, branch-lines, etc.), or 8. flexible sprinkler pipe. | MG Fire Protection Ltd
EP-2022-08613 | 2022-10-17 | 2235 W 4TH AVENUE, Vancouver, BC | Electrical Permit | Commercial | Tenant Improvement | Completed | Installation / Repair - Commercial - Branch Circuit Wiring, Lighting, Receptacles, Emergency Lighting, Fire Alarm, LV Data Cabling >DB: Interior and exterior alterations to provide improvement for a new retail tenant in this existing mixed-use building on the site. Exterior alterations is limited to new storefront cladding and RE&RE entry door only. Separate Sign Permit required for all signage. | Kato Electrical Inc
PP-2022-03432 | 2022-12-08 | 2233 W 4TH AVENUE, Vancouver, BC | Plumbing Permit | Commercial | Renovation | Completed | Commercial - Rough-in Underground Work - The ground work includes: - Tying into the existing sanitary system - Building drainage and venting for three bathrooms and one kitchen sink - Testing each branch individually >BP: (corrected) To alter the interior of this existing one-storey Financial Institution building to provide first tenant improvements. Letters of assurance submitted: Sch B (Arch): Mark Hamiliton, Architect, 604.682.6881 Ext.285 Sch B (Str): Mark Van Bockhoven, P.Eng, 604.255.1169 Sch B (Mech, Plumb): Patrick Stewart, P.Eng., 604.684.5995 Sch B (Elec): HyungRyul Joo, P.Eng., 604.298.4858 Notes: 1. This building is sprinklered 2. Sprinkler Contractor: Viking Fire Protection Inc. >>>Amend: March 3rd: Contractor initially submitted incorrect address for permit in error, and is requesting change of address to correct one: 2360 West 4th Ave Vancouver, British Columbia V5Y 1G3 Scope of work remains the same. the subjob had incorrect DB -correct DB-2022-02860 | Modern Niagara Vancouver Inc
EP-2022-07891 | 2022-09-22 | 2233 W 4TH AVENUE, Vancouver, BC | Electrical Permit | Commercial | Addition | Completed | Installation / Repair - Commercial - Installation of a cell unit for monitoring the alarm system | Chubb Fire & Security Canada Corp
SP-2024-00062 | NULL | 2233 W 4TH AVENUE, Vancouver, BC | Sprinkler Permit | Commercial | Tenant Improvement | Applicant Revisions | Commercial - Installation of Automatic Sprinkler System >DB: Exterior and interior alterations to demise this existing financial institution into two and change the use of one of the newly created units to retail shell space on the ground floor of this existing mixed-use building. Revision Change of use of CRU 112 from financial institution to Retail (2231 W 4th Ave) and to retain the existing washroom in CRU 111 and CRU 112. Scope of work: -Install new demising wall to divide existing CRU into 2 CRU. -Install new storefront door to crate new CRU entry. -Install new rear exit door and steps. | NULL
EP-2023-09185 | 2023-10-12 | 2233 W 4TH AVENUE, Vancouver, BC | Electrical Permit | Commercial | Addition | Issued | Installation / Repair - Commercial - Upgrade to commercial meter stack to provide power to single commercial unit split into two. Change existing 600A switch in existing Federal fusible switchboard to 800A. Upgrade commercial meter stack from 600A to 800A to allow for the new units. >Permit Amendment Dec 01, 2023 -"Additional work required to make space ready for base building. Add one pull station, one bell, exit sign and one battery pack for new door. Relocate feed for existing lights to new panel location" >BP: Exterior and interior alterations to demise this existing financial institution into two and change the use of one of the newly created units to retail shell space on the ground floor of this existing mixed-use building. Revision Change of use of CRU 112 from financial institution to Retail (2231 W 4th Ave) and to retain the existing washroom in CRU 111 and CRU 112. Scope of work: -Install new demising wall to divide existing CRU into 2 CRU. -Install new storefront door to crate new CRU entry. -Install new rear exit door and steps. Schedule A provided by Shoghig Tutunjian, Architect AIBC Architectural Schedule B provided by Shoghig Tutunjian, Architect AIBC Architectural (Envelope) Schedule B provided by Mark W. Emanuel, P.Eng Schedule D provided by Mark W. Emanuel, P.Eng E2 - Lighting - Upgrade incorporate Automatic Full Shut Off | Advanco Electric Ltd
EP-2022-02229 | 2022-03-22 | 1329 CYPRESS STREET, Vancouver, BC V6J 3L1 | Electrical Permit | Residential | New | Completed | Installation / Repair - Residential - Rough wiring of security alarm only and completion of security alarm -This permit application for only security alarm prewiring and finishing of security alarm. no other work of low voltage is done by us >BP: To construct a 2 storey + basement one-family dwelling ($636,000) with a detached accessory building (garage), at the rear providing 2 parking spaces, having vehicular access from the lane. Note: This Building Permit will remain in a suspended status until the associated (green) Demolition Permit BP-2021-00599 is completed. Note: This is a 2 storey building pursuant to the Zoning and Development By-Law 1- No bar sink proposed 2- A/C unit proposed on the roof deck 3- Schedule B: ERIC MAN P.Eng (604-874-3237) Structural 4- Schedule B: STEVEN FOFONOFF P.Eng (604-785-8957) Geotechnical 5- HPO: Residential Builder - Don Simpson Construction Ltd. ******THIS PERMIT HAS BEEN ISSUED UNDER THE REQUIREMENTS OF VBBL #12511 (2019)****** | Supersonic Security System Inc.
EP-2022-02035 | 2022-03-14 | 1329 CYPRESS STREET, Vancouver, BC V6J 3L1 | Electrical Permit | Residential | New | Completed | Installation / Repair - Residential - Audio/Video Data/Tel/Catv Video Surveillance Blind Control >BP: To construct a 2 storey + basement one-family dwelling ($636,000) with a detached accessory building (garage), at the rear providing 2 parking spaces, having vehicular access from the lane. Note: This Building Permit will remain in a suspended status until the associated (green) Demolition Permit BP-2021-00599 is completed. Note: This is a 2 storey building pursuant to the Zoning and Development By-Law 1- No bar sink proposed 2- A/C unit proposed on the roof deck 3- Schedule B: ERIC MAN P.Eng (604-874-3237) Structural 4- Schedule B: STEVEN FOFONOFF P.Eng (604-785-8957) Geotechnical 5- HPO: Residential Builder - Don Simpson Construction Ltd. ******THIS PERMIT HAS BEEN ISSUED UNDER THE REQUIREMENTS OF VBBL #12511 (2019)****** | Re-Charge Electrical Solutions Inc
PP-2022-01192 | 2022-04-07 | 1329 CYPRESS STREET, Vancouver, BC V6J 3L1 | Plumbing Permit | Residential | New | Completed | Residential - 1FD - Irrigation system To construct a 2 storey + basement one-family dwelling with a detached accessory building (garage), at the rear providing 2 parking spaces, having vehicular access from the lane. Note: This Building Permit will remain in a suspended status until the associated (green) Demolition Permit BP-2021-00599 is completed. Note: This is a 2 storey building pursuant to the Zoning and Development By-Law 1- No bar sink proposed 2- A/C unit proposed on the roof deck | HERB'S LANDSCAPING LTD
GP-2022-00158 | 2022-01-19 | 1329 CYPRESS STREET, Vancouver, BC V6J 3L1 | Gas Permit | Residential | New | Completed | Residential - to install 1 boiler 1 fireplace 1 range 1 bbq fireplace piping only ** Amend 02/18/2022** please add 1 bbq @ 45000btus to gas permit To construct a 2 storey + basement one-family dwelling with a detached accessory building (garage), at the rear providing 2 parking spaces, having vehicular access from the lane. Note: This is a 2 storey building pursuant to the Zoning and Development By-Law 1- No bar sink proposed 2- A/C unit proposed on the roof deck 3- Schedule B: ERIC MAN P.Eng (604-874-3237) Structural 4- Schedule B: STEVEN FOFONOFF P.Eng (604-785-8957) Geotechnical 5- HPO: Residential Builder - Don Simpson Construction Ltd. >>>>>Amend: May 27th add 1 back up generator at 200000btus -BP work description amended as per below: -Revision #2: May 16th, 2022 - RM 1) Provided an electrical outlet and gas connection on garage on east elevation for future gas generator; | Symbolistic Heating Ltd
GP-2022-00526 | 2022-02-18 | 1329 CYPRESS STREET, Vancouver, BC V6J 3L1 | Gas Permit | Residential | Renovation | Completed | Residential - Installation of 1 gas fireplace - venting and hook up only | Urban Fireplaces Ltd
GP-2024-00103 | 2024-01-17 | 4851 BEATRICE STREET, Vancouver, BC V5N 4J5 | Gas Permit | Residential | Renovation | Issued | Residential - Remove hot water tank and replace it with a tankless water heater | Rio Heating and Cooling
NULL | NULL | 4851 BEATRICE STREET, Vancouver, BC V5N 4J5 | Mechanical Permit | NULL | NULL | Withdrawn | NULL | Rio Heating and Cooling
EP-2022-07110 | 2022-08-26 | 4851 BEATRICE STREET, Vancouver, BC V5N 4J5 | Electrical Permit | Commercial | Addition | Completed | Installation / Repair - Commercial - Install 3 Dedicated circuits/ disconnects for HVAC units. The AC loads and duct heater load will be installed with interlocks, in accordance with CE Code Rule 8-106 3). Note: A mechanical permit is required. | Terradyne Electrical Services Inc
EP-2022-06809 | 2022-08-16 | 1477 W BROADWAY, Vancouver, BC V6H 1H6 | Electrical Permit | Commercial | New | Issued | Installation / Repair - Commercial - P6 to Level 1. Installation of heat trace to domestic cold water. 1465 W Broadway - 1st level (Retail Shell) 1477 W Broadway - Office Lobby, Mezzanine, 3rd - 6th storey - Primary Site Address 1479 W Broadway - 1st level (Financial Services Shell) >BP: Construction of a 6-storey office building with 6 basement parking levels and ground level commercial units. STAGED CONSTRUCTION, SHELL PERMIT Stage I: excavation/ shoring and foundation to grade including station head house. This stage excludes critical Rainwater Management systems. (issued Dec.10, 2020). Rev 2 (stage I structural revision): Structural revisions for general coordination and confirmation of 4 hr FRR for part of the structure. Stage I rev. #1: Structural revisions in the basement (issued May 17, 21) Stage II (full BP) issued Oct.4,21 Revision 2 includes changes per the approved DP-2021-00177. Revision#3: Changes to the full BP (changes to service and storage rooms in basement, Level 2 commercial lobby, and addition of shafts for future freight elevators) | BRENMACK ELECTRIC LTD
EP-2022-05659 | 2022-07-05 | 1477 W BROADWAY, Vancouver, BC V6H 1H6 | Electrical Permit | Commercial | New | Expired | Temporary Power - Commercial - To provide temporary power. Renewal of EP-2021-04675 VALID 06/23/2022 UNTIL 06/22/2023 | Protec Installations Group
SP-2023-00492 | NULL | 1477 W BROADWAY, Vancouver, BC V6H 1H6 | Sprinkler Permit | Commercial | New | Withdrawn | Commercial - *** Construction Standpipe Level 7 up to EMR Parapet Only *** For all Standpipe work to the 2019 VBBL; NFPA 14, 2013. Site Description: Construction of a 40-storey building with commercial (ground level), office (levels 3-6),residential occupancies, 6 basement parking levels and the shell of the headhouse of the Granville Station. THIS IS A CERTIFIED PROFESSIONAL PROJECT and the CP is Mr. Robert Heikkila, P.Eng. CP. of Jensen Hughes. This application does not include any of the following: - Above Grade Sprinklers - Warehouse storage arrangements, or mobile compact storage arrangements. - Flexible sprinkler pipe. - Information Technology Equipment Rooms (e.g. IT Rooms, LAN Rooms, etc.). - Alternative Solutions Related Permits: - SP-2021-00266 - Below Grade sprinklers Plus and Construction Standpipe to L6 - AL-2020-00089 - Firewall with Offsets. - AL-2020-00090 - Increased Unprotected Opening Area in North Exposing Building Face. - AL-2021-00095 - Separate Fire Alarm Systems for Buildings Connected via a Door in a Firewall. - AL-2022-00230 - Protection of Generator Room Combustion Air Intake and Exhaust Louvers in 2 h Fire Separations - AL-2022-00231 - Protection of Openings Exposing Onto Exits - SP-2023-00784 - Sprinklers Level 10 to Roof (In Review). - SP-2023-00317 - Sprinklers L1 to L6 (Application Incomplete) Notes: - Sprinkler engineer of Record, Mr. Guillermo A. Perez, P. Eng. of MCW Consultants Ltd. T: (604) 687-1821. E: wperez@mcw.co - One set of approved drawings and permit to be available for viewing at the jobsite. - Separate permit and documents required for above grade sprinklers and final standpipe design. - Separate permit and documents required for tenant improvements. - Construction Standpipe to Bulletin 2017-003-BU/FI, VBBL, NFPA 14, and VFBL. | Johnson Controls Canada LP
PP-2023-00466 | NULL | 1477 W BROADWAY, Vancouver, BC V6H 1H6 | Plumbing Permit | Residential | New | Draft | Residential - Residential Tower. Original plumbing permit was for 6 stories. This is for stories 7 to 40. The above ground parking lot Plumbing Permit Number - PP-2021-02063. | Modern Niagara Vancouver Inc
SP-2023-00317 | NULL | 1477 W BROADWAY, Vancouver, BC V6H 1H6 | Sprinkler Permit | Commercial | New | Applicant Revisions | Commercial - Full sprinklers and standpipe >BP: Construction of a 40-storey building with commercial (ground level), office (levels 3-6),residential occupancies, 6 basement parking levels and the shell of the headhouse of the Granville Station. STAGED CONSTRUCTION, SHELL PERMIT | Johnson Controls Canada LP
SP-2023-00784 | NULL | 1477 W BROADWAY, Vancouver, BC V6H 1H6 | Sprinkler Permit | Commercial | New | Applicant Revisions | Commercial - Sprinkler system for Levels 10 to Roof. Standpipes were already incorporated into a construction standpipe permit. >BP: Construction of a 40-storey building with commercial (ground level), office (levels 3-6),residential occupancies, 6 basement parking levels and the shell of the headhouse of the Granville Station. STAGED CONSTRUCTION, SHELL PERMIT Stage I: excavation/ shoring and foundation to grade including station head house. This stage excludes critical Rainwater Management systems. (issued Dec.10, 2020). Rev 2 (stage I structural revision): Structural revisions for general coordination and confirmation of 4 hr FRR for part of the structure. Stage I rev. #1: Structural revisions in the basement (issued May 17, 21) Stage II (full BP/ original building) issued Oct.4,21 Revision 2 includes changes per the approved DP-2021-00177. Revision#3: Changes to the full BP (changes to service and storage rooms in basement, Level 2 commercial lobby, and addition of shafts for future freight elevators) Revision #4: Per submitted DP-2022-00383 : level 3 change of major occupancy from D to E. (in review) Stage III: Full building construction (issued March 14/23) | National Hydronics Ltd
EP-2023-08169 | 2023-09-13 | 1477 W BROADWAY, Vancouver, BC V6H 1H6 | Electrical Permit | Commercial | New | Issued | Installation / Repair - Commercial - Installation of Access Control, CCTV, Intercom and In suite Wiring; Electromagnetic Locks are rough in only (cabling ) - no installation on this scope. >BP: Construction of a 40-storey building with commercial (ground level), office (levels 3-6),residential occupancies, 6 basement parking levels and the shell of the headhouse of the Granville Station. STAGED CONSTRUCTION, SHELL PERMIT Stage I: excavation/ shoring and foundation to grade including station head house. This stage excludes critical Rainwater Management systems. (issued Dec.10, 2020). Rev 2 (stage I structural revision): Structural revisions for general coordination and confirmation of 4 hr FRR for part of the structure. Stage I rev. #1: Structural revisions in the basement (issued May 17, 21) Stage II (full BP/ original building) issued Oct.4,21 Revision 2 includes changes per the approved DP-2021-00177. Revision#3: Changes to the full BP (changes to service and storage rooms in basement, Level 2 commercial lobby, and addition of shafts for future freight elevators) Revision #4: Per approved DP-2022-00383 : level 3 change of major occupancy from D to E. Stage III: Full building construction (issued March 14/23) | Smart-Tek Communications Inc
PP-2021-02063 | 2023-05-15 | 1477 W BROADWAY, Vancouver, BC V6H 1H6 | Plumbing Permit | Commercial | New | Issued | Commercial - The above ground works include the rain water piping up to the Jelly Fish Tank as well as installation of parkade drains, area drains, roof drains, Planter drains and sewer. Additionally, there will be the installation of sanitary fixtures and there drain connections. Construction of a 6-storey office building with 6 basement parking levels and ground level commercial units. STAGED CONSTRUCTION, SHELL PERMIT Stage I: excavation/ shoring and foundation to grade including station head house. This stage excludes critical Rainwater Management systems. (issued Dec.10, 2020). | Modern Niagara Vancouver Inc
SP-2021-00266 | 2022-09-12 | 1477 W BROADWAY, Vancouver, BC V6H 1H6 | Sprinkler Permit | Commercial | New | Issued | Commercial - ***Below Grade Sprinklers and Construction Standpipe Only*** For all sprinkler work to the 2019 VBBL; NFPA 13, 2013; standpipe work to NFPA 14, 2013; fire pump work to NFPA 20, 2013; and alternative solutions prepared by Jensen Hughes Site Description - Construction of a 6-storey office building with 6 basement parking levels and ground level commercial units. THIS IS A CERTIFIED PROFESSIONAL PROJECT and the CP is Mr. Robert Heikkila, P.Eng. CP. This application does not include any of the following: • Warehouse storage arrangements, or mobile compact storage arrangements. • Flexible sprinkler pipe. • Information Technology Equipment Rooms (e.g. IT Rooms, LAN Rooms, etc.). Related Permits: 1. AL-2020-00089: Firewall with Offsets. 2. AL-2020-00090: Increased Unprotected Opening Area in North Exposing Building Face. 3. AL-2021-00095: Separate Fire Alarm Systems for Buildings Connected via a Door in a Firewall. 4. SP-2021-0XXXX: Above grade sprinklers and final standpipe deign (TBC). Notes: 1. Sprinkler engineer of Record, Mr. Guillermo A. Perez, P. Eng. of MCW Consultants Ltd. T: (604) 687-1821. E: wperez@mcw.co 2. One set of approved drawings and permit to be available for viewing at the jobsite. 3. Separate permit and documents required for above grade sprinklers and final standpipe design. 4. Separate permit and documents required for tenant improvements. 5. Construction Standpipe to Bulletin 2017-003-BU/FI, VBBL, NFPA 14, and VFBL. | Tyco Integrated Fire & Security Canada Inc/Tyco Feu Et Securite Integres Canada Inc
EP-2022-02950 | 2022-04-12 | 1477 W BROADWAY, Vancouver, BC V6H 1H6 | Electrical Permit | Commercial | New | Issued | Installation / Repair - Commercial - Low voltage Hvac controls wiring and installations >BP:Construction of a 6-storey office building with 6 basement parking levels and ground level commercial units. STAGED CONSTRUCTION, SHELL PERMIT Stage I: excavation/ shoring and foundation to grade including station head house. This stage excludes critical Rainwater Management systems. (issued Dec.10, 2020). Rev 2 (stage I structural revision): Structural revisions for general coordination and confirmation of 4 hr FRR for part of the structure. Stage I rev. #1: Structural revisions in the basement (issued May 17, 21) Stage II (full BP) issued Oct.4,21 Revision 2 includes changes per the approved DP-2021-00177. Revision#3: Changes to the full BP (changes to service and storage rooms in basement, Level 2 commercial lobby, and addition of shafts for future freight elevators) | Olympic Controls Inc
EP-2022-01426 | 2022-02-24 | 8381 FRENCH STREET, Vancouver, BC V6P 4W3 | Electrical Permit | Residential | New | Completed | Installation / Repair - Residential - alarm,cable,phone,data,and doorbell >BP: Building Permit for DP-2018-00936: To construct a four story multiple dwelling building containing a total of four (4) dwelling units plus 2 lock off units located in the first story, providing four (4) parking spaces at grade, having vehicular access from the lane. Note: This application is reviewed under VBBL 2014 and issued during 2020 health pandemic. | Supertech Systems Ltd
GP-2021-04331 | 2022-01-13 | 8381 FRENCH STREET, Vancouver, BC V6P 4W3 | Gas Permit | Residential | New | Completed | Residential - To install 4 boiler 6 range 6 BBQ This is 4 Plex 8381_8375 French has 2 range each house and 4 BBQ 2 BBQ in each house 8379_8377 Franch has 1 range each 1 BBQ each >Building Permit for DP-2018-00936: To construct a four story multiple dwelling building containing a total of four (4) dwelling units plus 2 lock off units located in the first story, providing four (4) parking spaces at grade, having vehicular access from the lane. Note: This application is reviewed under VBBL 2014 and issued during 2020 health pandemic. | JOT MECHANICAL LTD
EP-2023-04183 | 2023-05-12 | 8381 FRENCH STREET, Vancouver, BC V6P 4W3 | Electrical Permit | Commercial | NULL | Issued | Annual / Operating - Maintenance of existing operating electrical equipment; annual permit for fire alarm system. | T.G. Electrical Ltd
EP-2023-01417 | 2023-03-09 | 3873 FRASER STREET, Vancouver, BC V5V 4E3 | Electrical Permit | Commercial | Tenant Improvement | Completed | Installation / Repair - Commercial - New wiring for 10+ ovens, 10 hoods, 1 washer/dryer, fridge. New wiring for appliances and lighting based on drawings and ashrae. >BP: Interior alterations to provide first tenant improvements and to change the use from retail to school-art and self improvement with Class 3 kitchen at ground floor of this mixed-use building. Tenant: Educare Culinary Academy Inc. - Little Kitchen Academy 3.1.2.6 - Group D Low occupant load A2 1) The maximum number of occupants at any given time in 3873 Fraser St is 14 Occupants per submitted occupant load calculation 2) A permanent sign, with lettering not less than 50 mm high with a 12 mm stroke, indicating 14 persons max, shall be posted in a conspicuous location near the suite’s principal entrance 3) Storefront glazing is to remain clear and unobstructed. No translucent or opaque film, artwork, shelving, display case, curtains or similar elements are to be installed on or directly outside or inside of the approved glazing. Sch A - Narjes Miri 778-997-9421 Architectural Sch B- Narjes Miri 778-997-9421 Electrical Sch B - Abdul El-Haddad 778-360-2153 x 2 Mech/Plumbing Sch B - Satwik Shetty 778-360-2153 x 1 OK for field review as per Nehzat J. on 20th of June 2022. OK for DB per POD Samantha Amend: June 2nd, 2023 3873 Fraser Street - correct the address to finish our inspection | E S R Electric Ltd
SP-2023-00194 | 2023-02-22 | 3873 FRASER STREET, Vancouver, BC V5V 4E3 | Sprinkler Permit | Commercial | Tenant Improvement | Completed | Commercial - Tenant Improvement >BP: Interior alterations to provide first tenant improvements and to change the use from retail to school-art and self improvement with Class 3 kitchen at ground floor of this mixed-use building. Tenant: Educare Culinary Academy Inc. - Little Kitchen Academy | GPM FIRE PROTECTION
PP-2023-00503 | 2023-02-22 | 3873 FRASER STREET, Vancouver, BC V5V 4E3 | Plumbing Permit | Commercial | Tenant Improvement | Completed | Commercial - -Plumbing fixtures re: cooking school for kids >BP: Interior alterations to provide first tenant improvements and to change the use from retail to school-art and self improvement with Class 3 kitchen at ground floor of this mixed-use building. Tenant: Educare Culinary Academy Inc. - Little Kitchen Academy 3.1.2.6 - Group D Low occupant load A2 1) The maximum number of occupants at any given time in 3873 Fraser St is 14 Occupants per submitted occupant load calculation 2) A permanent sign, with lettering not less than 50 mm high with a 12 mm stroke, indicating 14 persons max, shall be posted in a conspicuous location near the suite’s principal entrance 3) Storefront glazing is to remain clear and unobstructed. No translucent or opaque film, artwork, shelving, display case, curtains or similar elements are to be installed on or directly outside or inside of the approved glazing. Sch A - Narjes Miri 778-997-9421 Architectural Sch B- Narjes Miri 778-997-9421 Electrical Sch B - Abdul El-Haddad 778-360-2153 x 2 Mech/Plumbing Sch B - Satwik Shetty 778-360-2153 x 1 | STARGATE PLUMBING & HEATING
EP-2022-10733 | 2022-12-23 | 3865 FRASER STREET, Vancouver, BC V5V 4E3 | Electrical Permit | Commercial | Tenant Improvement | Completed | Installation / Repair - Commercial - Rough Wiring & Finishing for Lights, Receptacles, Emergency Lights and Electrical Connection of HVAC Equipment. AC/Heat Pump - Existing Heat Pump, Disconnect relocated to accessible location. Sign Power Supply - Only 120V Power Supply for Future Sign, No Sign Work. >BP: Interior alterations to change the use from Retail Store to Health Care Office and provide first tenant improvements to this unit on the ground floor of this existing mixed-use building. Schedule A provided by Satwik Shetty, P.Eng Electrical Schedule B provided by Abdul El-Haddad, P.Eng Mechanical/ Plumbing Schedule B provided by Satwik Shetty, P.Eng | ACE ELECTRIC LTD.
SP-2023-00065 | 2023-01-13 | 3865 FRASER STREET, Vancouver, BC V5V 4E3 | Sprinkler Permit | Commercial | Tenant Improvement | Completed | Commercial - 13 sprinkler heads relocated 5 sprinkler heads new >Interior alterations to change the use from Retail Store to Health Care Office and provide first tenant improvements to this unit on the ground floor of this existing mixed-use building. Schedule A provided by Satwik Shetty, P.Eng Electrical Schedule B provided by Abdul El-Haddad, P.Eng Mechanical/ Plumbing Schedule B provided by Satwik Shetty, P.Eng | Mountain Fire Protection Ltd
PP-2022-04390 | 2022-12-12 | 3865 FRASER STREET, Vancouver, BC V5V 4E3 | Plumbing Permit | Commercial | Tenant Improvement | Completed | Commercial - Two washrooms , one laundry and two sinks >DB: Interior alterations to change the use from Retail Store to Health Care Office and provide first tenant improvements to this unit on the ground floor of this existing mixed-use building. | West Pender Mechanical Ltd
EP-2022-09123 | 2022-10-27 | 5383 CAMBIE STREET, Vancouver, BC V5Z 2Z9 | Electrical Permit | Commercial | NULL | Expired | Annual / Operating - ANNUAL OPERATING PERMIT VALID: OCT 14/2022 TO OCT 13/2023 EXPIRED PERMIT: EP-2021-07250 Annual Operational Permit for building | Berts Electric (2001) Ltd
EP-2023-10156 | 2023-11-09 | 5383 CAMBIE STREET, Vancouver, BC V5Z 2Z9 | Electrical Permit | Commercial | NULL | Issued | Annual / Operating - ANNUAL OPERATING PERMIT CF-2023-012149 Renewal of EP-2022-09123 VALID: OCT 14/2023 TO OCT 13/2024 | Berts Electric (2001) Ltd
PP-2022-01230 | 2022-04-14 | 2230 HARRISON DRIVE, Vancouver, BC V5P 2P6 | Plumbing Permit | Commercial | Renovation - Dwelling Unit(s) only | Completed | Commercial - Residential domestic water repipe of entire building AMEND: AUG 19/2022 The ownership is looking to replace each tub with a shower stall. There will need to be 27 shower pans to be installed along with redoing each P trap. | Brighter Mechanical Ltd
EP-2022-08568 | 2022-10-11 | 2230 HARRISON DRIVE, Vancouver, BC V5P 2P6 | Electrical Permit | Residential | Renovation | Issued | Installation / Repair - Residential - Replacement of obsolete fire alarm control panel. | 0777792 BC Ltd
EP-2023-00983 | 2023-02-08 | 2230 HARRISON DRIVE, Vancouver, BC V5P 2P6 | Electrical Permit | Commercial | Tenant Improvement | Issued | Installation / Repair - Commercial - Installation of new counter 20amp kitchen outlet for suites | Mott Electric General Partnership
EP-2022-06691 | 2022-08-12 | 2288 HARRISON DRIVE, Vancouver, BC V5P 2P6 | Electrical Permit | Residential | Tenant Improvement | Completed | Installation / Repair - Residential - CONTROLS RETROFIT (replace existing DDC controls with Schneider DDC controls. | Modern Systems Management Ltd
EP-2022-03305 | 2022-04-26 | 2288 HARRISON DRIVE, Vancouver, BC V5P 2P6 | Electrical Permit | Commercial | Renovation | Completed | Installation / Repair - Commercial - 200A 600V SPLITTER WITH DISCONNECT TO FEED 4 ROOFTOP IUNIT -This if for removal and replacement of existing equipment | Fraser Valley Refrigeration Ltd
NULL | NULL | 1008 W 52ND AVENUE, Vancouver, BC V6P 1H5 | Gas Permit | Commercial | New | Draft | Commercial - BBQ piping only 6 gas meters | Lally Plumbing & Heating Ltd
PP-2023-02935 | 2023-08-22 | 1008 W 52ND AVENUE, Vancouver, BC V6P 1H5 | Plumbing Permit | Commercial | New | Issued | Commercial - Plumbing >BP: Building Permit for DP-2019-00850 To construct 2 multiple dwelling buildings having three [3] storeys, containing a total of six [6] dwelling units plus lock-off suite in Building 2, all over 1 level of underground parking providing a total of 8 parking spaces having vehicular access from lane; and subject to the enactment of the RM-8AN By-law and Council’s approval of the form of development. | Lally Plumbing & Heating Ltd
PP-2023-02952 | NULL | 1008 W 52ND AVENUE, Vancouver, BC V6P 1H5 | Plumbing Permit | Commercial | New | Withdrawn | Commercial - Plumbing >BP: Building Permit for DP-2019-00850 To construct 2 multiple dwelling buildings having three [3] storeys, containing a total of six [6] dwelling units plus lock-off suite in Building 2, all over 1 level of underground parking providing a total of 8 parking spaces having vehicular access from lane; and subject to the enactment of the RM-8AN By-law and Council’s approval of the form of development. NOTE: This Application is reviewed under VBBL 2019. | Lally Plumbing & Heating Ltd
EP-2023-06453 | 2023-07-17 | 1008 W 52ND AVENUE, Vancouver, BC V6P 1H5 | Electrical Permit | Commercial | New | Issued | Temporary Power - Commercial - To provide temporary power. | Avon Electric Ltd
NULL | NULL | 1008 W 52ND AVENUE, Vancouver, BC V6P 1H5 | Plumbing Permit | Residential | New | Draft | Residential - Foundation plumbing including water entry, sanitary main, storm main, oil interceptor, sumps, drain tile and under slab DWV | Red Mechanical
EP-2023-07045 | 2023-10-03 | 1008 W 52ND AVENUE, Vancouver, BC V6P 1H5 | Electrical Permit | Residential | New | Issued | Installation / Repair - Residential - Electrical Installation for 2 multiple dwelling buildings containing a total of six [6] dwelling units plus lock-off suite in Building 2, all over 1 level of underground parking providing a total of 8 parking. BP: To construct 2 multiple dwelling buildings having three [3] storeys, containing a total of six [6] dwelling units plus lock-off suite in Building 2, all over 1 level of underground parking providing a total of 8 parking spaces having vehicular access from lane; and subject to the enactment of the RM-8AN By-law and Council’s approval of the form of development. | C M & Sons Electrical Inc
EP-2023-07191 | 2023-08-09 | 1008 W 52ND AVENUE, Vancouver, BC V6P 1H5 | Electrical Permit | Residential | New | Completed | Interim - Residential - Scope of work: slab, underground, raceways, grounding, branch circuits. Service connection to BC Hydro is not permitted under this permit. >BP: Building Permit for DP-2019-00850 To construct 2 multiple dwelling buildings having three [3] storeys, containing a total of six [6] dwelling units plus lock-off suite in Building 2, all over 1 level of underground parking providing a total of 8 parking spaces having vehicular access from lane; and subject to the enactment of the RM-8AN By-law and Council’s approval of the form of development. NOTE: This Application is reviewed under VBBL 2019. | C M & Sons Electrical Inc
SP-2023-01395 | 2023-11-30 | 1008 W 52ND AVENUE, Vancouver, BC V6P 1H5 | Sprinkler Permit | Commercial | Addition | Issued | Commercial - For all sprinkler work to the 2019 VBBL; NFPA 13R, 2013; for work to construct 2 multiple dwelling buildings having three [3] storeys, containing a total of six [6] dwelling units plus lock-off suite in Building 2, all over 1 level of underground parking providing a total of 8 parking spaces having vehicular access from lane. Engineer of Record: Farzad Hemmati 604-649-4574 farzadh@bmactc.com | Max Fire Pro Ltd
EP-2022-02076 | 2022-03-15 | 2070 FERNDALE STREET, Vancouver, BC V5L 1Y1 | Electrical Permit | Residential | New | Completed | Installation / Repair - Residential - tv,telephone,alarm prewire and complete >BP: To construct a 2 storey + basement two-family dwelling with an attached garage providing 2 parking spaces, having vehicular access from the street. 1. A/C Unit proposed in rear yard 2. Bar sink located in main floor 3. Schedule B: (Md.Shahidul Alam) P.Eng (604.653.7475) Structural & Geotechnical 5. BC Housing (Vanquish Homes Ltd.) This is a 2 storey building pursuant to the Zoning and Development By-Law ******THIS PERMIT HAS BEEN ISSUED UNDER THE REQUIREMENTS OF VBBL 2019.****** "Combustible projections or roof soffits on an exposing building face shall not project to less than .45m from the property line and shall be in compliance with VBBL 2019 9.10.15.5.(9) The entire building, INCLUDING THE ATTACHED GARAGE , to be sprinklered to NFPA 13D. West Unit 2070 Ferndale St - One Family Dwelling (basement, 1st-2nd floor) East Unit 2072 Ferndale St - One Family Dwelling (basement, 1st-2nd floor) Address numbers assigned as per approved plans for Fire and Emergency response. The address numbers are to be posted to the building to be visible from the street and in accordance with the Building By-law prior to final inspection. | Tvisha Technologies Ltd
EP-2022-02237 | 2022-03-22 | 2070 FERNDALE STREET, Vancouver, BC V5L 1Y1 | Electrical Permit | Residential | New | Completed | Installation / Repair - Residential - Wiring and service for new duplex. >BP: To construct a 2 storey + basement two-family dwelling with an attached garage providing 2 parking spaces, having vehicular access from the street. 1. A/C Unit proposed in rear yard 2. Bar sink located in main floor 3. Schedule B: (Md.Shahidul Alam) P.Eng (604.653.7475) Structural & Geotechnical 5. BC Housing (Vanquish Homes Ltd.) | G.S.G. Electric Ltd.
SP-2022-00430 | 2022-03-24 | 2070 FERNDALE STREET, Vancouver, BC V5L 1Y1 | Sprinkler Permit | Residential | New | Completed | Residential - DUPLEX WITH NEW SPRINKLERS >BP: To construct a 2 storey + basement two-family dwelling with an attached garage providing 2 parking spaces, having vehicular access from the street. 1. A/C Unit proposed in rear yard 2. Bar sink located in main floor 3. Schedule B: (Md.Shahidul Alam) P.Eng (604.653.7475) Structural & Geotechnical 5. BC Housing (Vanquish Homes Ltd.) This is a 2 storey building pursuant to the Zoning and Development By-Law ******THIS PERMIT HAS BEEN ISSUED UNDER THE REQUIREMENTS OF VBBL 2019.****** "Combustible projections or roof soffits on an exposing building face shall not project to less than .45m from the property line and shall be in compliance with VBBL 2019 9.10.15.5.(9) The entire building, INCLUDING THE ATTACHED GARAGE , to be sprinklered to NFPA 13D. West Unit 2070 Ferndale St - One Family Dwelling (basement, 1st-2nd floor) East Unit 2072 Ferndale St - One Family Dwelling (basement, 1st-2nd floor) Address numbers assigned as per approved plans for Fire and Emergency response. The address numbers are to be posted to the building to be visible from the street and in accordance with the Building By-law prior to final inspection. | BC Fire Sprinklers Ltd
GP-2022-00763 | 2022-03-11 | 2070 FERNDALE STREET, Vancouver, BC V5L 1Y1 | Gas Permit | Residential | New | Completed | Residential - 2070 ferndale st. to install 1 boiler 1 range 2 bbq 2072 ferndale st. to install 1 boiler 1 range 2 bbq To construct a 2 storey + basement two-family dwelling with an attached garage providing 2 parking spaces, having vehicular access from the street. 1. A/C Unit proposed in rear yard 2. Bar sink located in main floor 3. Schedule B: (Md.Shahidul Alam) P.Eng (604.653.7475) Structural & Geotechnical 5. BC Housing (Vanquish Homes Ltd.) | Symbolistic Heating Ltd
PP-2022-00008 | 2022-01-04 | 2070 FERNDALE STREET, Vancouver, BC V5L 1Y1 | Plumbing Permit | Residential | New | Completed | Residential - outside sump | J B Siteworks Inc
PP-2022-00476 | 2022-02-10 | 2070 FERNDALE STREET, Vancouver, BC V5L 1Y1 | Plumbing Permit | Residential | New | Completed | Residential - 2FD - WEST UNIT - 2070 FERNDALE ST EAST UNIT - 2072 FERNDALE ST Plumbing throughout new duplex To construct a 2 storey + basement two-family dwelling with an attached garage providing 2 parking spaces, having vehicular access from the street. 1. A/C Unit proposed in rear yard 2. Bar sink located in main floor | DHESI PLUMBING LTD
EP-2022-02811 | 2022-04-12 | 2828 STEPHENS STREET, Vancouver, BC | Electrical Permit | Residential | New | Completed | Installation / Repair - Residential - Complete laneway house wiring including main panel *An approved mechanical permit is required for the installation of air conditioning or heat pump unit at the time of installation before an electrical inspection will be performed >BP: To construct a 2 storey laneway house building ($90,800.00) with an open parking pad, providing 1 parking space, having vehicular access from the lane. Note: This is a 1 ½ storey building pursuant to the Zoning & Development By-law 1. Covenant registered at the Land Title Office under CA8859623 2. No Strata Titling permitted 3. No A/C unit proposed 3- Schedule B: K.C. Chung P.Eng (862.362.7398) Structural & Schedule B: D.H. Wicke P.Eng (604.484.2859) Geotechnical 4-HPO: Residential Builder - Nestworks Construction Ltd Building 2 2828 Stephens St - Laneway House (1 storey) Address assigned per approved plans. Fire and Emergency street access (walkway) to the laneway house is from Stephens St. Street access must be provided and maintained at all times. The building addresses are to be posted and to be visible from the street in accordance with the Building By-law prior to final inspection. ******THIS PERMIT HAS BEEN ISSUED UNDER THE REQUIREMENTS OF VBBL #12511 (2019)****** | Cimmarusti Electric Ltd
SP-2022-01729 | 2022-10-19 | 2828 STEPHENS STREET, Vancouver, BC | Sprinkler Permit | Residential | New | Completed | Residential - New Sprinkler System for: >BP: To construct a 2 storey laneway house building ($90,800.00) with an open parking pad, providing 1 parking space, having vehicular access from the lane. Note: This is a 1 ½ storey building pursuant to the Zoning & Development By-law 1. Covenant registered at the Land Title Office under CA8859623 2. No Strata Titling permitted 3. No A/C unit proposed 3- Schedule B: K.C. Chung P.Eng (862.362.7398) Structural & Schedule B: D.H. Wicke P.Eng (604.484.2859) Geotechnical 4-HPO: Residential Builder - Nestworks Construction Ltd 5- PART 5 DESIGN | Mainland Fire Protection Ltd
PP-2022-02258 | 2022-06-27 | 2828 STEPHENS STREET, Vancouver, BC | Plumbing Permit | Residential | New | Completed | Residential - Coach House Plumbing Rough-In and Finishing -Supply and install ABS drainage, waste, and venting to accommodate all fixtures -Supply and install new PEX pipe to accommodate all fixtures -Install tubs, showers, valves -Supply and install main water shut off, check valve, Caleffi PRV with gauge, fire sprinkler tee, clothes washer box and specialty Aquor exterior hose bib -Install fixtures, trims and faucets for completion and occupancy -Test plumbing systems and coordinate inspections for DWV static test, waterpipe pressure test and final inspection | DISPATCH PLUMBING INC
EP-2022-10263 | 2022-12-06 | 2828 STEPHENS STREET, Vancouver, BC | Electrical Permit | Residential | New | Completed | Installation / Repair - Residential - Low voltage including security, and CCTV >BP: To construct a 2 storey laneway house building ($90,800.00) with an open parking pad, providing 1 parking space, having vehicular access from the lane. Note: This is a 1 ½ storey building pursuant to the Zoning & Development By-law 1. Covenant registered at the Land Title Office under CA8859623 2. No Strata Titling permitted 3. No A/C unit proposed 3- Schedule B: K.C. Chung P.Eng (862.362.7398) Structural & Schedule B: D.H. Wicke P.Eng (604.484.2859) Geotechnical 4-HPO: Residential Builder - Nestworks Construction Ltd 5- PART 5 DESIGN ******THIS PERMIT HAS BEEN ISSUED UNDER THE REQUIREMENTS OF VBBL #12511 (2019)****** | Moda Smart Home Inc
PP-2022-02534 | 2022-07-20 | 4112 W 11TH AVENUE #3, Vancouver, BC V6R 2L6 | Plumbing Permit | Residential | New | Completed | Residential - plumbing for new: >BP: 1.5 STOREY LANEWAY HOME + ATTACHED GARAGE + 1 OPEN PARKING To construct a 2 storey laneway house building ($225,000) with an attached garage providing 2 parking spaces and 1 required open parking over gravel providing 3 parking spaces in total, having vehicular access from the 20' Lane. The entire building, INCLUDING THE ATTACHED GARAGE (if applicable), to be sprinklered to NFPA 13R. Note: This is a 1 ½ storey building pursuant to the Zoning & Development By-law. | Lucky Five Eight Plumbing & Heating Ltd
PP-2022-02123 | 2022-06-17 | 78 E 51ST AVENUE #3, Vancouver, BC V5X 1B9 | Plumbing Permit | Residential | New | Completed | Residential - APPLY plumbing permit to book inspection >To construct a 2 storey laneway house building ($159,810.00) with an open parking pad providing 1 parking space over gravel, having vehicular access from the 20' Lane. Note: This is a 1 ½ storey building pursuant to the Zoning & Development By-law. The entire building to be sprinklered to NFPA 13D. 1. Schedule B: (Shaozhe Guo) P.Eng (778.926.0525) Structural & Geotechnical 2. BC Housing (Warranty under Pridwen Construction Ltd for majority of work already completed) - New Building Contractor: Platinum Seal Project Canada Inc. 778-996-0990 NOTE: To achieve the required FSR. A floor space exclusion of 3% has been applied to this application as per section 11.17.24 of the district schedule, to accommodate improved building performance. "Combustible projections or roof soffits on an exposing building face shall not project to less than .45m from the property line and shall be in compliance with VBBL 2019 9.10.15.5.(11)" ******THIS PERMIT HAS BEEN ISSUED UNDER THE REQUIREMENTS OF VBBL 2019****** *EXISTING HOUSE* Note: Bldg 1 (principal bldg) addressed #1- 78 E 51st AV retained on site. | Top Star Plumbing & Heating Ltd.
EP-2022-00873 | 2022-02-04 | 6032 CROWN STREET, Vancouver, BC V5N 2B8 | Electrical Permit | Residential | New | Completed | Installation / Repair - Residential - Low voltage security install >BP: To construct a 2 storey + Cellar one-family dwelling ($643,000.00) with a detached accessory building (garage) ($10,000), at the rear providing 2 parking spaces, having vehicular access from the lane. 1. No Strata Titling permitted. 2. A/C Unit proposed on the roof, to conform to Vancouver Noise Control By-law No. 6555 sections 5(a) and 5(b). 3. Bar sink located in Basement. 4. Schedule B: (Heather Howat) P.Eng (604.669.9647) Architectural 5. Schedule B: (Andrew Chad) P.Eng (604.762.7844) Structural 6. Schedule B: (Paullus K.F. Young) P.Eng (604.841.7748) Geotechnical 7. BC Housing (Gemlevy Projects Ltd) Note: Excavation and shoring works on this per drawings prepared by P. Young, P. Eng. This is a 2 storey building pursuant to the Zoning and Development By-Law ******THIS PERMIT HAS BEEN ISSUED UNDER THE REQUIREMENTS OF VBBL 2019 AND THE GREEN HOMES PROGRAM****** All rooms adjacent to North and South exposing building face shall be sprinklered. "Combustible projections or roof soffits on an exposing building face shall not project to less than .45m from the property line and shall be in compliance with VBBL 2019 9.10.15.5.(9) The entire building, INCLUDING THE ATTACHED GARAGE (if applicable), to be sprinklered to NFPA 13D. Any alterations or conversions to the attached garage (if applicable) to habitable living space shall not be permitted without first obtaining the approval of the Director of Planning and the Chief Building Official. Thermal protection measures and Laneway house design guidelines shall be required to be met prior to the approval of the conversion. | Alarm Max Security Inc
GP-2023-00945 | 2023-03-16 | 6032 CROWN STREET, Vancouver, BC V5N 2B8 | Gas Permit | Residential | New | Completed | Residential - Hestan 48" Gas Rangetop >BP: To construct a 2 storey + Cellar one-family dwelling ($643,000.00) with a detached accessory building (garage) ($10,000), at the rear providing 2 parking spaces, having vehicular access from the lane. | Han Appliances & Refrigeration Ltd
NULL | NULL | 2155 E 7TH AVENUE #3, Vancouver, BC V5N 1S8 | Plumbing Permit | Residential | Renovation | Draft | Residential - replace water pipe ., replace 1 bathtub ,1 toilet , 1 lav , 1 k.s. 1 d.w. | NULL
PP-2022-00352 | 2022-02-03 | 3867 INVERNESS STREET, Vancouver, BC V5V 4W1 | Plumbing Permit | Residential | New | Completed | Residential - 1FD+SS - #1 & #2 - 2 outside sumps no pumps To construct a 2 storey + basement one-family dwelling, with a secondary suite located in the basement and two surface parking spaces at the rear having vehicular access from the lane. Note: This is a 2 storey building pursuant to the Zoning and Development By-Law 1- Non-Stratification Covenant registered at the Land Title Office under CA8088305 2- No Strata Titling permitted 3- A/C unit proposed in the front yard (ext.) & basement (int.) >>>>>>>>>>>>> Amend: Feb. 9, 2022 -Change 1 of the sumps to with pump, the other still without pump -Engineer letter rec'd and uploaded in the Application documents tab -digital Seal has been verified on ConsignO | Octiscapes Site Services Ltd
GP-2022-00443 | 2022-02-11 | 3867 INVERNESS STREET, Vancouver, BC V5V 4W1 | Gas Permit | Residential | Renovation | Completed | Residential - Installation of 1 gas fireplace - venting and hook up only To construct a 2 storey + basement one-family dwelling, with a secondary suite located in the basement and two surface parking spaces at the rear having vehicular access from the lane. 1- Non-Stratification Covenant registered at the Land Title Office under CA8088305 2- No Strata Titling permitted 3- A/C unit proposed in the front yard (ext.) & basement (int.) 4- Schedule B: Scott Ash-Andreson, P.Eng (604-228-0518) Structural 5- Schedule B: P.K.L. Fong, P.Eng (604-837-3205) Geotechnical 6- HPO: Residential Builder, GemLevy Projects Ltd. | Urban Fireplaces Ltd
GP-2022-01103 | 2022-04-08 | 3867 INVERNESS STREET, Vancouver, BC V5V 4W1 | Gas Permit | Residential | New | Completed | Residential - gas fitting to 4 appliances note: fireplace is piping only | R J Gas Ltd
EP-2022-02917 | 2022-04-11 | 3867 INVERNESS STREET, Vancouver, BC V5V 4W1 | Electrical Permit | Residential | New | Completed | Installation / Repair - Residential - New construction for Single Family Dwelling with Suite >BP: Building Permit for DP-2019-00960 To construct a 2 storey + basement one-family dwelling, with a secondary suite located in the basement and two surface parking spaces at the rear having vehicular access from the lane. Note: This is a 2 storey building pursuant to the Zoning and Development By-Law 1- Non-Stratification Covenant registered at the Land Title Office under CA8088305 2- No Strata Titling permitted 3- A/C unit proposed in the front yard (ext.) & basement (int.) 4- Schedule B: Scott Ash-Andreson, P.Eng (604-228-0518) Structural 5- Schedule B: P.K.L. Fong, P.Eng (604-837-3205) Geotechnical 6- HPO: Residential Builder, GemLevy Projects Ltd. The entire building, INCLUDING THE ATTACHED GARAGE (if applicable), to be sprinklered to NFPA 13D. ******THIS PERMIT HAS BEEN ISSUED UNDER THE REQUIREMENTS OF VBBL 2019 AND THE GREEN HOMES PROGRAM****** | Castle Electric Inc
EP-2022-03479 | 2022-04-29 | 3867 INVERNESS STREET, Vancouver, BC V5V 4W1 | Electrical Permit | Residential | New | Completed | Installation / Repair - Residential - low voltage security alarm, tel/data/cable >BP: To construct a 2 storey + basement one-family dwelling, with a secondary suite located in the basement and two surface parking spaces at the rear having vehicular access from the lane. Note: This is a 2 storey building pursuant to the Zoning and Development By-Law 1- Non-Stratification Covenant registered at the Land Title Office under CA8088305 2- No Strata Titling permitted 3- A/C unit proposed in the front yard (ext.) & basement (int.) 4- Schedule B: Scott Ash-Andreson, P.Eng (604-228-0518) Structural 5- Schedule B: P.K.L. Fong, P.Eng (604-837-3205) Geotechnical 6- HPO: Residential Builder, GemLevy Projects Ltd. The entire building, INCLUDING THE ATTACHED GARAGE (if applicable), to be sprinklered to NFPA 13D. ******THIS PERMIT HAS BEEN ISSUED UNDER THE REQUIREMENTS OF VBBL 2019 AND THE GREEN HOMES PROGRAM****** | Orca Automation Corp
SP-2022-00668 | 2022-05-05 | 3867 INVERNESS STREET, Vancouver, BC V5V 4W1 | Sprinkler Permit | Residential | New | Completed | Residential - New Fire Sprinkler System | Mainland Fire Protection Ltd
PP-2022-03533 | 2022-10-05 | 3867 INVERNESS STREET, Vancouver, BC V5V 4W1 | Plumbing Permit | Residential | New | Completed | Residential - Install 3/4" backflow prevention device for lawn irrigation >BP: To construct a 2 storey + basement one-family dwelling, with a secondary suite located in the basement and two surface parking spaces at the rear having vehicular access from the lane. | M&M Industries Ltd
GP-2022-03486 | 2022-11-08 | 3867 INVERNESS STREET, Vancouver, BC V5V 4W1 | Gas Permit | Residential | Renovation | Completed | Residential - GAS RANGE INSTALLATION | Coal Harbour Mechanical Ltd
NULL | NULL | 3867 INVERNESS STREET, Vancouver, BC V5V 4W1 | Gas Permit | Residential | Renovation | Withdrawn | Residential - GAS RANGE INSTALLATION | Coal Harbour Mechanical Ltd
NULL | NULL | 2950 E 25TH AVENUE, Vancouver, BC | Mechanical Permit | NULL | NULL | Draft | NULL | ATM Air Thermal Mechanical Ltd
EP-2023-08584 | 2023-09-22 | 7878 GRANVILLE STREET, Vancouver, BC V6P 4Z2 | Electrical Permit | Commercial | NULL | Issued | Annual / Operating - Maintenance of existing operating electrical equipment in compliance with the Electrical By-law No. 5563. Inspect Site. Perform required maintenace. CF-2021-009981 | Mott Electric General Partnership
MP-2022-00300 | 2022-09-29 | 1826 E 13TH AVENUE, Vancouver, BC V5N 2C1 | Mechanical Permit | NULL | NULL | Completed | NULL | Thomson Industries Ltd
PP-2023-04287 | 2023-12-19 | 3885 FRASER STREET, Vancouver, BC V5V 4E3 | Plumbing Permit | Commercial | Tenant Improvement | Issued | Commercial - TI plumbing for bakery >BP: Interior alterations to provide first tenant improvements to this restaurant-class 1 on the ground floor of this existing mixed-use building on the site. one class 5 cooking operation. Total occupant load will be 50 with 38 seats and 10 staff members. | Gordon Brackett
EP-2023-11050 | 2023-12-11 | 3885 FRASER STREET, Vancouver, BC V5V 4E3 | Electrical Permit | Commercial | Tenant Improvement | Issued | Installation / Repair - Commercial - Bakery TI, Receptacles, lighting, low voltage, fire alarm, signage, kitchen equipment, HVAC equipment. >BP: Interior alterations to provide first tenant improvements to this restaurant-class 1 on the ground floor of this existing mixed-use building on the site. one class 5 cooking operation. Total occupant load will be 50 with 38 seats and 10 staff members. Note: 1.0. This application is reviewed under VBBL 2019. 2.0. Separate permit is required for patio seating. 3.0. This is a First TI for a building built per VBBL 2019 and no upgrading is required. | 2061843 Alberta Ltd
SP-2024-00008 | 2024-01-04 | 3885 FRASER STREET, Vancouver, BC V5V 4E3 | Sprinkler Permit | Commercial | Renovation | Issued | Commercial - Adding 15 new sprinklers >BP: Interior alterations to provide first tenant improvements to this restaurant-class 1 on the ground floor of this existing mixed-use building on the site. one class 5 cooking operation. Total occupant load will be 50 with 38 seats and 10 staff members. Note: 1.0. This application is reviewed under VBBL 2019. 2.0. Separate permit is required for patio seating. 3.0. This is a First TI for a building built per VBBL 2019 and no upgrading is required. *****This application does not include any of the following: 1. Not more than 20 sprinklers (add, relocate, or remove), 2. hydraulic calculations, 3. change in occupancy and /or hazard classification, 4. warehouse storage arrangements, 5. mobile compact storage arrangements, 6. alternative solutions, 7. changes to the sprinkler system supply piping (e.g. valves, mains, cross-mains, branch-lines, etc.), or 8. flexible sprinkler pipe. | Fire Busters Inc
PP-2023-02204 | 2023-06-22 | 3739 RUPERT STREET, Vancouver, BC V5M 3W2 | Plumbing Permit | Commercial | Renovation | Completed | Commercial - Dwv and water pipe piping rough in ,finishing >BP: To change the use and occupancy from Retail (shell, group E) to Beauty and Wellness Centre (nail salon, group D) and to provide first tenant improvements. Mechanical/ Plumbing Schedule B provided by Alex P.L. Lee | JMC Plumbing & Heating Ltd
SP-2023-01264 | 2023-07-17 | 3739 RUPERT STREET, Vancouver, BC V5M 3W2 | Sprinkler Permit | Commercial | Tenant Improvement | Completed | Commercial - new sprinkler installation and heads relocted by open celling to T bar celling >BP: To change the use and occupancy from Retail (shell, group E) to Beauty and Wellness Centre (nail salon, group D) and to provide first tenant improvements. *****This application does not include any of the following: 1. Not more than 20 sprinklers (add, relocate, or remove), 2. hydraulic calculations, 3. change in occupancy and /or hazard classification, 4. warehouse storage arrangements, 5. mobile compact storage arrangements, 6. alternative solutions, 7. changes to the sprinkler system supply piping (e.g. valves, mains, cross-mains, branch-lines, etc.), or 8. flexible sprinkler pipe. | Spectrum Fire Protection Ltd
EP-2023-05711 | 2023-07-12 | 3739 RUPERT STREET, Vancouver, BC V5M 3W2 | Electrical Permit | Commercial | Renovation | Completed | Installation / Repair - Commercial - Installation of electrical lighting and plugs, DHWT wiring and finishing. LED pot lights, exit signs, EM lights wiring and installations. >BP: To change the use and occupancy from Retail (shell, group E) to Beauty and Wellness Centre (nail salon, group D) and to provide first tenant improvements. | AKKAS ELECTRICAL LTD
EP-2023-01409 | 2023-03-02 | 3739 RUPERT STREET, Vancouver, BC V5M 3W2 | Electrical Permit | Commercial | Renovation | Completed | Installation / Repair - Commercial - Revise 1 CRU unit into 3 units - Add 2 electrical panels, additional EM lighting, Reconfigure the Fire alarm zoning add 1 pull station >BP: Exterior and interior alterations to demise the existing retail shell (3739 Rupert St) into 3 retail units on the ground floor of this existing mixed-use building. Cleared for DB per M. Alborg OK for field review per R. Walton, Dec 20, 2022 Note: Base building permit work completed, OC-2022-01057 (including shell retail has been issued). Scope of work includes: - Reconfigure partition wall for commercial retail unit and divide the space - Replace 1 window bay of the east store front with a door. - Additional electrical panel and heat pump Letter of assurance provided by: Schedule A: Scott Kennedy, P.Eng, 604-253-8800 Schedule D: Patrick Cuthbert, P.Eng. 604-946-9910 Schedule B (Architectural): Simon Richards, Architect AIBC, 604-253-8800 Schedule B (Electrical): Steven Nemetz, P.Eng., 604-736-6562 Schedule B (Mechanical & Plumbing): Daniel Prescott, P.Eng, 604-255-1169 * Mar 10, 2023 Amendment: Add 2 new feeds from the electrical room with BC Hydro meter bases. | LORE ELECTRIC INC
SP-2023-00356 | 2023-03-03 | 3739 RUPERT STREET, Vancouver, BC V5M 3W2 | Sprinkler Permit | Commercial | Tenant Improvement | Completed | Commercial - Tenant Improvement involving relocating 8 sprinklers and adding 6 new sprinklers >BP: Exterior and interior alterations to demise the existing retail shell (3739 Rupert St) into 3 retail units on the ground floor of this existing mixed-use building. Note: Base building permit work completed, OC-2022-01057 (including shell retail has been issued). Scope of work includes: - Reconfigure partition wall for commercial retail unit and divide the space - Replace 1 window bay of the east store front with a door. - Additional electrical panel and heat pump Letter of assurance provided by: Schedule A: Scott Kennedy, P.Eng, 604-253-8800 Schedule D: Patrick Cuthbert, P.Eng. 604-946-9910 Schedule B (Architectural): Simon Richards, Architect AIBC, 604-253-8800 Schedule B (Electrical): Steven Nemetz, P.Eng., 604-736-6562 Schedule B (Mechanical & Plumbing): Daniel Prescott, P.Eng, 604-255-1169 >>*****This application does not include any of the following: 1. Not more than 20 sprinklers (add, relocate, or remove), 2. hydraulic calculations, 3. change in occupancy and /or hazard classification, 4. warehouse storage arrangements, 5. mobile compact storage arrangements, 6. alternative solutions, 7. changes to the sprinkler system supply piping (e.g. valves, mains, cross-mains, branch-lines, etc.), or 8. flexible sprinkler pipe. | Hydroworks Contracting Ltd
EP-2023-01872 | 2023-10-26 | 3515 WELWYN STREET, Vancouver, BC V5N 3Y8 | Electrical Permit | Residential | New | Issued | Installation / Repair - Residential - ¦ 1FD- 200A ¦ New SFD *An approved mechanical permit is required for the installation of air conditioning or heat pump unit at the time of installation before a final electrical inspection will be performed >BP: To construct a two storey one-family Dwelling with a detached accessory building garage at the rear providing two parking spaces having vehicular access from the lane. * Envelope and Environmental Separation designed according to Part 5. The entire building to be sprinklered to NFPA 13D. 1. A/C unit proposed in rear yard 2. Schedule A Benjamin Ling MAIBC (604-618-4642) 3. Schedule B Benjamin Ling MAIBC (604-618-4642) Architectural 4. Schedule B Christopher Man P.Eng (604-874-3237) Structural & Geotechnical 5. Schedule D Julio Reynel Gracia P.Eng (778-998-0709) 6. BC Housing Eric Man Owner/Builder Note: This is a 2 storey building pursuant to the Zoning and Development By-Law ******THIS PERMIT HAS BEEN ISSUED UNDER THE REQUIREMENTS OF VBBL 2019****** "Combustible projections or roof soffits on an exposing building face shall not project to less than .45m from the property line and shall be in compliance with VBBL 2019 9.10.15.5.(9)" | ICAN Electrical Ltd.
PP-2023-02697 | 2023-07-28 | 3515 WELWYN STREET, Vancouver, BC V5N 3Y8 | Plumbing Permit | Residential | New | Issued | Residential - 1FD - new plumbing new construction >BP: To construct a two storey one-family Dwelling with a detached accessory building garage at the rear providing two parking spaces having vehicular access from the lane. * Envelope and Environmental Separation designed according to Part 5. The entire building to be sprinklered to NFPA 13D. 1. A/C unit proposed in rear yard ******THIS PERMIT HAS BEEN ISSUED UNDER THE REQUIREMENTS OF VBBL 2019****** "Combustible projections or roof soffits on an exposing building face shall not project to less than .45m from the property line and shall be in compliance with VBBL 2019 9.10.15.5.(9)" | THANDI PLUMBING LTD
EP-2022-07243 | 2022-08-26 | 3515 WELWYN STREET, Vancouver, BC V5N 3Y8 | Electrical Permit | Residential | New | Expired | Temporary Power - Residential - To provide temporary power. | ICAN Electrical Ltd.
PP-2022-03629 | 2022-10-12 | 3515 WELWYN STREET, Vancouver, BC V5N 3Y8 | Plumbing Permit | Residential | New | Issued | Residential - sumps | JVT EXCAVATING & DEMOLITION LTD
EP-2023-07998 | 2023-09-01 | 3515 WELWYN STREET, Vancouver, BC V5N 3Y8 | Electrical Permit | Residential | New | Issued | Temporary Power - Residential - To provide temporary power. | ICAN Electrical Ltd.
EP-2024-00381 | 2024-01-19 | 8162 ONTARIO STREET, Vancouver, BC V5X 3E3 | Electrical Permit | Commercial | NULL | Issued | Annual / Operating - Maintenance of existing operating electrical equipment in compliance with the Electrical By-law No. 5563. Basic maintenance and repairs of building electrical equipment. | ENERGY ELECTRIC LTD
EP-2023-00235 | 2023-01-16 | 8162 ONTARIO STREET, Vancouver, BC V5X 3E3 | Electrical Permit | Commercial | NULL | Expired | Annual / Operating - Maintenance of existing operating electrical equipment. Basic maintenance and repairs of building electrical equipment | ENERGY ELECTRIC LTD
NULL | NULL | 8162 ONTARIO STREET, Vancouver, BC V5X 3E3 | Electrical Permit | Commercial | NULL | Withdrawn | Annual / Operating - Basic maintenance and repairs of the electrical equipment in the building. | ENERGY ELECTRIC LTD
EP-2022-10795 | 2023-01-03 | 8162 ONTARIO STREET, Vancouver, BC V5X 3E3 | Electrical Permit | Commercial | New | Completed | Installation / Repair - Commercial - Alarm/Access Control/Tel/Data/CCTV rough in complete >BP: To construct a new 3 storey shell building for wholesale /office / manufacturing tenants (to be determined) with surface parking having access from a lane on this existing site. The proposed occupancy classifications will be Group E (wholesale), Group D (office), and Group F Division 3 (low hazard industrial). ******REVIEWED UNDER THE PROVISIONS OF VBBL 2019******** Building Review Branch Notes: - The site is within the designated Fraser River Floodplain. The top of the concrete floor slab must not be lower than the designated FCL of 4.6 m. - No screen at rear is permitted. - The passenger elevator shall conform to CSA B44. - The wall separating the loading area and bike storage must be a full height fire separation to protect the exit door. REVISION #1 (Sept. 23/21. B. Smith): Fire Department connection relocated at NW corner of the building. Notes added re: presence of security screen at covered Eastside parking/loading area off lane. New inward swinging after hours gate added at East side of covered parking/loading area. Change sliding door at North side of the ground floor bicycle room to a swinging door. Level 3 floor area now treated as a subsidiary A2 space for all suites (per discussions in Sept. 16th between M. Lam & applicant / Architect). Spatial calculations now include the A2 calculation in the analysis. Bldg. Permit Data Sheet adjusted to include A2 occupancy. Occupant load now shown for Level 3 rooftop deck, with 2 means of egress provided. REVISION #2 (IN PROCESS): Related to M/A DP-2022-0026 | Summit Digital Systems Ltd
SP-2021-00440 | 2022-04-26 | 8162 ONTARIO STREET, Vancouver, BC V5X 3E3 | Sprinkler Permit | Commercial | New | Completed | Commercial - To install sprinkler to NFPA 13 2013 throughout this 3 storey shell building for wholesale /office / manufacturing tenants (to be determined) with surface parking having access from a lane on this existing site. The proposed occupancy classifications will be Group E (wholesale), Group D (office), and Group F Division 3 (low hazard industrial). ** The 2019 VBBL applies to this permit application which is being reviewed during the Covid 19 pandemic ** | Haven Fire Protection Ltd
EP-2022-05249 | 2022-06-21 | 270 E 40TH AVENUE #3, Vancouver, BC V5W 1L8 | Electrical Permit | Residential | New | Completed | Installation / Repair - Residential - Security Alarm and all Low Voltage Prewire and Completion Data, Cable, Tel, Cameras >BP: To construct a 2 storey laneway house building ($275,000.00) with an open parking pad, providing 1 parking space, having vehicular access from the lane. Note: This is a 1 ½ storey building pursuant to the Zoning & Development By-law 1. Covenant registered at the Land Title Office under CA1731967 2. No Strata Titling permitted 3. A/C unit proposed 4. Schedule B: O Wegner P Eng P.Eng (604.579.0110) Structural & Geotechnical Matt Kokan P Eng (604.439.0922) 5. HPO: Residential Builder- Turcotte Urban Real Estate Corp | Venture Alarms
EP-2023-00075 | 2023-01-04 | 950 GRANVILLE STREET, Vancouver, BC V6Z 1L2 | Electrical Permit | Commercial | New | Expired | Temporary Power - Commercial - To provide temporary power. | Advanco Electric Ltd
EP-2023-00074 | 2023-01-05 | 950 GRANVILLE STREET, Vancouver, BC V6Z 1L2 | Electrical Permit | Commercial | New | Completed | Interim - Commercial - Interim permit for underground installations. Associated electrical permit is EP-2022-10196. >BP: To construct a 6-storey mixed-use high-rise building consisting of: 1st storey - 8 Retail Units (Group E) shell 2nd storey - Art Galery (Group A-2) shell 3rd storey - School (Group A-2) shell 4th - 6th storeys - Office Space (Group D) SHELL - all over 2 levels of underground parking. NOTE: Building is TIPs-eligible as at the time of construction Phase 1. To construct the underground parking (P1 & P2), 1st storeys, 2nd storey, 3rd storey and 4th storey. Phase 2. To construct the top two storeys (5th and 6th) on top of the structure constructed under Phase I. Separate Building Permit is required for Phase II. Phase 1. Building Permit was reviewed under the VBBL 2014. NOTE: The building is equipped with "Emergency Generator, proving 2-hr. emergency power supply. Phase 2. Building Permit will be reviewed under the VBBL effective at the time of Phase II Application. Phase 1. (P2, P1, 1st, 2nd, 3rd and 4th storeys) Stage I - Excavation and Shoring Issued November 26, 2021 Stage II - Foundation to Grade - Structural only Issued March 18, 2022 Stage III - Full Permit Issued November 14, 2022 REV #1 - Changes to ESC Drawings Issued September 23, 2022 | Advanco Electric Ltd
SP-2023-01040 | 2023-07-19 | 950 GRANVILLE STREET, Vancouver, BC V6Z 1L2 | Sprinkler Permit | Commercial | New | Issued | Commercial - Above Grade Sprinkler Installation to NFPA 13 2013 at 900 Granville Street for Levels 1 to 4 only Below Grade Sprinkler installation to NFPA 13 2013 parkade levels and standpipe to NFPA 14 2013 under permit SP-2022-00437 >BP: To construct a 4-storey (phase 2 levels 5-6 not under this permit) mixed-use high-rise building consisting of: 1st storey - 8 Retail Units (Group E) shell 2nd storey - Art Galery (Group A-2) shell 3rd storey - School (Group A-2) shell 4th storey - Office Space (Group D) SHELL - all over 2 levels of underground parking. | D & R Fire Protection 2014 Ltd
EP-2024-00323 | 2024-01-12 | 950 GRANVILLE STREET, Vancouver, BC V6Z 1L2 | Electrical Permit | Commercial | New | Issued | Temporary Power - Commercial - To provide temporary power. | Advanco Electric Ltd
SP-2022-00437 | 2023-02-07 | 950 GRANVILLE STREET, Vancouver, BC V6Z 1L2 | Sprinkler Permit | Commercial | New | Issued | Commercial - Parkade and Standpipe only To install sprinkler to NFPA 13 2013 in the below grade portion and standpipes to NFPA 14 2013 throughout this 6 storey mixed-use high-rise building consisting of: 1st storey - 8 Retail Units (Group E) shell 2nd storey - Art Galery (Group A-2) shell 3rd storey - School (Group A-2) shell 4th - 6th storeys - Office Space (Group D) SHELL - all over 2 levels of underground parking. | D & R Fire Protection 2014 Ltd
EP-2022-02291 | 2022-03-22 | 950 GRANVILLE STREET, Vancouver, BC V6Z 1L2 | Electrical Permit | Commercial | New | Expired | Temporary Power - Commercial - To provide temporary power. | Advanco Electric Ltd
PP-2023-01186 | 2023-04-04 | 1 W HASTINGS STREET, Vancouver, BC V6B 1G4 | Plumbing Permit | Commercial | Tenant Improvement | Completed | Commercial - Add some plumbing fixtures for office area >BP: To perform interior alterations and a change of use from Restaurant Class 1 (A2) to General Office (D) - Real Estate on the ground and mezzanine level of this existing non-conforming municipally designated Heritage Building. Related to DP-2022-00109. 2019 VBBL | Seven Mechanical Ltd
EP-2023-03145 | 2023-04-12 | 1 W HASTINGS STREET, Vancouver, BC V6B 1G4 | Electrical Permit | Commercial | Tenant Improvement | Completed | Installation / Repair - Commercial - Replacing some fixtures, some light bulbs, running some feed for the office appliances, installing some plugs, wiring for 2 bathrooms and installing some floor plugs. >BP: To perform interior alterations and a change of use from Restaurant Class 1 (A2) to General Office (D) - Real Estate on the ground and mezzanine level of this existing non-conforming municipally designated Heritage Building. Related to DP-2022-00109. 2019 VBBL | Canucks Electric Inc
SP-2022-02081 | 2023-03-07 | 1 W HASTINGS STREET, Vancouver, BC V6B 1G4 | Sprinkler Permit | Commercial | Tenant Improvement | Completed | Commercial - Adding/moving heads for TI >BP: To perform interior alterations and a change of use from Restaurant Class 1 to General Office - Real Estate on the ground and mezzanine level of this existing non-conforming municipally designated Heritage Building. Related to DP-2022-00109 *****This application does not include any of the following: 1. Not more than 20 sprinklers (add, relocate, or remove), 2. hydraulic calculations, 3. change in occupancy and /or hazard classification, 4. warehouse storage arrangements, 5. mobile compact storage arrangements, 6. alternative solutions, 7. changes to the sprinkler system supply piping (e.g. valves, mains, cross-mains, branch-lines, etc.), or 8. flexible sprinkler pipe. | Evolution Fire Suppression Ltd
PP-2022-02430 | 2022-07-14 | 2659 W 35TH AVENUE #3, Vancouver, BC V6N 2L9 | Plumbing Permit | Residential | New | Completed | Residential - Plumbing for laneway house >BP: To construct a 2 storey laneway house building with an attached 2 car garage and an open parking pad, providing a total of 3 parking spaces, having vehicular access from the lane. Rev#1: The entire building, INCLUDING THE ATTACHED GARAGE (if applicable), to be sprinklered to NFPA 13D as per VBBL 3.2.5.12(3)(d). Note: This is a 1 ½ storey building pursuant to the Zoning & Development By-law 1. Covenant registered at the Land Title Office (CA8638093) 2. No Strata Titling permitted 3. No A/C unit proposed 4. Schedule B: Ke Jian, MA, P.Eng (604-599-8890) Structural 5. Schedule B: Heqing Jian, P.Eng (778-987-7461) Geotechnical 6. HPO: Residential Builder - ANTAIOS CONSTRUCTION & DEVELOPMENT LTD. Address has been assigned per the approved plans as the fire/emergency access to the laneway house is from the east side. This access must be provided & maintained at all times in accordance with the Building By-law. ******THIS PERMIT HAS BEEN ISSUED UNDER THE REQUIREMENTS OF VBBL #12511 (2019)****** | Apple Mechanical Ltd
EP-2022-02855 | 2022-04-08 | 2659 W 35TH AVENUE #3, Vancouver, BC V6N 2L9 | Electrical Permit | Residential | New | Completed | Installation / Repair - Residential - Alarm security Door bell internet and TV cable for Lwh >BP: To construct a 2 storey laneway house building with an attached 2 car garage and an open parking pad, providing a total of 3 parking spaces, having vehicular access from the lane. Note: This is a 1 ½ storey building pursuant to the Zoning & Development By-law 1. Covenant registered at the Land Title Office (CA8638093) 2. No Strata Titling permitted 3. No A/C unit proposed 4. Schedule B: Ke Jian, MA, P.Eng (604-599-8890) Structural 5. Schedule B: Heqing Jian, P.Eng (778-987-7461) Geotechnical 6. HPO: Residential Builder - ANTAIOS CONSTRUCTION & DEVELOPMENT LTD. Address has been assigned per the approved plans as the fire/emergency access to the laneway house is from the east side. This access must be provided & maintained at all times in accordance with the Building By-law. ******THIS PERMIT HAS BEEN ISSUED UNDER THE REQUIREMENTS OF VBBL #12511 (2019)****** | Vanstar Electric Ltd
SP-2022-00162 | NULL | 2659 W 35TH AVENUE #3, Vancouver, BC V6N 2L9 | Sprinkler Permit | Residential | New | Cancelled | Residential - New sprinkler system | Haven Fire Protection Ltd
EP-2022-07690 | 2022-09-14 | 353 RAILWAY STREET, Vancouver, BC V6A 1A4 | Electrical Permit | Commercial | NULL | Expired | Annual / Operating - Annual / Operating permit - Two annual inspections per year complete with reports & work log Mario Fata CEL000219985 - FSR CLASS A Expired Permit EP-2021-06835 From Sept 15/2022 until Sept 14/2023 Amend: Mar 14th, 2023 update FSR Mario Fata #219985 to Jason White #252323 | Nightingale Electric Ltd
EP-2023-08900 | 2023-10-03 | 353 RAILWAY STREET, Vancouver, BC V6A 1A4 | Electrical Permit | Commercial | NULL | Issued | Annual / Operating - Annual / Operating permit - Two annual inspections per year complete with reports & work log Jason White CEL000252323 - FSR CLASS A Expired Permit EP-2022-07690 From Sept 15/2023 until Sept 14/2024 | Nightingale Electric Ltd
EP-2022-00900 | 2022-02-07 | 1428 GRANVILLE STREET, Vancouver, BC V6Z 1N2 | Electrical Permit | Commercial | Tenant Improvement | Completed | Installation / Repair - Commercial - Install the light fixtures, switches, receptacles, exit signs and em'cy light fixtures. >BP: #105 - Level 2 Interior alterations to change of use from retail to Barber Shop and provide first tenant improvements to this unit #105 on the level 2 of this existing commercial building on this site. OK for field review as per Jamie Zhang, Mar.23/21 Schedule B - Mech/Plumb Submitted by Ron Braun - 604.609.0500 | Songmin Jo
PP-2022-00302 | 2022-02-09 | 1428 GRANVILLE STREET, Vancouver, BC V6Z 1N2 | Plumbing Permit | Commercial | Tenant Improvement | Completed | Commercial - UNIT #105 - New Barber Shop #105 - Level 2 Interior alterations to change of use from retail to Barber Shop and provide first tenant improvements to this unit #105 on the level 2 of this existing commercial building on this site. | Perfect Fit Plumbing & Heating Ltd
EP-2022-04283 | 2022-05-24 | 2150 KEITH DRIVE, Vancouver, BC V1V 1V1 | Electrical Permit | Commercial | New | Expired | Temporary Power - Commercial - To provide temporary power. | DNA Electric Ltd
EP-2022-07444 | 2023-01-26 | 2150 KEITH DRIVE, Vancouver, BC V1V 1V1 | Electrical Permit | Commercial | New | Issued | Installation / Repair - Commercial - Installation of electrical for a new 10 story concrete and timber frame building. >BP: Construction of a new office building with 10 floors of office above grade and 4 floors of below grade parking. STAGED CONSTRUCTION SHELL PERMIT VBBL 2019 Building is TIPs eligible as at the time of construction (D and E occupancies). Stage I (excavation/ shoring) issued April 4/22. Stage I, Rev #1: Drawings revised - Part of the retaining wall may not be safe in case of a seismic event. Geotechnical Engineer proposes to hold the retaining wall in place until project comes back past grade and have material bracing the retaining wall. It is proposed to anchor the existing shoring wall using 2 rows of staggered 16ft anchors. Stage 2 (full construction): issued January 24/ 23 | DNA Electric Ltd
PP-2022-02971 | 2023-03-31 | 2150 KEITH DRIVE, Vancouver, BC V1V 1V1 | Plumbing Permit | Commercial | New | Issued | Commercial - New plumbing installations for a new office building >BP: Construction of a new office building with 10 floors of office above grade and 4 floors of below grade parking. | Inlet Mechanical Services Ltd
SP-2022-01727 | 2023-10-12 | 2150 KEITH DRIVE, Vancouver, BC V1V 1V1 | Sprinkler Permit | Commercial | New | Issued | Commercial - To install sprinkler to NFPA13 2013 and standpipe to NFPA 14 2013 throughout this 10 storey office above grade, and 4 stories of below grade parking. *********************** AL-2021-00124 sprinkler heads to be a max. 3.0m from the edge of balcony P. ENg Patrick Stewart, AME CP Andrew Harmsworth, GHL Consultants | Escape Fire Protection Ltd
PP-2022-03893 | 2023-01-09 | 2150 KEITH DRIVE, Vancouver, BC V1V 1V1 | Plumbing Permit | Commercial | New | Issued | Commercial - FOUNDATION ONLY. >BP: Construction of a new office building with 10 floors of office above grade and 4 floors of below grade parking. STAGED CONSTRUCTION SHELL PERMIT VBBL 2019 Building is TIPs eligible as at the time of construction (D and E occupancies). Stage I (excavation/ shoring) issued April 4/22. Stage I, Rev #1: Drawings revised - Part of the retaining wall may not be safe in case of a seismic event. Geotechnical Engineer proposes to hold the retaining wall in place until project comes back past grade and have material bracing the retaining wall. It is proposed to anchor the existing shoring wall using 2 rows of staggered 16ft anchors. Stage 2 (full construction): in review | Inlet Mechanical Services Ltd
EP-2023-01556 | 2023-02-23 | 2150 KEITH DRIVE, Vancouver, BC V1V 1V1 | Electrical Permit | Commercial | New | Issued | Temporary Power - Commercial - To provide temporary power. | DNA Electric Ltd
EP-2023-01351 | 2023-02-16 | 2150 KEITH DRIVE, Vancouver, BC V1V 1V1 | Electrical Permit | Commercial | New | Issued | Temporary Power - Commercial - To provide temporary power. | 0777792 BC Ltd
EP-2023-04755 | 2023-05-31 | 2150 KEITH DRIVE, Vancouver, BC V1V 1V1 | Electrical Permit | Commercial | New | Issued | Temporary Power - Commercial - To provide temporary power. -renewal of: EP-2022-04283 -valid May 25, 2023 - May 24, 2024 | DNA Electric Ltd
EP-2021-09579 | 2022-01-04 | 3383 W 44TH AVENUE, Vancouver, BC V6N 3K7 | Electrical Permit | Residential | New | Expired | Temporary Power - Residential - To provide temporary power. >BP: 2 FD + 1 SS To construct a 2-storey + Basement two-family dwelling ($996,000.00) with a secondary suite located in basement with an attached accessory building (garage) at the front , providing 3 parking spaces, having vehicular access on West 44th Avenue. Note: This is a 2 storey building pursuant to the Zoning and Development By-Law 1. Covenant registered at the Land Title Office under CA9506615 2. No strata titling permitted 3. No A/C unit proposed 4. Bar sink proposed in basement, Den 5. Schedule B: Govinder S. Dhesi, P.Eng 604-580-3275 (Structural & Geotechnical 6. HPO: Residential Builder, Day & Knight Plumbing Heating Ltd. "Combustible projections or roof soffits on an exposing building face shall not project to less than .45m from the property line and shall be in compliance with VBBL 2014 9.10.15.5.(9)" The entire building, INCLUDING THE ATTACHED GARAGE (if applicable), to be sprinklered to 1 X NFPA 13R. Any alterations or conversions to the attached garage (if applicable) to habitable living space shall not be permitted without first obtaining the approval of the Director of Planning and the Chief Building Official. ******THIS PERMIT HAS BEEN ISSUED UNDER THE REQUIREMENTS OF VBBL 2019 Addressing data: EAST UNIT 3383 W 44th Av - One Family Dwelling (1st-2nd floor) WEST UNIT #1-3385 W 44th Av - One Family Dwelling (1st-2nd floor) #2-3385 W 44th Av - Secondary Suite (basement) | Shakeel Ikbal dba New Edge Electric
PP-2022-00354 | 2022-02-04 | 3383 W 44TH AVENUE, Vancouver, BC V6N 3K7 | Plumbing Permit | Residential | New | Completed | Residential - Install Sump for Storm and new Sanitary connection from house to Property Line **PLEASE NOTIFY ALL INDIVIDUALSINVOICED IN LAND-ALTERING ACTIVITIES(EG OWNERS ,DEVELOPERS,EQUIPMENT OPERATOR) THAT IF ARCHAEOLOGIAL MATERIAL IS ENCOUNTERED DURING DEVELOPMENT, YOU MUST STOP ALL ACTIVITIED IMMEDIATELY AND CONTACT THE ARCHAEOLOGY BRANCH FOR DIRECTION AT 250-953-3334**** | Singh Excavating BC Ltd
SP-2022-00810 | 2022-05-30 | 3383 W 44TH AVENUE, Vancouver, BC V6N 3K7 | Sprinkler Permit | Residential | New | Completed | Residential - New sprinkler system 2 FD + 1 SS To construct a 2-storey + Basement two-family dwelling with a secondary suite located in basement with an attached accessory building (garage) at the front , providing 3 parking spaces, having vehicular access on West 44th Avenue. Note: This is a 2 storey building pursuant to the Zoning and Development By-Law 1. Covenant registered at the Land Title Office under CA9506615 2. No strata titling permitted 3. No A/C unit proposed 4. Bar sink proposed in basement, Den 5. Schedule B: Govinder S. Dhesi, P.Eng 604-580-3275 (Structural & Geotechnical 6. HPO: Residential Builder, Day & Knight Plumbing Heating Ltd. | Haven Fire Protection Ltd
EP-2022-04004 | 2022-06-30 | 3383 W 44TH AVENUE, Vancouver, BC V6N 3K7 | Electrical Permit | Residential | New | Completed | Installation / Repair - Residential - New Build Duplex Residential >BP: To construct a 2-storey + Basement two-family dwelling ($996,000.00) with a secondary suite located in basement with an attached accessory building (garage) at the front , providing 3 parking spaces, having vehicular access on West 44th Avenue. Note: This is a 2 storey building pursuant to the Zoning and Development By-Law 1. Covenant registered at the Land Title Office under CA9506615 2. No strata titling permitted 3. No A/C unit proposed 4. Bar sink proposed in basement, Den 5. Schedule B: Govinder S. Dhesi, P.Eng 604-580-3275 (Structural & Geotechnical 6. HPO: Residential Builder, Day & Knight Plumbing Heating Ltd. "Combustible projections or roof soffits on an exposing building face shall not project to less than .45m from the property line and shall be in compliance with VBBL 2014 9.10.15.5.(9)" The entire building, INCLUDING THE ATTACHED GARAGE (if applicable), to be sprinklered to 1 X NFPA 13R. ARCHAEOLOGICAL IMPACT: If work on this site could lead to the disturbance of soil advise applicant to contact the Provincial Archaeology Branch at 250-953-3334 for necessary permits. In addition, please be advised that reports from an Archaeologist (AIA, AOA) and permits from the First Nations may be necessary prior to the release of your City of Vancouver permits | Shakeel Ikbal dba New Edge Electric
PP-2022-01140 | 2022-04-08 | 3383 W 44TH AVENUE, Vancouver, BC V6N 3K7 | Plumbing Permit | Residential | New | Completed | Residential - New Duplex plumbing heating work *************************************************** ***NOTE: There is always a possibility of previously unknown archaeological materials to be present on the property and, if found, all work on the property must stop and the Provincial Archaeological Branch and City must be notified. • All archaeological sites, whether on Provincial Crown or private land (including land under water) that are known, unknown or suspected to predate AD 1846, are automatically protected under the Heritage Conservation Act and must not be altered in any way without the appropriate authorizations. ************************************************** 2 FD + 1 SS To construct a 2-storey + Basement two-family dwelling with a secondary suite located in basement with an attached accessory building (garage) at the front , providing 3 parking spaces, having vehicular access on West 44th Avenue. Note: This is a 2 storey building pursuant to the Zoning and Development By-Law 1. Covenant registered at the Land Title Office under CA9506615 2. No strata titling permitted 3. No A/C unit proposed 4. Bar sink proposed in basement, Den 5. Schedule B: Govinder S. Dhesi, P.Eng 604-580-3275 (Structural & Geotechnical 6. HPO: Residential Builder, Day & Knight Plumbing Heating Ltd. | Day and KNIGHT PLUMBING Heating Ltd
GP-2022-01850 | 2022-06-20 | 3383 W 44TH AVENUE, Vancouver, BC V6N 3K7 | Gas Permit | Residential | New | Completed | Residential - GAS FIREPLACE INSTALLATION 2 FD + 1 SS To construct a 2-storey + Basement two-family dwelling with a secondary suite located in basement with an attached accessory building (garage) at the front , providing 3 parking spaces, having vehicular access on West 44th Avenue. 1. Covenant registered at the Land Title Office under CA9506615 2. No strata titling permitted 3. No A/C unit proposed 4. Bar sink proposed in basement, Den 5. Schedule B: Govinder S. Dhesi, P.Eng 604-580-3275 (Structural & Geotechnical 6. HPO: Residential Builder, Day & Knight Plumbing Heating Ltd. | Clearview Fireplaces Ltd
GP-2022-02306 | 2022-08-09 | 3383 W 44TH AVENUE, Vancouver, BC V6N 3K7 | Gas Permit | Residential | New | Completed | Residential - 2 Boilers 2 Range/cooktop 2 BBQ 2 Patio heaters piping only 2 Fire place piping only >BP: To construct a 2-storey + Basement two-family dwelling ($996,000.00) with a secondary suite located in basement with an attached accessory building (garage) at the front , providing 3 parking spaces, having vehicular access on West 44th Avenue. Note: This is a 2 storey building pursuant to the Zoning and Development By-Law 1. Covenant registered at the Land Title Office under CA9506615 2. No strata titling permitted 3. No A/C unit proposed 4. Bar sink proposed in basement, Den 5. Schedule B: Govinder S. Dhesi, P.Eng 604-580-3275 (Structural & Geotechnical 6. HPO: Residential Builder, Day & Knight Plumbing Heating Ltd. "Combustible projections or roof soffits on an exposing building face shall not project to less than .45m from the property line and shall be in compliance with VBBL 2014 9.10.15.5.(9)" The entire building, INCLUDING THE ATTACHED GARAGE (if applicable), to be sprinklered to 1 X NFPA 13R. | Day and KNIGHT PLUMBING Heating Ltd
NULL | NULL | 3383 W 44TH AVENUE, Vancouver, BC V6N 3K7 | Gas Permit | Residential | New | Draft | Residential - Rough gas work | Day and KNIGHT PLUMBING Heating Ltd
GP-2022-01035 | 2022-04-04 | 3892 WELWYN STREET, Vancouver, BC V5N 3Y9 | Gas Permit | Residential | New | Completed | Residential - One complete boiler and piping only for one stove and a bbq. Building #2, To construct a 2-sotrey one-family dwelling Infill at the rear sharing a built-in 3-car parking garage with the principal building, having vehicular access from the lane. | Ultra Mechanical Ltd
NULL | NULL | 3892 WELWYN STREET, Vancouver, BC V5N 3Y9 | Electrical Permit | Residential | New | Withdrawn | Installation / Repair - Residential - Extra low voltage | RAJNESH RAJU DBA: OPTIMUS SECURITY SYSTEMS
EP-2022-03267 | 2022-04-25 | 3892 WELWYN STREET, Vancouver, BC V5N 3Y9 | Electrical Permit | Residential | New | Completed | Installation / Repair - Residential - Extra low voltage >BP: Building #2, To construct a 2-sotrey one-family dwelling Infill at the rear sharing a built-in 3-car parking garage with the principal building, having vehicular access from the lane. Building Review Branch Notes: - Building Permit for DP-2019-00480 - Value of project for Building #2: - Refer to BP-2020-01424 for all time entries, reviews, etc. - Sprinkler to NFPA 13R. - Reviewed as per VBBL 2019 and during pandemic crisis 2020 | RAJNESH RAJU DBA: OPTIMUS SECURITY SYSTEMS
EP-2022-01377 | 2022-04-04 | 3892 WELWYN STREET, Vancouver, BC V5N 3Y9 | Electrical Permit | Residential | New | Completed | Installation / Repair - Residential - New infill - rough wiring and finishing of new home main service to property is 600 amps main breaker for each unit is 150 amps >BP: Building #2, To construct a 2-sotrey one-family dwelling Infill at the rear sharing a built-in 3-car parking garage with the principal building, having vehicular access from the lane. Building Review Branch Notes: - Building Permit for DP-2019-00480 - Value of project for Building #2: - Refer to BP-2020-01424 for all time entries, reviews, etc. - Sprinkler to NFPA 13R. - Reviewed as per VBBL 2019 and during pandemic crisis 2020 | OPTIMUM ELECTRICAL LTD
SP-2022-00042 | 2022-08-05 | 3892 WELWYN STREET, Vancouver, BC V5N 3Y9 | Sprinkler Permit | Residential | New | Completed | Residential - Building #2, To install sprinklers to NFPA 13R 2013 in this 2-sotrey one-family dwelling Infill at the rear sharing a built-in 3-car parking garage with the principal building, having vehicular access from the lane. | Haven Fire Protection Ltd
SP-2022-00163 | NULL | 2659 W 35TH AVENUE, Vancouver, BC V6N 2L9 | Sprinkler Permit | Residential | New | Cancelled | Residential - New sprinkler system | Haven Fire Protection Ltd
EP-2022-02854 | 2022-04-08 | 2659 W 35TH AVENUE, Vancouver, BC V6N 2L9 | Electrical Permit | Residential | New | Completed | Installation / Repair - Residential - Alarm security, CCTV Security, Intercom, Internet &Tv cable , home theater, central vacuum >BP: To construct a 2 storey + cellar one-family dwelling ($1,298,725.00). Note: Parking for the site has been provided under DB-2020-02683 (Laneway House) Note: This is a 2 storey building pursuant to the Zoning & Development By-law 1- A/C unit proposed in the rear yard 2- Schedule B, Ke Jian Ma, P.Eng (604-599-8890) Structural 3- Schedule B, Heqing Jian (778-987-7461) Geotechnical 4- HPO - Antaios Construction & development Ltd. This is a 2 storey building pursuant to the Zoning and Development By-Law ******THIS PERMIT HAS BEEN ISSUED UNDER THE REQUIREMENTS OF VBBL 2014 AND THE GREEN HOMES PROGRAM****** Development Permit DP-2017-00850 Addresses assigned per approved plans. Fire and Emergency street access to the secondary suite is from the west side. Street access must be provided and maintained at all times and the building addresses posted to be visible from the street in accordance with the Building By-law. | Vanstar Electric Ltd
GP-2022-01613 | 2022-05-27 | 2659 W 35TH AVENUE, Vancouver, BC V6N 2L9 | Gas Permit | Residential | New | Completed | Residential - Installation of one boiler, range and one bbq >BP: To construct a 2 storey + cellar one-family dwelling ($1,298,725.00). Note: Parking for the site has been provided under DB-2020-02683 (Laneway House) Note: This is a 2 storey building pursuant to the Zoning & Development By-law 1- A/C unit proposed in the rear yard 2- Schedule B, Ke Jian Ma, P.Eng (604-599-8890) Structural 3- Schedule B, Heqing Jian (778-987-7461) Geotechnical 4- HPO - Antaios Construction & development Ltd. This is a 2 storey building pursuant to the Zoning and Development By-Law ******THIS PERMIT HAS BEEN ISSUED UNDER THE REQUIREMENTS OF VBBL 2014 AND THE GREEN HOMES PROGRAM****** Development Permit DP-2017-00850 Addresses assigned per approved plans. Fire and Emergency street access to the secondary suite is from the west side. Street access must be provided and maintained at all times and the building addresses posted to be visible from the street in accordance with the Building By-law. | Apple Mechanical Ltd
PP-2023-01635 | 2023-05-10 | 2659 W 35TH AVENUE, Vancouver, BC V6N 2L9 | Plumbing Permit | Residential | New | Completed | Residential - 1FD - #1 - Backflip device for lawn irrigation | DHP PLUMBING & MECHANICAL LTD
SP-2022-00889 | 2022-06-03 | 4551 ST. CATHERINES STREET, Vancouver, BC V5V 4K5 | Sprinkler Permit | Residential | New | Completed | Residential - new sprinkler system laneway To construct a 2-storey infill one-family dwelling with an attached one-car garage, having vehicular access from the lane. | Alco Fire Protection Ltd
GP-2022-00493 | 2022-02-16 | 4551 ST. CATHERINES STREET, Vancouver, BC V5V 4K5 | Gas Permit | Residential | New | Completed | Residential - To install boiler range and bbq ** Amend 10/13/2022** Building 2 (infill) 4551 St. Catherine St - One Family Dwelling (2 storey) | JOT MECHANICAL LTD
EP-2022-00151 | 2022-01-24 | 4551 ST. CATHERINES STREET, Vancouver, BC V5V 4K5 | Electrical Permit | Residential | New | Completed | Installation / Repair - Residential - New infill wiring and finishing, Main service 200 amp triple meter on private pole, 100 amp main house, 100 amp suite, 100 amp infill >BP: Building Permit for DP-2019-00277 (One-Family Infill Building and attached garage) To construct a 2-storey infill one-family dwelling ($350,000) with an attached one-car garage, having vehicular access from the lane. Schedule A & B, Ted Feenstra, AIBC (604-739-8888) Architectural Schedule B, Clinton Yiu, P.Eng (604-255-7670) Structural and Schedule B, Matt Kokan, P.Eng (604-439- 0922) Geotechnical submitted for this project. *** THIS PERMIT HAS BEEN ISSUED UNDER THE REQUIREMENTS OF VBBL #12511 (2019)*** | O J ELECTRIC LTD
PP-2022-00019 | 2022-01-05 | 4551 ST. CATHERINES STREET, Vancouver, BC V5V 4K5 | Plumbing Permit | Residential | New | Completed | Residential - Install one outside sump without pump | Octiscapes Site Services Ltd
PP-2022-00213 | 2022-01-24 | 4551 ST. CATHERINES STREET, Vancouver, BC V5V 4K5 | Plumbing Permit | Residential | New | Completed | Residential - INFILL - Plumbing To construct a 2-storey infill one-family dwelling with an attached one-car garage, having vehicular access from the lane. | Avante Plumbing & Heating Ltd
EP-2022-05278 | 2022-06-21 | 4551 ST. CATHERINES STREET, Vancouver, BC V5V 4K5 | Electrical Permit | Residential | New | Completed | Installation / Repair - Residential - Extra Low Voltage Cat-5 Data, RG-6 Television Cable Alarm wire only, Cat-5 Telephone | Infra-Tech Enterprises Ltd
GP-2022-00100 | 2022-01-13 | 6275 PRINCE EDWARD STREET #3, Vancouver, BC V5W 2Y1 | Gas Permit | Residential | New | Completed | Residential - This is a new laneway house with 1 boiler | AKAL Plumbing & Heating Ltd
EP-2023-07224 | 2023-08-10 | 1668 ROBSON STREET, Vancouver, BC V6G 1C7 | Electrical Permit | Commercial | Renovation | Completed | Installation / Repair - Commercial - Relocate the track lights and install the receptacles & led ribbon light. >BP: Interior alterations to provide tenant improvements to this existing Restaurant Class 1 on the ground floor of this existing mixed use building on this site. Class 5 cooking operation - Elec oven less than 6kw Schedule B Structural - Danny Ka Wai Wong, AIBC, 604.773.2068 | Silver Star Electric Ltd
PP-2023-02862 | 2023-09-05 | 1668 ROBSON STREET, Vancouver, BC V6G 1C7 | Plumbing Permit | Commercial | Tenant Improvement | Completed | Commercial - Front Kitchen - Re & re for 2 existing sinks and GI. add new ice maker. *If scope of work expands from description, fixture are to be added* >BP: Interior alterations to provide tenant improvements to this existing Restaurant Class 1 on the ground floor of this existing mixed use building on this site. Class 5 cooking operation - Elec oven less than 6kw | Via Plumbing Heating and Drainage Ltd
EP-2022-03653 | 2022-05-05 | 2472 DUNDAS STREET, Vancouver, BC V5K 1P6 | Electrical Permit | Residential | New | Issued | Installation / Repair - Residential - INFILL - 1FD - rough wiring of tv, data, door bell only nd completion of door bell only To develop a 2-storey one-family infill dwelling (Building 2) at the rear of the site, with 2 built-in parking spaces, having vehicular access from the lane. AMEND: MAY 19/2022 CHANGE BUILDING PERMIT # FROM MAIN HOUSE TO INFILL | Supersonic Security System Inc.
EP-2022-03274 | 2022-05-03 | 2472 DUNDAS STREET, Vancouver, BC V5K 1P6 | Electrical Permit | Residential | New | Issued | Installation / Repair - Residential - ¦ INFILL- 1FD ¦ New wiring and service connection for infill. Main Consumer's Service for each dwelling unit. Note: A separate permit is required for the Building 1 >Permit Amendment Nov 30, 2023 -"See attached revised load calculation" *Document(s) uploaded to "Application Documents" tab for Electrical Inspector review. Documents are at pending status at time of permit amendment approval -Electrical contractor to request an electrical inspection online for the District Electrical Inspector to review document(s) >BP: To develop a 2-storey one-family infill dwelling (Building 2) at the rear of the site, with 2 built-in parking spaces, having vehicular access from the lane. Note: built-in parking to be used by infill dwelling only. | Lo-Cost Electrical Ltd
PP-2022-00779 | 2022-03-08 | 2472 DUNDAS STREET, Vancouver, BC V5K 1P6 | Plumbing Permit | Residential | New | Issued | Residential - INFILL - 1FD - Plumbing for laneway house To develop a 2-storey one-family infill dwelling (Building 2) at the rear of the site, with 2 built-in parking spaces, having vehicular access from the lane. Note: built-in parking to be used by infill dwelling only. **Amend 11/17/2022** add outside sump without pump | New Imperial Mechanical Ltd
SP-2022-00284 | 2022-03-24 | 2472 DUNDAS STREET, Vancouver, BC V5K 1P6 | Sprinkler Permit | Residential | New | Issued | Residential - new sprinkler system infill >To develop a 2-storey one-family infill dwelling (Building 2) at the rear of the site, with 2 built-in parking spaces, having vehicular access from the lane. Note: built-in parking to be used by infill dwelling only. | Alco Fire Protection Ltd
EP-2023-07545 | 2023-08-17 | 2472 DUNDAS STREET, Vancouver, BC V5K 1P6 | Electrical Permit | Residential | New | Issued | Temporary Power - Residential - To provide temporary power. | Lo-Cost Electrical Ltd
EP-2022-06696 | 2022-08-09 | 2472 DUNDAS STREET, Vancouver, BC V5K 1P6 | Electrical Permit | Residential | New | Expired | Temporary Power - Residential - To provide temporary power. | Lo-Cost Electrical Ltd
SP-2021-00447 | 2022-05-11 | 433 W KING EDWARD AVENUE, Vancouver, BC V5Y 2J3 | Sprinkler Permit | Commercial | New | Completed | Commercial - For all sprinkler work to the 2014 VBBL; NFPA 13; NFPA 14, and alternative solutions prepared by LMDG for this newly constructed 2 storey, 3 dwelling units (West) townhouses behind the 5 storey MCD. Site Description - To construct a 5 storey, 38 multiple dwelling building and 2 - 3 dwelling units, 2 storey townhouses behind the multiple dwelling building for a total of 44 market rental units over a 42 vehicles underground parking with a share access ramp to the west neighbouring site. THIS IS A CERTIFIED PROFESSIONAL PROJECT and the CP is Michael Van Blokland, P.Eng. CP. Related Permits: 1. 431 W KING EDWARD AVE - 5 storey (multiple dwelling building) is under SP-2021-00445 / BP-2020-02981. 2. 439 W KING EDWARD AVE - 2 storey, 3 dwelling units East is under SP-2021-00446 / BP-2020-02982. 3. 433 W KING EDWARD AVE - 2 storey, 3 dwelling units West is under SP-2021-00447 / BP-2020-02983. 4. 431 W KING EDWARD AVE - Parkade, under SP-2021-00073 / BP-2019-04306 5. AL-2020-00045: Protection of Vehicular Passageway between Connecting Parkades. Notes: 1. Fire Suppression system Engineer of Record Mr. Ryan Pavey, P.Eng. of Cardinal Engineering. T: (604) 605-0606. E: pavey@cardinalfire.ca 2. One set of approved drawings and permit to be available for viewing at the jobsite. 3. Construction Standpipe to Bulletin 2017-003-BU/FI, VBBL, NFPA 14, and VFBL. 4. See SP-2021-00073 for terms and conditions, correspondence, and accepted documents. | A R T Fire Protection Inc
SP-2021-00446 | 2022-05-11 | 439 W KING EDWARD AVENUE, Vancouver, BC V5Y 2J3 | Sprinkler Permit | Commercial | New | Completed | Commercial - For all sprinkler work to the 2014 VBBL; NFPA 13; NFPA 14, and alternative solutions prepared by LMDG for this newly constructed 2 storey, 3 dwelling units (East) townhouses behind the 5 storey MCD. Site Description - To construct a 5 storey, 38 multiple dwelling building and 2 - 3 dwelling units, 2 storey townhouses behind the multiple dwelling building for a total of 44 market rental units over a 42 vehicles underground parking with a share access ramp to the west neighbouring site. THIS IS A CERTIFIED PROFESSIONAL PROJECT and the CP is Michael Van Blokland, P.Eng. CP. Related Permits: 1. 431 W KING EDWARD AVE - 5 storey (multiple dwelling building) is under SP-2021-00445 / BP-2020-02981. 2. 439 W KING EDWARD AVE - 2 storey, 3 dwelling units East is under SP-2021-00446 / BP-2020-02982. 3. 433 W KING EDWARD AVE - 2 storey, 3 dwelling units West is under SP-2021-00447 / BP-2020-02983. 4. 431 W KING EDWARD AVE - Parkade, under SP-2021-00073 / BP-2019-04306 5. AL-2020-00045: Protection of Vehicular Passageway between Connecting Parkades. Notes: 1. Fire Suppression system Engineer of Record Mr. Ryan Pavey, P.Eng. of Cardinal Engineering. T: (604) 605-0606. E: pavey@cardinalfire.ca 2. One set of approved drawings and permit to be available for viewing at the jobsite. 3. Construction Standpipe to Bulletin 2017-003-BU/FI, VBBL, NFPA 14, and VFBL. 4. See SP-2021-00073 for terms and conditions, correspondence, and accepted documents. | A R T Fire Protection Inc
GP-2022-01143 | 2022-04-13 | 1668 E 15TH AVENUE, Vancouver, BC V5N 2G1 | Gas Permit | Residential | New | Completed | Residential - Venting & Hookup Only | REAL LIGHTING & FIREPLACES LTD
EP-2022-00247 | 2022-01-28 | 1668 E 15TH AVENUE, Vancouver, BC V5N 2G1 | Electrical Permit | Residential | New | Completed | Installation / Repair - Residential - wiring an existing SFD to a new MCD duplex house -YES, it will will be new 200A service , main service is feeding 3 units.it will be three 100 amp suite panels with triplex meter. we are wiring a new duplex house and lane way house .1672 and 1672 are the duplex house and 1678 is laneway house. >BP: Building 1, To retain, alter and convert this existing one-family dwelling to a multiple conversion dwelling containing two dwelling units (and, to construct an infill one-family dwelling (Building 2) at the rear of the site, providing three (3) parking spaces having vehicular access from the lane. Units will be strata titled. | Famous Electric Ltd
EP-2022-00580 | 2022-01-26 | 1668 E 15TH AVENUE, Vancouver, BC V5N 2G1 | Electrical Permit | Residential | New | Completed | Installation / Repair - Residential - Alarm, telephone, tv, network, cctv, entry >BP: Building 1, To retain, alter and convert this existing one-family dwelling to a multiple conversion dwelling containing two dwelling units (and, to construct an infill one-family dwelling (Building 2) at the rear of the site, providing three (3) parking spaces having vehicular access from the lane. Units will be strata titled. BRB Notes: This is a site permit and for Building 1. Project value for building #1: $852,500 Building #1 to be sprinklered to NFPA 13D. Please refer BP-2020-01174 for infill building. Reviewed under VBBL 2019 and issued during 2020 health pandemic. | Best Built-In Centre Ltd
EP-2022-01006 | 2022-02-09 | 1668 E 15TH AVENUE, Vancouver, BC V5N 2G1 | Electrical Permit | Residential | New | Expired | Temporary Power - Residential - To provide temporary power. | Famous Electric Ltd
PP-2023-03344 | 2023-09-19 | 2797 W 18TH AVENUE, Vancouver, BC V6L 1B4 | Plumbing Permit | Residential | Renovation | Issued | Residential - PLUMBING >DB: Exterior and interior alterations to convert the existing one-family dwelling to a one-family dwelling with a secondary suite. The scope of work includes new additional second floor, revise the interior layout for all floors. The entire building to be sprinklered to NFPA-13D AMEND: OCT 4/2023 ADD 1 OUTSIDE SUMP NO PUMP | Forbes Mechanical Ltd
EP-2023-10440 | 2023-11-30 | 2797 W 18TH AVENUE, Vancouver, BC V6L 1B4 | Electrical Permit | Residential | Addition | Issued | Installation / Repair - Residential - rough / finish wiring of main house with secondary suite new 200A OHS with 2gang meter base 200A panel in panel house 100A panel in suite Also the laneway has its own 125A OHS >BP: Exterior and interior alterations to convert the existing one-family dwelling to a one-family dwelling with a secondary suite. The scope of work includes new additional second floor, revise the interior layout for all floors. The entire building to be sprinklered to NFPA-13D Structural & Geotechnical schedule B signed and sealed by Alan Prahalad, 604.831.1431 Note: - No strata-titling permitted. - An annual Vancouver Business License must be obtained prior to the rental of this approved one-family dwelling and/or secondary suite on this site. - Dedicated 3'-0" wide firefighting access path with overhead clearance of 2m to be maintained at all times. - Smoke alarms to be installed in conformance with Vancouver Building Bylaw subsections 3.2.4 and 9.10.19. - CO Alarms to be installed in conformance with Vancouver Building Bylaw subsections 6.2.4 and 9.32.4. - All unsafe guards and handrails to be upgraded to the satisfaction of the Chief Building Official. This permit has been issued under the requirements of VBBL 2019 | Cameron Thomas Burr
MP-2023-02245 | NULL | 2797 W 18TH AVENUE, Vancouver, BC V6L 1B4 | Mechanical Permit | NULL | NULL | Withdrawn | NULL | Lucky Sheet Metal Ltd
MP-2023-02260 | 2023-12-22 | 2797 W 18TH AVENUE, Vancouver, BC V6L 1B4 | Mechanical Permit | NULL | NULL | Issued | NULL | FANGXIN PLUMBING
GP-2023-03856 | 2023-12-05 | 2797 W 18TH AVENUE, Vancouver, BC V6L 1B4 | Gas Permit | Residential | New | Issued | Residential - 1 Water Heater, 1 Range & 2 BBQ's To install water heater and range There is pipping for 2 BBQ >BP: Exterior and interior alterations to convert the existing one-family dwelling to a one-family dwelling with a secondary suite. The scope of work includes new additional second floor, revise the interior layout for all floors. | JOT MECHANICAL LTD
SP-2023-02193 | 2023-12-05 | 2797 W 18TH AVENUE, Vancouver, BC V6L 1B4 | Sprinkler Permit | Residential | New | Issued | Residential - Install sprinklers in Sfd >DB: Exterior and interior alterations to convert the existing one-family dwelling to a one-family dwelling with a secondary suite. The scope of work includes new additional second floor, revise the interior layout for all floors. The entire building to be sprinklered to NFPA-13D Structural & Geotechnical schedule B signed and sealed by Alan Prahalad, 604.831.1431 | Gold Key Fire Protection Ltd
NULL | NULL | 2797 W 18TH AVENUE, Vancouver, BC V6L 1B4 | Mechanical Permit | NULL | NULL | Withdrawn | NULL | Lucky Sheet Metal Ltd
NULL | NULL | 2797 W 18TH AVENUE, Vancouver, BC V6L 1B4 | Mechanical Permit | NULL | NULL | Withdrawn | NULL | Lucky Sheet Metal Ltd
EP-2023-10814 | 2023-12-01 | 2797 W 18TH AVENUE, Vancouver, BC V6L 1B4 | Electrical Permit | Residential | Renovation | Issued | Installation / Repair - Residential - Rough in and finishing for Data, Cable, Tel, CCTV and Security Alarm >BP: Exterior and interior alterations to convert the existing one-family dwelling to a one-family dwelling with a secondary suite. The scope of work includes new additional second floor, revise the interior layout for all floors. The entire building to be sprinklered to NFPA-13D Structural & Geotechnical schedule B signed and sealed by Alan Prahalad, 604.831.1431 Note: - No strata-titling permitted. - An annual Vancouver Business License must be obtained prior to the rental of this approved one-family dwelling and/or secondary suite on this site. - Dedicated 3'-0" wide firefighting access path with overhead clearance of 2m to be maintained at all times. - Smoke alarms to be installed in conformance with Vancouver Building Bylaw subsections 3.2.4 and 9.10.19. - CO Alarms to be installed in conformance with Vancouver Building Bylaw subsections 6.2.4 and 9.32.4. - All unsafe guards and handrails to be upgraded to the satisfaction of the Chief Building Official. This permit has been issued under the requirements of VBBL 2019 | VISION NETWORKS LTD.
GP-2023-03438 | NULL | 2105 W 46TH AVENUE, Vancouver, BC V6M 2L2 | Gas Permit | Residential | New | Withdrawn | Residential - Temporary gas permit for building heat during construction | NULL
EP-2022-05241 | 2022-06-23 | 2105 W 46TH AVENUE, Vancouver, BC V6M 2L2 | Electrical Permit | Commercial | New | Completed | Installation / Repair - Commercial - To provide temporary power for: **SECURITY EQUIPMENT Wiring and Installation for 12 Site Security Camera with Live Monitoring >BP: Retention of and alterations to an existing heritage facade of this existing single storey slab-on-grade building that will be demolished behind the retained facade and then incorporated into a proposed new 6 storey residential mixed use building consisting 1st storey - retail (shell) and restaurant class 1 (shell), 2nd to 6th storeys - dwelling units, all over 2 levels of underground storage garage access from the lane. Separate tenant improvement permits are required for all shell tenant spaces. | Polygom Security Systems Ltd
SP-2022-01036 | 2023-08-31 | 2105 W 46TH AVENUE, Vancouver, BC V6M 2L2 | Sprinkler Permit | Commercial | New | Issued | Commercial - To install sprinkler to NFPA 13 and standpipes to NFPA 14 through this new 6 storey residential mixed use building consisting of the retention of and alterations to an existing heritage facade 1st and 2nd storey - retail (shell), restaurant class 1 (shell), 5 townhouse units (internal access from 2nd storey) and amenity spaces, 3rd to 6th storeys - 49 dwelling units and amenity room on 3rd storey, all over 2 levels of underground storage garage access from the lane. Dwelling units = 54 total. Separate tenant improvement permits are required for all shell tenant spaces. This is a CP Process permit application by Mark Roozbahani, P. Eng., CP | M C Fire Protection Ltd
PP-2022-02461 | 2022-09-26 | 2105 W 46TH AVENUE, Vancouver, BC V6M 2L2 | Plumbing Permit | Commercial | New | Issued | Commercial - 6 storey residential mixed use building >Retention of and alterations to an existing heritage facade of this existing single storey slab-on-grade building that will be demolished behind the retained facade and then incorporated into a proposed new 6 storey residential mixed use building consisting 1st and 2nd storey - retail (shell), restaurant class 1 (shell), 5 townhouse units (internal access from 2nd storey) and amenity spaces, 3rd to 6th storeys - 49 dwelling units and amenity room on 3rd storey, all over 2 levels of underground storage garage access from the lane. Dwelling units = 54 total. Separate tenant improvement permits are required for all shell tenant spaces. This is a CP Process permit application by Mark Roozbahani, P. Eng., CP This permit has been reviewed under the 2019 Vancouver Building By-law (#12511). Building to be sprinklered to NFPA 13 requirements. The retail shell portions of the building are TIPs eligible at the time of construction. STAGED CONSTRUCTION Stage 1: Retention of the Heritage faced of the building at NW corner of West Boulevard & W 46th Ave + removal/demo of the remainder of the existing building behind the heritage facade as per the approved Heritage Plan (Sept. 20/21. B. Smith). Stage 2 - Excavation and Shoring - issue March 18, 2022 Stage 2 - Revision 1 - Wall realignment on the east elevation for construction crane. - issued June 3, 2022 Stage 3 - Foundation to Grade - issued July 20, 2022 | Encon Performance Inc
EP-2022-06927 | 2022-10-07 | 2105 W 46TH AVENUE, Vancouver, BC V6M 2L2 | Electrical Permit | Commercial | New | Issued | Installation / Repair - Commercial - New 6 storey 54 residential unit mixed use building over 2 levels of underground parkade and storage. >BP: Retention of and alterations to an existing heritage facade of this existing single storey slab-on-grade building that will be demolished behind the retained facade and then incorporated into a proposed new 6 storey residential mixed use building consisting 1st and 2nd storey - retail (shell), restaurant class 1 (shell), 5 townhouse units (internal access from 2nd storey) and amenity spaces, 3rd to 6th storeys - 49 dwelling units and amenity room on 3rd storey, all over 2 levels of underground storage garage access from the lane. Dwelling units = 54 total. Separate tenant improvement permits are required for all shell tenant spaces. | Alpine Electric Ltd
PP-2022-03771 | 2023-10-10 | 2105 W 46TH AVENUE, Vancouver, BC V6M 2L2 | Plumbing Permit | Commercial | New | Issued | Commercial - 6 storey residential mixed use building >Retention of and alterations to an existing heritage facade of this existing single storey slab-on-grade building that will be demolished behind the retained facade and then incorporated into a proposed new 6 storey residential mixed use building consisting 1st and 2nd storey - retail (shell), restaurant class 1 (shell), 5 townhouse units (internal access from 2nd storey) and amenity spaces, 3rd to 6th storeys - 49 dwelling units and amenity room on 3rd storey, all over 2 levels of underground storage garage access from the lane. >Retention of and alterations to an existing heritage facade of this existing single storey slab-on-grade building that will be demolished behind the retained facade and then incorporated into a proposed new 6-storey noncombustible construction residential mixed use building consisting 1st and 2nd storey - retail (shell), restaurant class 1 (shell), 5 townhouse units (internal access from 2nd storey) and amenity spaces, 3rd to 6th storeys - 49 dwelling units and amenity room on 3rd storey, all over 2 levels of underground storage garage access from the lane. Dwelling units = 54 total. Separate tenant improvement permits are required for all shell tenant spaces. This is a CP Process permit application by Mark Roozbahani, P. Eng., CP STAGED CONSTRUCTION Stage 1: Retention of the Heritage faced of the building at NW corner of West Boulevard & W 46th Ave + removal/demo of the remainder of the existing building behind the heritage facade as per the approved Heritage Plan (Sept. 20/21. B. Smith). Stage 2 - Excavation and Shoring - issue March 18, 2022 Stage 2 - Revision 1 - Wall realignment on the east elevation for construction crane. - issued June 3, 2022 Stage 3 - Foundation to Grade - issued July 20, 2022 Stage 4 - Full Construction - in review | Encon Performance Inc
EP-2023-01764 | 2023-03-02 | 2105 W 46TH AVENUE, Vancouver, BC V6M 2L2 | Electrical Permit | Commercial | New | Issued | Temporary Power - Commercial - To provide temporary power. | Alpine Electric Ltd
EP-2022-01589 | 2022-02-28 | 2105 W 46TH AVENUE, Vancouver, BC V6M 2L2 | Electrical Permit | Commercial | New | Expired | Temporary Power - Commercial - To provide temporary power. | Alpine Electric Ltd
EP-2022-06020 | 2022-07-18 | 455 W 28TH AVENUE, Vancouver, BC V5Y 2K9 | Electrical Permit | Commercial | New | Expired | Temporary Power - Commercial - To provide temporary power. | Megatech Trades Corp
EP-2022-06873 | NULL | 475 W 28TH AVENUE, Vancouver, BC V5Y 2K9 | Electrical Permit | Commercial | New | Withdrawn | Installation / Repair - Commercial - Below-Ground Electrical work To construct Building 3 containing 6 dwelling units. Building one is one of the six TH blocks constructed on this site. For full project description refer to BP-2021-01182. | Megatech Trades Corp
SP-2022-01366 | 2023-05-24 | 475 W 28TH AVENUE, Vancouver, BC V5Y 2K9 | Sprinkler Permit | Commercial | New | Issued | Commercial - **Below Grade Sprinklers Only** For all sprinkler work to the 2019 VBBL; NFPA 13, 2013. Site Description - To develop six 3-storey townhome blocks, including fifty (50) dwelling units plus two lock-off units, over 1 level of underground parking having vehicular access from rear lane. THIS IS A CERTIFIED PROFESSIONAL PROJECT and the CP is Mr. Michael van Blokland, P.Eng., CP. of LMDG. Related Permits: Building 1 - 10 market units - BP-2021-05436 Building 2 - 8 market units - BP-2021-05437 Building 3 - 6 market units - BP-2021-05438 Building 4 - 6 market units +2 lock-offs - BP-2021-05439 Building 5- 10 market units - BP-2021-05440 Building 6- 10 market units - BP-2021-05441 Notes: 1. Fire Protection Engineer of Record Yadim, P.Eng. of NWSC T: 778 707 6797 E: yadim@nwsprinkler.com 2. One set of approved drawings and permit to be available for viewing at the jobsite. 2. Fire Department Access Routes and Paths of Travel to 3.2.5.5.(3) of the 2019 VBBL. | 49 North Mechanical Ltd
SP-2022-01478 | NULL | 475 W 28TH AVENUE, Vancouver, BC V5Y 2K9 | Sprinkler Permit | Commercial | New | Applicant Revisions | Commercial - Install sprinklers throughout Building 3 of 6 in townhome complex. >BP: To construct Building 3 containing 6 dwelling units. Building one is one of the six TH blocks constructed on this site. For full project description refer to BP-2021-01182. 28-Mar-2022 - Stage 1 ( excavation and shoring) issued. | NULL
PP-2022-03338 | 2023-03-22 | 475 W 28TH AVENUE, Vancouver, BC V5Y 2K9 | Plumbing Permit | Commercial | New | Issued | Commercial - New plumbing foundation only >BP: THIS PERMIT HAS BEEN ISSUED FOR SITE WORK, BELOW GRADE FACILITIES AND ONE LEVEL COMMON UNDERGROUND PARKING FOR THE PROPOSED DEVELOPMENT: To develop six 3-storey townhome blocks, including fifty (50) dwelling units plus two lock-off units, over 1 level of underground parking having vehicular access from rear lane. Building 1 - 10 market units - BP-2021-05436 Building 2 - 8 market units - BP-2021-05437 Building 3 - 6 market units - BP-2021-05438 Building 4 - 6 market units +2 lock-offs - BP-2021-05439 Building 5- 10 market units - BP-2021-05440 Building 6- 10 market units - BP-2021-05441 24-Mar-2022 - Stage 1 (excavation& shoring) issued. Stage 2 - foundation to grade in review | 49 North Mechanical Ltd
EP-2022-08181 | NULL | 475 W 28TH AVENUE, Vancouver, BC V5Y 2K9 | Electrical Permit | Commercial | New | Withdrawn | Installation / Repair - Commercial - BLDG 3 - Total electrical work including service, branches, electrical wiring inside all units. | Megatech Trades Corp
EP-2023-03347 | 2023-07-25 | 475 W 28TH AVENUE, Vancouver, BC V5Y 2K9 | Electrical Permit | Commercial | New | Issued | Installation / Repair - Commercial - Building 3 - Electrical roughin and finishing. >BP: To construct Building 3 containing 6 dwelling units. Building one is one of the six TH blocks constructed on this site. For full project description refer to BP-2021-01182. 28-Mar-2022 - Stage 1 ( excavation and shoring) issued. | ORBIT ENERGY CONTROLS LTD
EP-2023-03357 | 2023-07-25 | 475 W 28TH AVENUE, Vancouver, BC V5Y 2K9 | Electrical Permit | Commercial | New | Issued | Installation / Repair - Commercial - Electrical installation for site work, below grade facilities, common underground parking. >BP: THIS PERMIT HAS BEEN ISSUED FOR SITE WORK, BELOW GRADE FACILITIES AND ONE LEVEL COMMON UNDERGROUND PARKING FOR THE PROPOSED DEVELOPMENT: To develop six 3-storey townhome blocks, including fifty (50) dwelling units plus two lock-off units, over 1 level of underground parking having vehicular access from rear lane. Building 1 - 10 market units - BP-2021-05436 Building 2 - 8 market units - BP-2021-05437 Building 3 - 6 market units - BP-2021-05438 Building 4 - 6 market units +2 lock-offs - BP-2021-05439 Building 5- 10 market units - BP-2021-05440 Building 6- 10 market units - BP-2021-05441 24-Mar-2022 - Stage 1 (excavation& shoring) issued. 22-Nov-2022 - Stage 2 (foundation to grade, structural only) issued. Stage 3 ( full permit) -In Review This project follows a rezoning | ORBIT ENERGY CONTROLS LTD
EP-2023-03216 | 2023-04-19 | 475 W 28TH AVENUE, Vancouver, BC V5Y 2K9 | Electrical Permit | Commercial | New | Completed | Interim - Commercial - Scope of work: slab, underground, raceways, grounding, branch circuits. Service connection to BC Hydro is not permitted under this permit. >BP: THIS PERMIT HAS BEEN ISSUED FOR SITE WORK, BELOW GRADE FACILITIES AND ONE LEVEL COMMON UNDERGROUND PARKING FOR THE PROPOSED DEVELOPMENT: To develop six 3-storey townhome blocks, including fifty (50) dwelling units plus two lock-off units, over 1 level of underground parking having vehicular access from rear lane. Building 1 - 10 market units - BP-2021-05436 Building 2 - 8 market units - BP-2021-05437 Building 3 - 6 market units - BP-2021-05438 Building 4 - 6 market units +2 lock-offs - BP-2021-05439 Building 5- 10 market units - BP-2021-05440 Building 6- 10 market units - BP-2021-05441 24-Mar-2022 - Stage 1 (excavation& shoring) issued. 22-Nov-2022 - Stage 2 (foundation to grade, structural only) issued. | ORBIT ENERGY CONTROLS LTD
EP-2023-04030 | 2023-05-09 | 475 W 28TH AVENUE, Vancouver, BC V5Y 2K9 | Electrical Permit | Commercial | New | Issued | Temporary Power - Commercial - To provide temporary power. | Megatech Trades Corp
EP-2023-10489 | 2023-11-21 | 475 W 28TH AVENUE, Vancouver, BC V5Y 2K9 | Electrical Permit | Commercial | New | Issued | Installation / Repair - Commercial - LOW VOLTAGE WIRING FOR HVAC CONTROLS >BP: To construct Building 3 containing 6 dwelling units. Building one is one of the six TH blocks constructed on this site. For full project description refer to BP-2021-01182. 28-Mar-2022 - Stage 1 ( excavation and shoring) issued. 22-Nov-2022 - Stage 2 (foundation to grade, structural only) issued. 11-Oct-2023 - Stage 3 ( full permit) issued. | Modern Systems Management Ltd
SP-2022-00621 | 2022-06-01 | 3591 KINGSWAY, Vancouver, BC | Sprinkler Permit | Commercial | Renovation | Completed | Commercial - Relocate 7 heads and adding one new head Interior alterations to provide tenant improvements to this new tenant and a change of use to retail to beauty salon Scope of work: Cosmetic work , plumbing and electrical work *****This application does not include any of the following: 1. Not more than 20 sprinklers (add, relocate, or remove), 2. hydraulic calculations, 3. change in occupancy and /or hazard classification, 4. warehouse storage arrangements, 5. mobile compact storage arrangements, 6. alternative solutions, 7. changes to the sprinkler system supply piping (e.g. valves, mains, cross-mains, branch-lines, etc.), or 8. flexible sprinkler pipe. | Gisborne Industrial Construction Ltd
EP-2022-04323 | 2022-05-25 | 3591 KINGSWAY, Vancouver, BC | Electrical Permit | Commercial | Tenant Improvement | Completed | Installation / Repair - Commercial - A TI project for a newly opening hair salon. The retail space has never been occupied, and everything is newly installed. New lightings, emergency lighting, branch circuits for equipment are to be pulled from existing 200A panel. >BP: Interior alterations to provide tenant improvements to this new tenant and a change of use to retail to beauty salon Scope of work: Cosmetic work , plumbing and electrical work Ok for field review as per J Bal | NSK Electric Ltd
PP-2022-01736 | 2022-05-24 | 3591 KINGSWAY, Vancouver, BC | Plumbing Permit | Commercial | Tenant Improvement | Completed | Commercial - To install new plumbing fixtures in new hair salon >BP: Interior alterations to provide tenant improvements to this new tenant and a change of use to retail to beauty salon Scope of work: Cosmetic work , plumbing and electrical work Ok for field review as per J Bal | Cube Mechanical Ltd
EP-2022-02438 | 2022-03-25 | 884 E 64TH AVENUE #3, Vancouver, BC V5X 2N4 | Electrical Permit | Residential | New | Completed | Installation / Repair - Residential - Low voltage rough wire & finish for tel, data, cable, alarm and doorbell. >BP: To construct a 1 storey laneway house building ($123,025.00) with an attached garage and 1 open parking pad, providing a total of 2 parking spaces, having vehicular access from the 20' Lane. 1. Covenant registered at the Land Title Office under CA7763428 2. No Strata Titling permitted 3. No A/C Unit proposed 4. Schedule B: (M.S Dhillon) P.Eng (604.537.6271) Structural & Geotechnical 5. HPO: Residential Builder- (Nash Custom Homes Inc) 6. The entire building to be sprinklered to NFPA 13 D per 3.2.5.12.(3)(d) NOTE: To achieve the required FSR. A floor space exclusion of 3% has been applied to this application as per section 11.24.18 of the district schedule, to accommodate improved building performance. Address Information: Principle Dwelling: #1 – 884 E. 64th Ave. Secondary Suite: #2 – 884 E. 64th Ave. Laneway home: #3 – 884 E. 64th Ave. Address assigned per approved plans. Fire and Emergency street access (walkway) to the laneway house is from the west side. Street access must be provided and maintained at all times. The building address is to be posted and to be visible from the street in accordance with the Building By-law. NOTE: Information regarding the principal building on the survey and site plan is for reference only. Any discrepancy between information regarding the principal building on the survey and/or site plan and approved permit drawings for the principal building are neither approved nor authorized under this laneway house permit. *NEW HOUSE* Note: See DB-2019-02058 for Bldg 1 on site (principal bldg) addressed #1 – 884 E. 64th Ave. **THIS PERMIT HAS BEEN ISSUED UNDER THE REQUIREMENTS OF VBBL #12511 (2019).** | Paratech Integrated Systems Ltd
SP-2022-00254 | 2022-02-25 | 884 E 64TH AVENUE #3, Vancouver, BC V5X 2N4 | Sprinkler Permit | Residential | New | Completed | Residential - New sprinkler system 1 STOREY LANEWAY HOME To construct a 1 storey laneway house building with an attached garage and 1 open parking pad, providing a total of 2 parking spaces, having vehicular access from the 20' Lane. 1. Covenant registered at the Land Title Office under CA7763428 2. No Strata Titling permitted 3. No A/C Unit proposed 4. Schedule B: (M.S Dhillon) P.Eng (604.537.6271) Structural & Geotechnical 5. HPO: Residential Builder- (Nash Custom Homes Inc) 6. The entire building to be sprinklered to NFPA 13 D per 3.2.5.12.(3)(d) | Haven Fire Protection Ltd
PP-2022-00003 | 2022-01-05 | 884 E 64TH AVENUE #3, Vancouver, BC V5X 2N4 | Plumbing Permit | Residential | New | Completed | Residential - Plumbing for a laneway To construct a 1 storey laneway house building with an attached garage and 1 open parking pad, providing a total of 2 parking spaces, having vehicular access from the 20' Lane. 1. Covenant registered at the Land Title Office under CA7763428 2. No Strata Titling permitted 3. No A/C Unit proposed 4. Schedule B: (M.S Dhillon) P.Eng (604.537.6271) Structural & Geotechnical 5. HPO: Residential Builder- (Nash Custom Homes Inc) 6. The entire building to be sprinklered to NFPA 13 D per 3.2.5.12.(3)(d) | H & R Mechanical Ltd
SP-2021-00438 | 2022-01-06 | 4128 CARTIER STREET, Vancouver, BC V6H 3E1 | Sprinkler Permit | Commercial | Addition | Completed | Commercial - 4128 Cartier St. (Building 1) - For all sprinkler work to the 2019 VBBL; NFPA 13R 2013 to allow for the alterations and conversion of this existing two-storey with basement, character One-Family Dwelling to a 3-unit Multiple Conversion Dwelling. ***F4 Upgrade*** Site Description - To alter and convert this existing two-storey with basement, character One-Family Dwelling to a 3-unit Multiple Conversion Dwelling (and to construct a new two-storey with basement, one-family infill dwelling with an attached 2-car garage and one surface parking space having a total of 3 parking spaces at the rear of the site having vehicular access from lane - under separate permit) Related Permits: 1. BP-2020-02867 / SP-2021-00438 - 4128 Cartier St. (Building 1) 2. BP-2020-02869 / SP-2021-00437 - 4138 Cartier St. (Building 2) This application does not include any of the following: • Flexible sprinkler pipe. • Alternative solutions. Notes: 1. Permit reviewed during COVID-19 pandemic. 2. Sprinkler Engineer of Record Mr. Fred Lee, P.Eng. of FKL Engineering Consultants Ltd. T: 604-618-0438. E: fred@leemail.ca 3. One set of approved drawings and permit to be available for viewing at the jobsite. 4. See related permit SP-2021-00437 - 4138 Cartier St. (Building 2) for accepted documents, terms and conditions, and correspondence. 5. ***Fire Department Connection (FDC) to be visible from the street and easily accessible by the fire department. FDC shall not be obstructed by fencing, landscaping, and/or building elements.*** | Mainland Fire Protection Ltd
GP-2022-00174 | 2022-01-21 | 4128 CARTIER STREET, Vancouver, BC V6H 3E1 | Gas Permit | Residential | New | Completed | Residential - gas fitting .. all have individual meters *fireplaces are piping only Building 1, To alter and convert this existing two-storey with basement, character One-Family Dwelling to a 3-unit Multiple Conversion Dwelling (and to construct a new two-storey with basement, one-family infill dwelling with an attached 2-car garage and one surface parking space having a total of 3 parking spaces at the rear of the site having vehicular access from lane - under separate permit) | R J Gas Ltd
EP-2022-01693 | 2022-03-02 | 4128 CARTIER STREET, Vancouver, BC V6H 3E1 | Electrical Permit | Residential | New | Completed | Installation / Repair - Residential - security,camera,tv,tel,data rough-in & completion >BP: Building 1, To alter and convert this existing two-storey with basement, character One-Family Dwelling to a 3-unit Multiple Conversion Dwelling (and to construct a new two-storey with basement, one-family infill dwelling with an attached 2-car garage and one surface parking space having a total of 3 parking spaces at the rear of the site having vehicular access from lane - under separate permit) Building Review Branch Notes: - Building Permit for DP-2019-00186 - Project value for main building $1,500,000 and infill $500,000 - Main permit for two buildings on this lot - Sprinkler to NFPA 13R - Designed under Part 5, Schedule A, D, B submitted. - Existing building to be fully upgraded as stratification is proposed. * Reviewed as per VBBL 2019 and during 2020 Pandemic Crisis | Repel Security Systems Ltd
PP-2022-02885 | 2022-10-06 | 4128 CARTIER STREET, Vancouver, BC V6H 3E1 | Plumbing Permit | Residential | New | Completed | Residential - lawn irrigation | Permanent Irrigation DBA: SUPREME SPRINKLERS INC.
EP-2022-01356 | 2022-02-22 | 4138 CARTIER STREET, Vancouver, BC V6H 3E1 | Electrical Permit | Residential | New | Completed | Installation / Repair - Residential - security, tel, tv, data, speaker ,camera, home theatre rough -in & completion >BP: Building 2, To construct a new two-storey with basement, One-Family Infill Dwelling with an attached 2-car garage and one surface parking spaces having a total of 3 parking spaces at the rear of the site having vehicular access from lane. Building Review Branch Notes: - Building Permit for DP-2019-00186 - Refer to BP-2020-02867 Main permit for time entries, fees, etc - Sprinkler to NFPA 13R * Reviewed as per VBBL 2019 and during 2020 Pandemic Crisis | Repel Security Systems Ltd
GP-2022-00173 | 2022-01-20 | 4138 CARTIER STREET, Vancouver, BC V6H 3E1 | Gas Permit | Residential | New | Completed | Residential - gas fitting *fireplace is piping only*.. Building 2, To construct a new two-storey with basement, One-Family Infill Dwelling with an attached 2-car garage and one surface parking spaces having a total of 3 parking spaces at the rear of the site having vehicular access from lane. | R J Gas Ltd
SP-2021-00437 | 2022-01-06 | 4138 CARTIER STREET, Vancouver, BC V6H 3E1 | Sprinkler Permit | Commercial | New | Completed | Commercial - 4138 Cartier St. (Building 2) - For all sprinkler work to the 2019 VBBL; NFPA 13R 2013 for this newly construct a new two-storey with basement, One-Family Infill Dwelling with an attached 2-car garage and one surface parking spaces having a total of 3 parking spaces at the rear of the site having vehicular access from lane. Site Description - To alter and convert this existing two-storey with basement, character One-Family Dwelling to a 3-unit Multiple Conversion Dwelling (and to construct a new two-storey with basement, one-family infill dwelling with an attached 2-car garage and one surface parking space having a total of 3 parking spaces at the rear of the site having vehicular access from lane - under separate permit). Related Permits: 1. BP-2020-02867 / SP-2021-00438 - 4128 Cartier St. (Building 1) 2. BP-2020-02869 / SP-2021-00437 - 4138 Cartier St. (Building 2) This application does not include any of the following: • Flexible sprinkler pipe. • Alternative solutions. Notes: 1. Permit reviewed during COVID-19 pandemic. 2. Sprinkler Engineer of Record Mr. Fred Lee, P.Eng. of FKL Engineering Consultants Ltd. T: 604-618-0438. E: fred@leemail.ca 3. One set of approved drawings and permit to be available for viewing at the jobsite. 4. *** Fire Department Connection (FDC) to be visible from the street and easily accessible by the fire department. FDC shall not be obstructed by fencing, landscaping, and/or building elements.*** | Mainland Fire Protection Ltd
EP-2022-08192 | 2022-10-04 | 1468 E 43RD AVENUE, Vancouver, BC V5P 4W8 | Electrical Permit | Residential | New | Completed | Installation / Repair - Residential - Full Electrical wiring for: new lane way house. Installation of a DCC 10 controller for the EVSE. >BP: Rev#1: ENTIRE BUILDING TO BE SPRINKLERED TO NFPA 13D as per VBBL 3.2.5.12.(3)(d) including attached garage. To construct a 2 storey laneway house building ($199,809) with an attached garage and 1 open parking pad, providing a total of 2 parking spaces, having vehicular access from the 20' Lane. Note: This is a 1 ½ storey building pursuant to the Zoning & Development By-law. 1. Covenant registered at the Land Title Office under CA6739488 2. No Strata Titling permitted 3. No A/C Unit proposed 4. Schedule B: (Makhan S. Dhillon) P.Eng (604.537.6271) Structural & GeotechnicalHPO: Residential Builder- Gill’s Construction Ltd. | Ngoc K Nguyen
SP-2022-01569 | 2022-09-27 | 1468 E 43RD AVENUE, Vancouver, BC V5P 4W8 | Sprinkler Permit | Residential | New | Completed | Residential - NEW HOME To construct a 2 storey laneway house building with an attached garage and 1 open parking pad, providing a total of 2 parking spaces, having vehicular access from the 20' Lane. Note: This is a 1 ½ storey building pursuant to the Zoning & Development By-law. 1. Covenant registered at the Land Title Office under CA6739488 2. No Strata Titling permitted 3. No A/C Unit proposed 4. Schedule B: (Makhan S. Dhillon) P.Eng (604.537.6271) Structural & GeotechnicalHPO: Residential Builder- Gill’s Construction Ltd. | SBMS Construction Ltd
PP-2022-02846 | 2022-08-18 | 1468 E 43RD AVENUE, Vancouver, BC V5P 4W8 | Plumbing Permit | Residential | New | Completed | Residential - new plumbing for: >BP: ENTIRE BUILDING TO BE SPRINKLERED TO NFPA 13R STANDARD. To construct a 2 storey laneway house building ($199,809) with an attached garage and 1 open parking pad, providing a total of 2 parking spaces, having vehicular access from the 20' Lane. Note: This is a 1 ½ storey building pursuant to the Zoning & Development By-law. 1. Covenant registered at the Land Title Office under CA6739488 2. No Strata Titling permitted 3. No A/C Unit proposed 4. Schedule B: (Makhan S. Dhillon) P.Eng (604.537.6271) Structural & GeotechnicalHPO: Residential Builder- Gill’s Construction Ltd. | Sukhvinder Singh
EP-2022-09439 | 2022-11-07 | 1468 E 43RD AVENUE, Vancouver, BC V5P 4W8 | Electrical Permit | Residential | New | Completed | Installation / Repair - Residential - rough wiring of security alarm, tv, tel, only >BP: To construct a 2 storey laneway house building ($199,809) with an attached garage and 1 open parking pad, providing a total of 2 parking spaces, having vehicular access from the 20' Lane. Note: This is a 1 ½ storey building pursuant to the Zoning & Development By-law. 1. Covenant registered at the Land Title Office under CA6739488 2. No Strata Titling permitted 3. No A/C Unit proposed 4. Schedule B: (Makhan S. Dhillon) P.Eng (604.537.6271) Structural & GeotechnicalHPO: Residential Builder- Gill’s Construction Ltd. NOTE: To achieve the required FSR. A floor space exclusion of 3% has been applied to this application as per section 11.24.18 of the district schedule, to accommodate improved building performance. NOTE: Information regarding the principal building on the survey and site plan is for reference only. Any discrepancy between information regarding the principal building on the survey and/or site plan and approved permit drawings for the principal building are neither approved nor authorized under this laneway house permit. *NEW HOUSE* Note: See DB-2020-02926 for Bldg 1 on site (principal bldg) addressed 1468 E 43 Ave. **THIS PERMIT HAS BEEN ISSUED UNDER THE REQUIREMENTS OF VBBL #12511 (2019) AND THE GREEN HOMES PROGRAM** ****ALL PROJECT COORDINATOR NOTE HAS BEEN ACCEPTED BY THE APPLICANT**** | Supersonic Security System Inc.
EP-2022-07868 | 2022-09-21 | 355 RAILWAY STREET, Vancouver, BC | Electrical Permit | Commercial | Tenant Improvement | Cancelled | Installation / Repair - Commercial - New store from base build. Installation of new lighting with compliant lighting control, general use and some dedicated power for POS, etc. Add additional exit signage as required. >BP: Interior alterations for this manufacturing (clothing designing) with ancillary retail for this First T.I.; work includes new interior finishes, wall assembly, millwork, display furniture, and racking as well as new lighting, electrical distribution, HVAC air distribution and plumbing. VBBL 2019 - NFPA 13 | Reliable Electrical Contracting Ltd
SP-2022-01494 | 2022-09-16 | 355 RAILWAY STREET, Vancouver, BC | Sprinkler Permit | Commercial | Tenant Improvement | Completed | Commercial - adjusting sprinkler heads to a new ceilings >BP: Interior alterations for this manufacturing (clothing designing) with ancillary retail for this First T.I.; work includes new interior finishes, wall assembly, millwork, display furniture, and racking as well as new lighting, electrical distribution, HVAC air distribution and plumbing. VBBL 2019 - NFPA 13 | Hydroworks Contracting Ltd
EP-2023-02797 | 2023-03-30 | 355 RAILWAY STREET, Vancouver, BC | Electrical Permit | Commercial | Tenant Improvement | Completed | Installation / Repair - Commercial - Installing new LED Linear fixtures, receptacles, data and cameras in retail store. >BP: Interior alterations for this manufacturing (clothing designing) with ancillary retail for this First T.I.; work includes new interior finishes, wall assembly, millwork, display furniture, and racking as well as new lighting, electrical distribution, HVAC air distribution and plumbing. VBBL 2019 - NFPA 13 **Amend 08/21/2023** Add Attachment L | FOS Electric Systems Ltd
PP-2023-01062 | 2023-03-28 | 355 RAILWAY STREET, Vancouver, BC | Plumbing Permit | Commercial | Renovation | Completed | Commercial - install DWV with domestic hot and cold water lines to accommodate washrooms and Back of house sink complete with floor drains and hot water tank. Connecting to base building sanitary and domestic cold water lines. >BP: Interior alterations for this manufacturing (clothing designing) with ancillary retail for this First T.I.; work includes new interior finishes, wall assembly, millwork, display furniture, and racking as well as new lighting, electrical distribution, HVAC air distribution and plumbing. VBBL 2019 - NFPA 13 | Mainland Plumbing & Heating
EP-2023-09808 | 2023-11-07 | 355 RAILWAY STREET, Vancouver, BC | Electrical Permit | Commercial | Tenant Improvement | Completed | Installation / Repair - Commercial - Add in one speaker to the existing FA system and get re-verified >Permit Amendment Nov 17, 2023 -"Adding in a 15amp 240 volt make up air fan" >BP: Interior alterations for this manufacturing (clothing designing) with ancillary retail for this First T.I.; work includes new interior finishes, wall assembly, millwork, display furniture, and racking as well as new lighting, electrical distribution, HVAC air distribution and plumbing. VBBL 2019 - NFPA 13 | WESTPEAK ELECTRICAL LTD
SP-2023-00354 | 2023-03-01 | 353 RAILWAY STREET #301, Vancouver, BC | Sprinkler Permit | Commercial | Tenant Improvement | Completed | Commercial - UNIT #301- 3RD FLOOR - Add and relocate sprinkler heads for tenant improvement. >BP: #301 - 3rd floor (full floor) Interior alterations to provide improvements by adding washrooms and rooms in this existing full floor wholesale shell unit on the 3rd floor (#301) in this commercial building on this site. Scope of work: 2 base building washrooms and 2 meeting rooms, millwork, lighting, electrical, plumbing and sprinkler work. *****This application does not include any of the following: 1. Not more than 20 sprinklers (add, relocate, or remove), 2. hydraulic calculations, 3. change in occupancy and /or hazard classification, 4. warehouse storage arrangements, 5. mobile compact storage arrangements, 6. alternative solutions, 7. changes to the sprinkler system supply piping (e.g. valves, mains, cross-mains, branch-lines, etc.), or 8. flexible sprinkler pipe. | Priority Fire Systems Ltd
EP-2023-01718 | 2023-03-02 | 353 RAILWAY STREET #301, Vancouver, BC | Electrical Permit | Commercial | Renovation | Completed | Installation / Repair - Commercial - · Supply and install the light fixtures. · Supply and install the new receptacles. · Supply and install the light switches. >BP: #301 - 3rd floor (full floor) Interior alterations to provide improvements by adding washrooms and rooms in this existing full floor wholesale shell unit on the 3rd floor (#301) in this commerciall building on this site. Scope of work: 2 base building washrooms and 2 meeting rooms, millwork, lighting, electrical, plumbing and sprinkler work. Mechanical and Plumbing Schedule B submitted by Satwik Shetty, P.Eng., ph: 778-360-2153 SEPARATE PERMIT(S) REQUIRED FOR TENANT IMPROVEMENTS TO SHELL SPACE. | Action Electric Ltd
PP-2023-00679 | 2023-02-28 | 353 RAILWAY STREET #301, Vancouver, BC | Plumbing Permit | Commercial | Tenant Improvement | Completed | Commercial - UNIT #301 - rough in drainage ,venting and domestic waterlines to all fixtures as per mechanical drawings >BP: #301 - 3rd floor (full floor) Interior alterations to provide improvements by adding washrooms and rooms in this existing full floor wholesale shell unit on the 3rd floor (#301) in this commercial building on this site. Scope of work: 2 base building washrooms and 2 meeting rooms, millwork, lighting, electrical, plumbing and sprinkler work. | VANMECH PLUMBING & HEATING LTD.
EP-2022-09801 | 2022-11-21 | 1826 E 13TH AVENUE, Vancouver, BC | Electrical Permit | Residential | Renovation | Completed | Installation / Repair - Residential - Dedicated circuit for AC | Pacific Star Electric Inc
PP-2023-00681 | 2023-03-03 | 353 RAILWAY STREET #501, Vancouver, BC | Plumbing Permit | Commercial | Tenant Improvement | Completed | Commercial - UNIT #501- 5TH FLOOR - rough in drainage , venting and domestic waterlines to all fixtures as per mechanical drawings >BP: #501 - 5th floor (full floor) Interior alterations to provide improvements by adding washrooms and rooms in this existing full floor manufacturing shell unit on the 5th floor (#501) in this commercial building on this site. Scope of work: 2 base building washrooms and 2 meeting rooms, millwork, lighting, electrical, plumbing and sprinkler work. | VANMECH PLUMBING & HEATING LTD.
SP-2023-00358 | 2023-03-01 | 353 RAILWAY STREET #501, Vancouver, BC | Sprinkler Permit | Commercial | Tenant Improvement | Completed | Commercial - UNIT #501 - 5TH FLOOR - Add and relocate sprinkler heads for tenant improvement. >BP: #501 - 5th floor (full floor) Interior alterations to provide improvements by adding washrooms and rooms in this existing full floor manufacturing shell unit on the 5th floor (#501) in this commercial building on this site. Scope of work: 2 base building washrooms and 2 meeting rooms, millwork, lighting, electrical, plumbing and sprinkler work. *****This application does not include any of the following: 1. Not more than 20 sprinklers (add, relocate, or remove), 2. hydraulic calculations, 3. change in occupancy and /or hazard classification, 4. warehouse storage arrangements, 5. mobile compact storage arrangements, 6. alternative solutions, 7. changes to the sprinkler system supply piping (e.g. valves, mains, cross-mains, branch-lines, etc.), or 8. flexible sprinkler pipe. | Priority Fire Systems Ltd
EP-2023-01721 | 2023-03-02 | 353 RAILWAY STREET #501, Vancouver, BC | Electrical Permit | Commercial | Renovation | Completed | Installation / Repair - Commercial - · Supply and install the light fixtures. · Supply and install the new receptacles. · Supply and install the light switches. >BP: #501 - 5th floor (full floor) Interior alterations to provide improvements by adding washrooms and rooms in this existing full floor manufacturing shell unit on the 5th floor (#501) in this commerciall building on this site. Scope of work: 2 base building washrooms and 2 meeting rooms, millwork, lighting, electrical, plumbing and sprinkler work. Mechanical and Plumbing Schedule B submitted by Satwik Shetty, P.Eng., ph: 778-360-2153 SEPARATE PERMIT(S) REQUIRED FOR TENANT IMPROVEMENTS TO SHELL SPACE. OK for Field Review W. Wong Building sprinklered - Separate sprinkler permit required for proposed sprinkler work. | Action Electric Ltd
EP-2023-01723 | 2023-03-02 | 353 RAILWAY STREET #601, Vancouver, BC | Electrical Permit | Commercial | Renovation | Completed | Installation / Repair - Commercial - · Supply and install the light fixtures. · Supply and install the new receptacles. · Supply and install the light switches. >BP: #601 - 6th floor (full floor) Interior alterations to provide improvements by adding washrooms and rooms in this existing full floor office (shell) unit on the 6th floor (#601) in this commerciall building on this site. Scope of work: 2 base building washrooms and 2 meeting rooms, millwork, lighting, electrical, plumbing and sprinkler work. Mechanical and Plumbing Schedule B submitted by Satwik Shetty, P.Eng., ph: 778-360-2153 SEPARATE PERMIT(S) REQUIRED FOR TENANT IMPROVEMENTS TO SHELL SPACE. OK for Office TI; W. Wong Building sprinklered - Separate sprinkler permit required for proposed sprinkler work. | Action Electric Ltd
SP-2023-00361 | 2023-03-01 | 353 RAILWAY STREET #601, Vancouver, BC | Sprinkler Permit | Commercial | Tenant Improvement | Completed | Commercial - UNIT #601 - Add and relocate sprinkler heads for tenant improvement. >BP: #601 - 6th floor (full floor) Interior alterations to provide improvements by adding washrooms and rooms in this existing full floor office (shell) unit on the 6th floor (#601) in this commercial building on this site. Scope of work: 2 base building washrooms and 2 meeting rooms, millwork, lighting, electrical, plumbing and sprinkler work. *****This application does not include any of the following: 1. Not more than 20 sprinklers (add, relocate, or remove), 2. hydraulic calculations, 3. change in occupancy and /or hazard classification, 4. warehouse storage arrangements, 5. mobile compact storage arrangements, 6. alternative solutions, 7. changes to the sprinkler system supply piping (e.g. valves, mains, cross-mains, branch-lines, etc.), or 8. flexible sprinkler pipe. | Priority Fire Systems Ltd
PP-2023-00682 | 2023-03-03 | 353 RAILWAY STREET #601, Vancouver, BC | Plumbing Permit | Commercial | Tenant Improvement | Completed | Commercial - UNIT #601 - 6TH FLOOR - rough in drainage ,venting and domestic waterlines to all fixtures as per drawings >BP: #601 - 6th floor (full floor) Interior alterations to provide improvements by adding washrooms and rooms in this existing full floor office (shell) unit on the 6th floor (#601) in this commerciall building on this site. Scope of work: 2 base building washrooms and 2 meeting rooms, millwork, lighting, electrical, plumbing and sprinkler work. | VANMECH PLUMBING & HEATING LTD.
PP-2023-01813 | 2023-08-29 | 8559 JACK UPPAL STREET, Vancouver, BC | Plumbing Permit | Commercial | New | Issued | Commercial - A six-storey midrise combustible construction residential building Building 2 (South)(6-storey) >BP: Building Permit for BP-2019-04439 To construct a six-storey midrise combustible construction residential building SHORT PROGRAM VBBL-2014 | Ocean Park Mechanical Ltd
EP-2022-08687 | 2022-10-26 | 8559 JACK UPPAL STREET, Vancouver, BC | Electrical Permit | Commercial | New | Issued | Installation / Repair - Commercial - FULL ELECTRICAL WIRING BLDG 2 - 6 storey residential building over two levels of underground parking. >BP: To construct a six-storey midrise combustible construction residential building | Nightingale Electric Ltd
EP-2023-09845 | 2023-11-10 | 8559 JACK UPPAL STREET, Vancouver, BC | Electrical Permit | Commercial | New | Issued | Installation / Repair - Commercial - Suite Thermostats/ERV Timers in 6 Story Wood frame *Full price of contract placed on EP-2023-09844. >BP: Building Permit for BP-2019-04439 To construct a six-storey midrise combustible construction residential building SHORT PROGRAM VBBL-2014 | Ocean Park Mechanical Ltd
EP-2023-08657 | 2023-09-26 | 8559 JACK UPPAL STREET, Vancouver, BC | Electrical Permit | Commercial | New | Issued | Installation / Repair - Commercial - Installation of Low Voltage Ecomm. Building 2 >BP: Building Permit for BP-2019-04439 To construct a six-storey midrise combustible construction residential building SHORT PROGRAM VBBL-2014 | Cana Systems Ltd
EP-2024-00615 | 2024-01-31 | 8559 JACK UPPAL STREET, Vancouver, BC | Electrical Permit | Commercial | New | Issued | Installation / Repair - Commercial - In-suite tel-data-coax cabling and finishing installation. >BP: Building Permit for BP-2019-04439 To construct a six-storey midrise combustible construction residential building SHORT PROGRAM VBBL-2014 Sawmill Cres | Smart-Tek Communications Inc
EP-2023-10644 | 2024-02-05 | 650 PACIFIC STREET, Vancouver, BC V6Z 3E6 | Electrical Permit | Commercial | Tenant Improvement | Issued | Installation / Repair - Commercial - Run wiring for new outlets. New dedicated washer/dryer circuit. Run wiring and connect new hot water tank >BP: Interior alterations to change the use of approximately 565sf from retail (E) to similar to beauty salon (dog grooming) (D) with ancillary retail in this existing commercial building. Scope of work to include addition of interior wall and two dog washing stations. | MB Installations Ltd
SP-2022-01575 | 2023-03-03 | 2683 DUKE STREET, Vancouver, BC V5R 4S8 | Sprinkler Permit | Commercial | New | Issued | Commercial - To install sprinklers to NFPA 13 2013R throughout this 4 storey plus basement multiple dwelling, containing a total of 8 dwelling units, with 5 surface parking spaces having vehicular access from the lane. | RAHELU PLUMBING & HEATING LTD.
NULL | NULL | 2683 DUKE STREET, Vancouver, BC V5R 4S8 | Sprinkler Permit | Residential | New | Draft | Residential - Install Sprinkler Heads | RAHELU PLUMBING & HEATING LTD.
GP-2022-02250 | 2022-07-29 | 3372 FLEMING STREET, Vancouver, BC V5N 3V5 | Gas Permit | Residential | New | Issued | Residential - Installation of Gas appliances. Gas BBQ piping only >BP: To retain, add, convert, and relocate the existing one family dwelling with secondary suite to a Multiple Conversion Dwelling with 2 Dwelling Units and a Secondary Suite with 2 built-in parking spaces having vehicular access from street (Fleming St). | Lally Plumbing & Heating Ltd
EP-2022-08661 | 2022-10-12 | 3372 FLEMING STREET, Vancouver, BC V5N 3V5 | Electrical Permit | Residential | New | Issued | Installation / Repair - Residential - Alarm, telephone, tv, network, cctv pre-wire only, entry | Best Built-In Centre Ltd
EP-2023-03697 | 2023-04-28 | 3372 FLEMING STREET, Vancouver, BC V5N 3V5 | Electrical Permit | Residential | New | Issued | Temporary Power - Residential - To provide temporary power. -renewal of EP-2022-03473 -Valid: April 26, 2023 - April 25, 2024 | Moon Star Electrical Ltd
EP-2021-07480 | 2022-01-06 | 3372 FLEMING STREET, Vancouver, BC V5N 3V5 | Electrical Permit | Residential | New | Issued | Installation / Repair - Residential - MCD - 3372 FLEMING ST - #1 & #2 - WEST PORTION 3374 FLEMING ST - EAST PORTION Rough wiring and finishing. (Building 1 and Building 2 - Main service: 400A 120/240V 1P3W. Unit A 125A feeder/panelboard; Units B, C and D 100A feeder/panelboard; House 60A.) BP: To retain, add, convert, and relocate the existing one family dwelling with secondary suite to a Multiple Conversion Dwelling with 2 Dwelling Units and a Secondary Suite with 2 built-in parking spaces having vehicular access from street (Fleming St). | Moon Star Electrical Ltd
SP-2022-00950 | 2022-06-28 | 3372 FLEMING STREET, Vancouver, BC V5N 3V5 | Sprinkler Permit | Residential | New | Issued | Residential - New sprinkler system To retain, add, convert, and relocate the existing one family dwelling with secondary suite to a Multiple Conversion Dwelling with 2 Dwelling Units and a Secondary Suite with 2 built-in parking spaces having vehicular access from street (Fleming | Haven Fire Protection Ltd
EP-2022-03473 | 2022-05-02 | 3372 FLEMING STREET, Vancouver, BC V5N 3V5 | Electrical Permit | Residential | New | Expired | Temporary Power - Residential - To provide temporary power. Renewal of EP-2021-03088 Valid: Apr 26, 2022 to Apr 25, 2023 | Moon Star Electrical Ltd
PP-2022-00620 | 2022-02-23 | 3372 FLEMING STREET, Vancouver, BC V5N 3V5 | Plumbing Permit | Residential | Renovation | Issued | Residential - MCD - Plumbing To retain, add, convert, and relocate the existing one family dwelling with secondary suite to a Multiple Conversion Dwelling with 2 Dwelling Units and a Secondary Suite with 2 built-in parking spaces having vehicular access from street (Fleming St). | Lally Plumbing & Heating Ltd
SP-2022-01103 | 2022-07-08 | 3376 FLEMING STREET, Vancouver, BC V5N 3V5 | Sprinkler Permit | Residential | New | Issued | Residential - Common backflow preventor with main building. No separate dual check valve >Building Permit for DP-2019-00894 to construct a two-family infill dwelling in the rear, with 2 built-in parking spaces having vehicular access from the street (Fleming St). | Haven Fire Protection Ltd
PP-2022-00723 | 2022-03-04 | 3376 FLEMING STREET, Vancouver, BC V5N 3V5 | Plumbing Permit | Residential | New | Issued | Residential - INFILL - 2FD - 3376 FLEMING ST 3378 FLEMING ST Plumbing Building Permit for DP-2019-00894 to construct a two-family infill dwelling in the rear, with 2 built-in parking spaces having vehicular access from the street (Fleming St). | Lally Plumbing & Heating Ltd
EP-2021-07647 | 2022-01-06 | 3376 FLEMING STREET, Vancouver, BC V5N 3V5 | Electrical Permit | Residential | New | Issued | Installation / Repair - Residential - INFILL 2FD - 3376 FLEMING ST - NORTH PORTION 3378 FLEMING ST - SOUTH PORTION Duplex two family dwelling INFILL Rough wiring and finishing. (Building 1 and Building 2 - Main service: 400A 120/240V 1P3W. Unit A 125A feeder/panelboard; Units B, C and D 100A feeder/panelboard; House 60A.) >BP: Building Permit for DP-2019-00894 to construct a two-family infill dwelling in the rear, with 2 built-in parking spaces having vehicular access from the street (Fleming St). | Moon Star Electrical Ltd
EP-2022-08663 | 2022-10-12 | 3376 FLEMING STREET, Vancouver, BC V5N 3V5 | Electrical Permit | Residential | New | Issued | Installation / Repair - Residential - Alarm, telephone, tv, network, entry Building Permit for DP-2019-00894 to construct a two-family infill dwelling in the rear, with 2 built-in parking spaces having vehicular access from the street (Fleming St). | Best Built-In Centre Ltd
GP-2022-02251 | 2022-07-29 | 3376 FLEMING STREET, Vancouver, BC V5N 3V5 | Gas Permit | Residential | New | Issued | Residential - Gas BBQ piping only >Building Permit for DP-2019-00894 to construct a two-family infill dwelling in the rear, with 2 built-in parking spaces having vehicular access from the street (Fleming St). | Lally Plumbing & Heating Ltd
PP-2022-03979 | 2022-11-03 | 2311 ADANAC STREET, Vancouver, BC V5L 2E9 | Plumbing Permit | Residential | New | Issued | Residential - installing backflow device for irrigation system | Richvan Sprinklers
GP-2022-01092 | 2022-04-25 | 2311 ADANAC STREET, Vancouver, BC V5L 2E9 | Gas Permit | Residential | New | Issued | Residential - Installing new gas lines for the new projects located at: 2311 Adanac Street (Main House) + 770 Garden Drive (basement of Main House) 768 Garden Drive (Infill House) | Piperun Plumbing & Mechanical Ltd
GP-2022-01211 | 2022-04-21 | 2311 ADANAC STREET, Vancouver, BC V5L 2E9 | Gas Permit | Residential | Renovation | Completed | Residential - Replacement of one gas fireplace | Bridge Woodworks Mfg Ltd
EP-2022-00664 | 2022-01-28 | 2311 ADANAC STREET, Vancouver, BC V5L 2E9 | Electrical Permit | Residential | Renovation | Expired | Temporary Power - Residential - To provide temporary power. | Vancouver Static Industries Ltd
EP-2022-03460 | 2022-04-28 | 8636 OAK STREET, Vancouver, BC V6P 4B3 | Electrical Permit | Residential | New | Expired | Temporary Power - Residential - To provide temporary power. | Myarc Electrical Inc
NULL | NULL | 8636 OAK STREET, Vancouver, BC V6P 4B3 | Sprinkler Permit | Commercial | New | Draft | Commercial - New build of two 6-storey residential buildings over a single, shared, 2-level below grade parkade | NULL
EP-2023-06551 | 2023-07-19 | 8636 OAK STREET, Vancouver, BC V6P 4B3 | Electrical Permit | Residential | New | Issued | Temporary Power - Residential - To provide temporary power. | Myarc Electrical Inc
EP-2022-05461 | 2022-06-28 | 1684 E 58TH AVENUE #3, Vancouver, BC V5P 2C2 | Electrical Permit | Residential | New | Completed | Installation / Repair - Residential - Laneway house To construct a 2 storey laneway house building with an attached garage and 1 open parking pad, providing a total of 2 parking spaces, having vehicular access from the 20' Lane. Note: This is a 1 ½ storey building pursuant to the Zoning & Development By-law. 1. Covenant registered at the Land Title Office under CAXXXXXXX 2. No Strata Titling permitted 3. No A/C Unit proposed 4. Schedule B: (Jason Hui) P.Eng (778.319.3403) Structural 5. Schedule B: (Jason Hui) P.Eng (778.319.3403) Geotechnical 6. HPO: Residential Builder- (CCK Homes Ltd) | C G Electrical Contractors Ltd
EP-2022-05662 | 2022-07-05 | 1684 E 58TH AVENUE #3, Vancouver, BC V5P 2C2 | Electrical Permit | Residential | New | Completed | Installation / Repair - Residential - TV., Tel Phone, Data and Alarm system. >BP: To construct a 2 storey laneway house building ($191,200) with an attached garage and 1 open parking pad, providing a total of 2 parking spaces, having vehicular access from the 20' Lane. Note: This is a 1 ½ storey building pursuant to the Zoning & Development By-law. 1. Covenant registered at the Land Title Office under CAXXXXXXX 2. No Strata Titling permitted 3. No A/C Unit proposed 4. Schedule B: (Jason Hui) P.Eng (778.319.3403) Structural 5. Schedule B: (Jason Hui) P.Eng (778.319.3403) Geotechnical 6. HPO: Residential Builder- (CCK Homes Ltd) NOTE: To achieve the required FSR. A floor space exclusion of 3% has been applied to this application as per section 11.24.18 of the district schedule, to accommodate improved building performance. Address Information: Principle Dwelling: #1 – 1684 E 58TH AVE Secondary Suite: #2 – 1684 E 58TH AVE Laneway home: #3 – 1684 E 58TH AVE Address has been assigned per the approved plans as the fire/emergency access to the laneway house is from the West side. This access must be provided & maintained at 20' Lane at all times in accordance with the Building By-law. NOTE: Information regarding the principal building on the survey and site plan is for reference only. Any discrepancy between information regarding the principal building on the survey and/or site plan and approved permit drawings for the principal building are neither approved nor authorized under this laneway house permit. *NEW HOUSE* Note: See DB-2021-03104 for Bldg 1 on site (principal bldg) addressed #1 – 1684 E 58TH AVE. **THIS PERMIT HAS BEEN ISSUED UNDER THE REQUIREMENTS OF VBBL #12511 (2019) ** | Modern Security Systems Ltd
SP-2022-01316 | 2022-08-17 | 1684 E 58TH AVENUE #3, Vancouver, BC V5P 2C2 | Sprinkler Permit | Residential | New | Completed | Residential - LWH - #3 - install 15 sprinkler heads for new construction To construct a 2 storey laneway house building with an attached garage and 1 open parking pad, providing a total of 2 parking spaces, having vehicular access from the 20' Lane. Note: This is a 1 ½ storey building pursuant to the Zoning & Development By-law. Rev#1: The entire building including the attached garage to be sprinklered to NPFA 13D as per VBBL 3.2.5.12.(3)(d). 1. Covenant registered at the Land Title Office under CAXXXXXXX 2. No Strata Titling permitted 3. No A/C Unit proposed | Preet Plumbing Heating And Sprinkle Ltd
NULL | NULL | 1684 E 58TH AVENUE #3, Vancouver, BC V5P 2C2 | Plumbing Permit | Residential | New | Draft | Residential - Rough-in / waterline for laneway house | Century Twenty One Gas & Heating Co. Ltd
PP-2022-01551 | 2022-05-05 | 1684 E 58TH AVENUE #3, Vancouver, BC V5P 2C2 | Plumbing Permit | Residential | New | Completed | Residential - Installation of plumbing fixtures >To construct a 2 storey laneway house building ($191,200) with an attached garage and 1 open parking pad, providing a total of 2 parking spaces, having vehicular access from the 20' Lane. | Century Twenty One Gas & Heating Co. Ltd
EP-2022-02823 | 2022-04-07 | 3817 W 15TH AVENUE #3, Vancouver, BC V6R 3A1 | Electrical Permit | Residential | New | Completed | Installation / Repair - Residential - alarm/ data/chime door bell >BP: To construct a 2 storey laneway house building ($162,500.00) with 1 open parking pad having vehicular access from the 20' Lane. Note: This is a 1 ½ storey building pursuant to the Zoning & Development By-law. 1. Covenant registered at the Land Title Office under CA7877566 2. No Strata Titling permitted 3. No A/C Unit proposed 4. Schedule B: (K.J. Ma) P.Eng (604.599.8890) Structural 5. Schedule B: (H. Jian ) P.Eng (778.987.7461) Geotechnical 6. HPO: Residential Builder- (Vertex Construction Ltd.) 7. The entire building, INCLUDING THE EXTERIOR ACCESSED MECH RM, to be sprinklered to NFPA 13 D per 3.2.5.12.(3)(d) NOTE: To achieve the required FSR. A floor space exclusion of 3% has been applied to this application as per section 11.24.18 of the district schedule, to accommodate improved building performance. Address Information: Principle Dwelling: #1 – 3817 W. 15th Ave. Secondary Suite: #2 – 3817 W. 15th Ave. Laneway home: #3 – 3817 W. 15th Ave. NOTE: Information regarding the principal building on the survey and site plan is for reference only. Any discrepancy between information regarding the principal building on the survey and/or site plan and approved permit drawings for the principal building are neither approved nor authorized under this laneway house permit. *NEW HOUSE* Note: See DB-2019-02491 for Bldg 1 on site (principal bldg) addressed #1 – 3817 W. 15th Ave. | Anmi Technology Corp.
SP-2022-00482 | 2022-04-05 | 3817 W 15TH AVENUE #3, Vancouver, BC V6R 3A1 | Sprinkler Permit | Residential | New | Completed | Residential - To Install 15 sprinkler heads >BP: 1.5 STOREY LANEWAY HOME To construct a 2 storey laneway house building ($162,500.00) with 1 open parking pad having vehicular access from the 20' Lane. Note: This is a 1 ½ storey building pursuant to the Zoning & Development By-law. 1. Covenant registered at the Land Title Office under CA7877566 2. No Strata Titling permitted 3. No A/C Unit proposed 4. Schedule B: (K.J. Ma) P.Eng (604.599.8890) Structural 5. Schedule B: (H. Jian ) P.Eng (778.987.7461) Geotechnical 6. HPO: Residential Builder- (Vertex Construction Ltd.) 7. The entire building, INCLUDING THE EXTERIOR ACCESSED MECH RM, to be sprinklered to NFPA 13 D per 3.2.5.12.(3)(d) NOTE: To achieve the required FSR. A floor space exclusion of 3% has been applied to this application as per section 11.24.18 of the district schedule, to accommodate improved building performance. Address Information: Principle Dwelling: #1 – 3817 W. 15th Ave. Secondary Suite: #2 – 3817 W. 15th Ave. Laneway home: #3 – 3817 W. 15th Ave. Address and suite number assigned as per approved plans. Fire and Emergency street access (walkway) to the laneway house is from the east side. Street access must be provided and maintained at all times. The address number is to be posted on the building to be visible from the street and the suite number is to be posted on the suite entry in accordance with the Building By-law prior to final inspection. NOTE: Information regarding the principal building on the survey and site plan is for reference only. Any discrepancy between information regarding the principal building on the survey and/or site plan and approved permit drawings for the principal building are neither approved nor authorized under this laneway house permit. *NEW HOUSE* Note: See DB-2019-02491 for Bldg 1 on site (principal bldg) addressed #1 – 3817 W. 15th Ave. **THIS PERMIT HAS BEEN ISSUED UNDER THE REQUIREMENTS OF VBBL 2014 AND THE GREEN HOMES PROGRAM** | General Sprinkler Systems Ltd
PP-2022-00469 | 2022-02-11 | 3817 W 15TH AVENUE #3, Vancouver, BC V6R 3A1 | Plumbing Permit | Residential | New | Completed | Residential - LWH - #3 - Plumbing To construct a 2 storey laneway house building with 1 open parking pad having vehicular access from the 20' Lane. Note: This is a 1 ½ storey building pursuant to the Zoning & Development By-law. 1. Covenant registered at the Land Title Office under CA7877566 2. No Strata Titling permitted 3. No A/C Unit proposed | WDR CONTRACTING LTD
EP-2022-02281 | 2022-03-22 | 4869 LANARK STREET, Vancouver, BC V5N 3S1 | Electrical Permit | Residential | Renovation | Expired | Temporary Power - Residential - To provide temporary power. | F & S Electrical Ltd
PP-2023-02568 | 2023-07-19 | 4869 LANARK STREET, Vancouver, BC V5N 3S1 | Plumbing Permit | Residential | New | Issued | Residential - MCD - two sumps without pump | Bhullar Excavating and Demolition
PP-2023-02518 | 2023-07-14 | 4869 LANARK STREET, Vancouver, BC V5N 3S1 | Plumbing Permit | Residential | New | Issued | Residential - 2FD - FRONT - 4869 LANARK ST BACK - 4867 LANARK ST This is new duplex house with 24 fixtures. >DB: To convert this existing one-family character dwelling with secondary suite to a multiple conversion dwelling (Building 1) containing two dwelling units. *** THIS PERMIT HAS BEEN ISSUED UNDER THE REQUIREMENTS OF VBBL #12511 (2019)*** 2. Entire building to be sprinklered to NFPA 13R | AKAL Plumbing & Heating Ltd
SP-2023-01366 | 2023-07-27 | 4869 LANARK STREET, Vancouver, BC V5N 3S1 | Sprinkler Permit | Residential | New | Issued | Residential - To install fire sprinkler system in duplex >BP: Building Permit for DP-2020-00059 (To convert this existing one-family character dwelling with secondary suite to two dwelling units) To convert this existing one-family character dwelling with secondary suite to a multiple conversion dwelling (Building 1) containing two dwelling units. Schedule B, Tarek A. EL-Amoury, P.Eng (604-336-5080) Structural and Geotechnical submitted for this project. *** THIS PERMIT HAS BEEN ISSUED UNDER THE REQUIREMENTS OF VBBL #12511 (2019)*** Infill Permit#: BP-2020-03537 | Max Fire Pro Ltd
MP-2023-01413 | 2023-08-02 | 4869 LANARK STREET, Vancouver, BC V5N 3S1 | Mechanical Permit | NULL | NULL | Issued | NULL | AKAL Plumbing & Heating Ltd
EP-2023-05930 | 2023-11-16 | 4869 LANARK STREET, Vancouver, BC V5N 3S1 | Electrical Permit | Residential | Addition | Issued | Installation / Repair - Residential - ¦ MCD- 2FD: 100A ¦ NFPA 13R ¦ Full renovation and re-wire of old home. It will become a duplex with LWH. Gas heat and ranges. 200A service off LWH. Old permit so gas heating still aloud. New lighting throughout and appliances. Builder has confirmed with building inspector that the “lock to key” sprinkler system separately zoned for the 3 units will only need strobe identifying each unit. No fire alarm system needed. *An approved mechanical permit is required for the installation of air conditioning or heat pump unit at the time of installation before a final electrical inspection will be performed >BP: To convert this existing one-family character dwelling with secondary suite to a multiple conversion dwelling (Building 1) containing two dwelling units. Schedule B, Tarek A. EL-Amoury, P.Eng (604-336-5080) Structural and Geotechnical submitted for this project. *** THIS PERMIT HAS BEEN ISSUED UNDER THE REQUIREMENTS OF VBBL #12511 (2019)*** Infill Permit#: BP-2020-03537 Building Review Branch Notes: 1. Reviewed during the 2020 pandemic crisis 2. Entire building to be sprinklered to NFPA 13R | F & S Electrical Ltd
GP-2023-03770 | 2023-11-30 | 4869 LANARK STREET, Vancouver, BC V5N 3S1 | Gas Permit | Residential | New | Issued | Residential - 2 Boilers, 2 Ranges & 2 BBQ's gas piping dowstream of gas meter to appliance >BP: To convert this existing one-family character dwelling with secondary suite to a multiple conversion dwelling (Building 1) containing two dwelling units. | AKAL Plumbing & Heating Ltd
MP-2023-01825 | 2023-10-12 | 4869 LANARK STREET, Vancouver, BC V5N 3S1 | Mechanical Permit | NULL | NULL | Issued | NULL | DAYLIGHT HEATING AND AIR CONDITIONING LTD
EP-2023-09678 | 2023-11-06 | 4869 LANARK STREET, Vancouver, BC V5N 3S1 | Electrical Permit | Residential | Addition | Issued | Installation / Repair - Residential - Extra low voltage, Tv data alarm systems >BP: To convert this existing one-family character dwelling with secondary suite to a multiple conversion dwelling (Building 1) containing two dwelling units. Schedule B, Tarek A. EL-Amoury, P.Eng (604-336-5080) Structural and Geotechnical submitted for this project. *** THIS PERMIT HAS BEEN ISSUED UNDER THE REQUIREMENTS OF VBBL #12511 (2019)*** Infill Permit#: BP-2020-03537 Building Review Branch Notes: 1. Reviewed during the 2020 pandemic crisis 2. Entire building to be sprinklered to NFPA 13R | Orbit Home Automation Ltd
GP-2022-02669 | 2022-09-07 | 778 E 27TH AVENUE, Vancouver, BC V5V 2K9 | Gas Permit | Residential | New | Completed | Residential - 1FD+SS - INSTALL ONE GAS FIREPLACE WITH VENT AND HOOK UP. >BP: Building Permit for DP-2019-00501 To alter and convert this existing character one-family dwelling to a one-family dwelling with secondary suite (Building 1) sharing a built-in one-car parking garage and one on-grade parking stall with a new 2-storey one-family infill dwelling, having vehicular access from the lane. | Fastgo System 2011 Inc DBA Fireplaces Unlimited
PP-2022-00833 | 2022-03-10 | 778 E 27TH AVENUE, Vancouver, BC V5V 2K9 | Plumbing Permit | Residential | Renovation | Completed | Residential - Plumbing rough in and finish of a major home renovation with secondary suite To alter and convert this existing character one-family dwelling to a one-family dwelling with secondary suite (Building 1) sharing a built-in one-car parking garage and one on-grade parking stall with a new 2-storey one-family infill dwelling, having vehicular access from the lane. | SKYREACH PLUMBING & HEATING LTD
SP-2022-00702 | 2022-05-11 | 778 E 27TH AVENUE, Vancouver, BC V5V 2K9 | Sprinkler Permit | Residential | New | Completed | Residential - New sprinkler system install for a single family dwelling with secondary suite. Building Permit for DP-2019-00501 To alter and convert this existing character one-family dwelling to a one-family dwelling with secondary suite (Building 1) sharing a built-in one-car parking garage and one on-grade parking stall with a new 2-storey one-family infill dwelling, having vehicular access from the lane. | SKYREACH PLUMBING & HEATING LTD
EP-2022-04678 | 2022-06-03 | 778 E 27TH AVENUE, Vancouver, BC V5V 2K9 | Electrical Permit | Residential | New | Completed | Installation / Repair - Residential - low voltage security alarm, audio. >BP: Building Permit for DP-2019-00501 To alter and convert this existing character one-family dwelling to a one-family dwelling with secondary suite (Building 1) sharing a built-in one-car parking garage and one on-grade parking stall with a new 2-storey one-family infill dwelling, having vehicular access from the lane. | Orca Automation Corp
GP-2022-01688 | 2022-06-03 | 778 E 27TH AVENUE, Vancouver, BC V5V 2K9 | Gas Permit | Residential | New | Completed | Residential - new boiler, range, f/p and 2 bbq's | Nova Heating & Sheet Metal (2013) Ltd
GP-2022-01689 | 2022-06-02 | 778 E 27TH AVENUE, Vancouver, BC V5V 2K9 | Gas Permit | Residential | New | Completed | Residential - new boiler & gas range Building Permit for DP-2019-00501 To alter and convert this existing character one-family dwelling to a one-family dwelling with secondary suite (Building 1) sharing a built-in one-car parking garage and one on-grade parking stall with a new 2-storey one-family infill dwelling, having vehicular access from the lane. | Nova Heating & Sheet Metal (2013) Ltd
GP-2022-01690 | 2022-06-02 | 774 E 27TH AVENUE, Vancouver, BC V5V 2K9 | Gas Permit | Residential | New | Completed | Residential - new boiler, range & bbq in laneway home To develop an infill one-family dwelling (Building 2) with a shared built-in one-car parking garage and one on-grade parking stall, having vehicular access from the lane. | Nova Heating & Sheet Metal (2013) Ltd
EP-2022-04825 | 2022-06-09 | 774 E 27TH AVENUE, Vancouver, BC V5V 2K9 | Electrical Permit | Residential | New | Completed | Installation / Repair - Residential - Detached infill: low voltage security alarm. >BP: To construct an infill one-family dwelling (Building 2) with a shared built-in one-car parking garage and one on-grade parking stall, having vehicular access from the lane. | Orca Automation Corp
SP-2022-00703 | 2022-05-13 | 774 E 27TH AVENUE, Vancouver, BC V5V 2K9 | Sprinkler Permit | Residential | New | Completed | Residential - New fire sprinkler system for a new infill home Building Permit for DP-2019-00501 To develop an infill one-family dwelling (Building 2) with a shared built-in one-car parking garage and one on-grade parking stall, having vehicular access from the lane. | SKYREACH PLUMBING & HEATING LTD
PP-2022-01559 | 2022-05-06 | 774 E 27TH AVENUE, Vancouver, BC V5V 2K9 | Plumbing Permit | Residential | New | Completed | Residential - Rough in and finishing plumbing of a new infill home >Building Permit for DP-2019-00501 To develop an infill one-family dwelling (Building 2) with a shared built-in one-car parking garage and one on-grade parking stall, having vehicular access from the lane. | SKYREACH PLUMBING & HEATING LTD
EP-2022-03526 | NULL | 3236 ADANAC STREET, Vancouver, BC V5K 2P1 | Electrical Permit | Residential | New | Cancelled | Installation / Repair - Residential - ELECTRICAL INSTALLATION IN A NEW DUPLEX HOUSE, INCLUDING UNDERGROUND CABLE, ROUGH WIRE ,SERVICES AND FINISHING >BP: To construct a 2 and 1/2 storey two-family dwelling ($646,840.00) with a detached accessory building (garage) ($10,000), at the rear providing 2 parking spaces, having vehicular access from the lane. The entire building to be sprinklered to NFPA 13D. 1. A/C Unit proposed in rear yard 2. Schedule B: (Henry S.N Hsu) P.Eng (604.322.7158) Structural 3. Schedule B: (Roberto Avendano) P.Eng (604.439.0922) Geotechnical 4. BC Housing (Moment Construction Ltd) This is a 2 storey building pursuant to the Zoning and Development By-Law ******THIS PERMIT HAS BEEN ISSUED UNDER THE REQUIREMENTS OF VBBL 2019****** All rooms adjacent to East and West exposing building face shall be sprinklered. "Combustible projections or roof soffits on an exposing building face shall not project to less than .45m from the property line and shall be in compliance with VBBL 2019 9.10.15.5.(11) Any alterations or conversions to the attached garage (if applicable) to habitable living space shall not be permitted without first obtaining the approval of the Director of Planning and the Chief Building Official. Thermal protection measures and Laneway house design guidelines shall be required to be met prior to the approval of the conversion. | SCS Electrical Services Ltd
EP-2022-05266 | 2022-06-21 | 3236 ADANAC STREET, Vancouver, BC V5K 2P1 | Electrical Permit | Residential | New | Completed | Installation / Repair - Residential - Extra low voltage work for TV, Telephone, Data, security(pre wirings only) etc >BP: This Building permit will remain in a suspended status until the associated (green) Demolition permit BP-2020-02604 is completed. To construct a 2 and 1/2 storey two-family dwelling ($646,840.00) with a detached accessory building (garage) ($10,000), at the rear providing 2 parking spaces, having vehicular access from the lane. The entire building to be sprinklered to NFPA 13D. 1. A/C Unit proposed in rear yard 2. Schedule B: (Henry S.N Hsu) P.Eng (604.322.7158) Structural 3. Schedule B: (Roberto Avendano) P.Eng (604.439.0922) Geotechnical 4. BC Housing (Moment Construction Ltd) | Fortune Link Electrical Ltd
EP-2022-10431 | NULL | 3236 ADANAC STREET, Vancouver, BC V5K 2P1 | Electrical Permit | Residential | New | Application Incomplete | Installation / Repair - Residential - installing security alarm system | NULL
GP-2021-04363 | 2022-01-11 | 1602 W 62ND AVENUE, Vancouver, BC V6P 2G2 | Gas Permit | Residential | New | Completed | Residential - Installation of gas piping with black iron piping To construct a 2 storey + basement one-family dwelling with a secondary suite located in the basement with a detached LWH garage and a surface parking stall, at the rear providing 2 parking spaces, having vehicular access from the lane. 1- Covenant to be registered at the Land Title Office prior to sheathing inspection. 2- No strata titling permitted 3- Bar sink proposed (Basement Rec Room) 4- A/C unit proposed (South Rear Yard) 5- Schedule B: Md. Shahidul Alam P.Eng (604.653.7475) Structural & Geotechnical 4- HPO: Residential Builder - LaMai Homes Ltd. 353899 | AQUIFER MECHANICAL
GP-2021-04362 | 2022-01-11 | 7827 ADERA STREET, Vancouver, BC V6P 5E1 | Gas Permit | Residential | New | Completed | Residential - Gas piping to boiler with black iron | AQUIFER MECHANICAL
GP-2022-01245 | 2022-04-25 | 768 GARDEN DRIVE, Vancouver, BC V1V 1V1 | Gas Permit | Residential | Addition | Completed | Residential - Installation of Gas Meter and Piping for a New Residential Building Amend: Oct 27, 2022 add a gas boiler to the permit. The boiler is IBC SFC 125 Combi boiler with 99000 BTU/hr capacity. | Piperun Plumbing & Mechanical Ltd
PP-2022-01898 | 2022-06-08 | 555 W CORDOVA STREET, Vancouver, BC V1V 1V1 | Plumbing Permit | Commercial | Renovation | Completed | Commercial - - Provide new floor drain - Install new water meter station. Includes water and PRV >>Amend: Sept. 29th -Installation of DCVA within water entry room added to scope. | Black & McDonald Limited
EP-2022-01740 | 2022-03-04 | 1788 W 4TH AVENUE, Vancouver, BC V6J 1M1 | Electrical Permit | Commercial | New | Expired | Temporary Power - Commercial - To provide temporary power. | Bridge Electric Corp
PP-2021-02938 | 2022-05-05 | 1788 W 4TH AVENUE, Vancouver, BC V6J 1M1 | Plumbing Permit | Commercial | New | Completed | Commercial - >>>>>ABOVEGROUND>>>> plumbing system to Landrover/Jaguar dealership >>To construct a 4 story auto sales over 3 levels below grade parking. >To construct a 4 storey (non-combustible) building containing auto sales center with loading and offices over 3 levels of below grade parking. VBBL 2019 - Reviewed during 2020 pandemic. STAGE 1 - Excavation and Shoring issued on December 23, 2020. Revision 1 - Excavation and Shoring Changes to include work on neighbouring east property, issued on May 17, 2021. STAGE 2 - Full Structure only issued on July 23, 2021. | GML Mechanical Ltd
SP-2021-00905 | 2022-09-15 | 1788 W 4TH AVENUE, Vancouver, BC V6J 1M1 | Sprinkler Permit | Commercial | New | Completed | Commercial - To install sprinkler though out this construct a 4 storey (non-combustible) building containing auto sales center with loading and offices over 3 levels of below grade parking. | 1ST SHOT FIRE PROTECTION LTD
EP-2022-09404 | 2022-11-07 | 1788 W 4TH AVENUE, Vancouver, BC V6J 1M1 | Electrical Permit | Commercial | New | Completed | Installation / Repair - Commercial - Install heat trace cable and components to domestic water, pumped sanitary and wet standpipe in unheated spaces. Note: A listed heat tracing system must be installed as per Bulletin 2020-003-BU/EL/SP. >BP: To construct a 4 storey (non-combustible) building containing auto sales center with loading and offices over 3 levels of below grade parking. VBBL 2019 - Reviewed during 2020 pandemic. STAGE 1 - Excavation and Shoring issued on December 23, 2020. Revision 1 - Excavation and Shoring Changes to include work on neighbouring east property, issued on May 17, 2021. STAGE 2 - Full Structure only issued on July 23, 2021. STAGE 3 - Full Construction issued on May 2, 2022. | Centurion Electric Ltd
EP-2022-08880 | 2022-10-19 | 1788 W 4TH AVENUE, Vancouver, BC V6J 1M1 | Electrical Permit | Commercial | New | Completed | Installation / Repair - Commercial - Class II Circuits LO, Audio/Video for office spaces >BP: To construct a 4 storey (non-combustible) building containing auto sales center with loading and offices over 3 levels of below grade parking. VBBL 2019 - Reviewed during 2020 pandemic. STAGE 1 - Excavation and Shoring issued on December 23, 2020. Revision 1 - Excavation and Shoring Changes to include work on neighbouring east property, issued on May 17, 2021. STAGE 2 - Full Structure only issued on July 23, 2021. STAGE 3 - Full Construction issued on May 2, 2022. | Pure Image Technology Solutions Ltd
EP-2022-09050 | 2022-10-25 | 1788 W 4TH AVENUE, Vancouver, BC V6J 1M1 | Electrical Permit | Commercial | New | Completed | Installation / Repair - Commercial - E-Comm Low voltage Antenna System Provides In-Building coverage enhancement for First Responders . PO - MOTT01_L17087_Sep-30-2022_2072 | Mott Electric General Partnership
EP-2022-07697 | 2022-09-14 | 1788 W 4TH AVENUE, Vancouver, BC V6J 1M1 | Electrical Permit | Commercial | New | Completed | Installation / Repair - Commercial - Installation of all extra low voltage cabling, Installation of Cat 6 cabling for communications **Amend 11/23/2022*** Change scope description from all extra low voltage to Data/Voice Communication security and speaker rough wire and installation >BP: To construct a 4 storey (non-combustible) building containing auto sales center with loading and offices over 3 levels of below grade parking. | VAUTECH COMMUNICATIONS
EP-2022-08246 | 2022-09-29 | 1788 W 4TH AVENUE, Vancouver, BC V6J 1M1 | Electrical Permit | Commercial | New | Completed | Installation / Repair - Commercial - Extra low-voltage (HVAC controls) >BP: To construct a 4 storey (non-combustible) building containing auto sales center with loading and offices over 3 levels of below grade parking. VBBL 2019 - Reviewed during 2020 pandemic. STAGE 1 - Excavation and Shoring issued on December 23, 2020. Revision 1 - Excavation and Shoring Changes to include work on neighbouring east property, issued on May 17, 2021. STAGE 2 - Full Structure only issued on July 23, 2021. STAGE 3 - Full Construction issued on May 2, 2022. | Control Solutions Ltd
EP-2023-02414 | 2023-03-22 | 1788 W 4TH AVENUE, Vancouver, BC V6J 1M1 | Electrical Permit | Commercial | New | Expired | Temporary Power - Commercial - To provide temporary power. Renewal of EP-2022-01740 Valid: Mar 4, 2023 to Mar 3, 2024 | Bridge Electric Corp
EP-2023-07760 | 2023-11-07 | 1788 W 4TH AVENUE, Vancouver, BC V6J 1M1 | Electrical Permit | Commercial | NULL | Issued | Annual / Operating - ANNUAL OPERATING PERMIT Repair and maintenance of electrical equipment under 750Volts | Bridge Electric Corp
PP-2023-03585 | 2023-10-11 | 4320 DUMFRIES STREET, Vancouver, BC V5N 3T2 | Plumbing Permit | Residential | New | Issued | Residential - Plumbing >BP: 2FD - BP after DP (DP-2020-00711) To construct a two-storey plus basement two-family dwelling with a detached garage at the rear providing two parking spaces having vehicular access from the lane. The entire building, INCLUDING THE ATTACHED GARAGE (if applicable), to be sprinklered to 2x NFPA 13D. Note: This is a 2 storey building pursuant to the Zoning and Development By-Law 1. Heat pump units proposed by rear garage (x2) int. crawl space 2. No bar sink proposed 3. Structural schedule B: Clinton Yiu, P.Eng (604-255-7670) 4. Geotechnical schedule B: Matt Kokan, P.Eng (604-439-0922) 5. HPO: Residential Builder, 1305082 BC Ltd. | Young Boys Mechanical Ltd
EP-2023-09939 | 2023-11-03 | 4320 DUMFRIES STREET, Vancouver, BC V5N 3T2 | Electrical Permit | Residential | New | Issued | Temporary Power - Residential - To provide temporary power. -renewal of EP-2022-09249 -valid: Oct. 31, 2023 - Oct. 30, 2024 | AVION ELECTRICAL LTD
PP-2023-02112 | 2023-07-28 | 4320 DUMFRIES STREET, Vancouver, BC V5N 3T2 | Plumbing Permit | Residential | New | Issued | Residential - Sanitary & storm sump NOTE: Engineering Assurance letter will be submitted to the Plumbing Inspector on the site. Letter shall conform to the requirements of Vancouver Bulletin 2000-008-EL/PL. | Lidher Excavating & Demolition Ltd
EP-2022-09249 | 2022-10-31 | 4320 DUMFRIES STREET, Vancouver, BC V5N 3T2 | Electrical Permit | Residential | New | Expired | Temporary Power - Residential - To provide temporary power. NOTE: Work authorized by this permit is for placement of a temporary power pole only and does not authorize any site construction and/or excavation. A separate Building Permit will be required prior to commencement of any other work on this site. | AVION ELECTRICAL LTD
EP-2023-05760 | 2023-06-28 | 5189 CAMBIE STREET, Vancouver, BC V5Z 2Z6 | Electrical Permit | Commercial | Renovation | Completed | Installation / Repair - Commercial - Install 2 EVSE for stalls #32/33, 168/169 connected to existing EV power infrastructure and EV-EMS (#/# denotes shared EVSE between stalls). Refer to Stream permit EP-2023-03224 for all drawings and load calcs for the EV infrastructure. Add a new Faro wireless transmitter. Move an existing Faro. | Stream Energy Systems Inc
EP-2023-02888 | 2023-04-03 | 5189 CAMBIE STREET, Vancouver, BC V5Z 2Z6 | Electrical Permit | Commercial | NULL | Issued | Annual / Operating - Maintenance of EV-EMS and EV charging infrastructure | Stream Energy Systems Inc
EP-2023-03224 | 2023-05-01 | 5189 CAMBIE STREET, Vancouver, BC V5Z 2Z6 | Electrical Permit | Commercial | Renovation | Completed | Installation / Repair - Commercial - Shared EVSE install for shared stall connected to existing EMS & EV Ready Infrastructure. | Stream Energy Systems Inc
EP-2023-00991 | 2023-02-07 | 5189 CAMBIE STREET, Vancouver, BC V5Z 2Z6 | Electrical Permit | Commercial | NULL | Issued | Annual / Operating - Minor electrical installation, repair, and maintenance. Renewal of EP-2022-01434 Valid: Feb 8, 2023 to Feb 7, 2024 | Berts Electric (2001) Ltd
EP-2022-01434 | 2022-02-24 | 5189 CAMBIE STREET, Vancouver, BC V5Z 2Z6 | Electrical Permit | Commercial | NULL | Expired | Annual / Operating - Minor electrical installation, repair and maintenance. Renewal of EP-2021-00911 Valid: Feb 8, 2022 to Feb 7, 2023 | Berts Electric (2001) Ltd
EP-2023-07249 | 2023-08-09 | 360 W 2ND AVENUE, Vancouver, BC V5Y 1C8 | Electrical Permit | Commercial | New | Issued | Temporary Power - Commercial - To provide temporary power. NOTE: Work authorized by this permit is for placement of a temporary power pole only and does not authorize any site construction and/or excavation. A separate Building Permit will be required prior to commencement of any other work on this site | Seylers Electrical Ltd
SP-2023-01731 | NULL | 360 W 2ND AVENUE, Vancouver, BC V5Y 1C8 | Sprinkler Permit | Commercial | New | In Review | Commercial - For all sprinkler work to the 2019 VBBL; NFPA 13, 2013; standpipe work to NFPA 14, 2013; fire pump work to NFPA 20, 2013 for this newly constructed 8-storey mixed-use building consisting of: Site Description: - 1st to 3rd storeys [Levels 1-4] - medium-hazard industrial occupancies (SHELL); mezzanine on Level 4 (Mezzanine on Level 4 is not a storey). - 4th to 8th storeys [Levels 5-9] - office occupancies (SHELL) - all over 4 levels of underground parking accessed from lane. THIS IS A CERTIFIED PROFESSIONAL PROJECT and the CP is John Buscemi, P.Eng.,C.P. of GHL Consultants Ltd This application does not include any of the following: • Warehouse storage arrangements, or mobile compact storage arrangements. • Flexible sprinkler pipe. • Information Technology Equipment Rooms (e.g. IT Rooms, LAN Rooms, etc.). • Alternative solutions. Notes: • Sprinkler Engineer of Record is Yadim Castillo, P.Eng. of NWSC T: 236 339 7547 E: yadim@nwsprinkler.com • One set of approved drawings and permit to be available for viewing at the jobsite. • Separate documents and application are required for the tenant improvement. • Construction Standpipe to Bulletin 2017-003-BU/FI, VBBL, NFPA 14, and VFBL. • | Titan Fire Protection Ltd
EP-2023-08582 | 2023-09-22 | 360 W 2ND AVENUE, Vancouver, BC V5Y 1C8 | Electrical Permit | Commercial | New | Issued | Temporary Power - Commercial - To provide temporary power. | Seylers Electrical Ltd
EP-2021-06437 | 2022-04-27 | 4448 COMMERCIAL STREET #3, Vancouver, BC V5N 4G6 | Electrical Permit | Residential | New | Completed | Installation / Repair - Residential - New construction laneway house. Main Consumer's Service: 200A. 2 Electric Meters. LWH Service: 125A. Main House Service: 125A. >BP work description: -To construct a 2 storey laneway house building ($156,122.50) with 1 open parking pad, having vehicular access from the 20' Lane. Note: This is a 1 ½ storey building pursuant to the Zoning & Development By-law. 1. Covenant registered at the Land Title Office under CA8708015 2. Covenant not required with existing house 3. No Strata Titling permitted 4. No A/C Unit proposed 5. Schedule B: (Jason Hui) P.Eng (778.319.3403) Structural & Geotechnical 6. HPO: Residential Builder- 360 Dream Homes Ltd. **THIS PERMIT HAS BEEN ISSUED UNDER THE REQUIREMENTS OF VBBL #12511 (2019)** ****ALL PROJECT COORDINATOR NOTE HAS BEEN ACCEPTED BY THE APPLICANT**** | Luxman Electricals Ltd
SP-2022-00214 | 2022-02-16 | 4448 COMMERCIAL STREET #3, Vancouver, BC V5N 4G6 | Sprinkler Permit | Residential | New | Completed | Residential - Laneway home >BP: To construct a 2 storey laneway house building ($156,122.50) with 1 open parking pad, having vehicular access from the 20' Lane. Note: This is a 1 ½ storey building pursuant to the Zoning & Development By-law. 1. Covenant registered at the Land Title Office under CA8708015 2. Covenant not required with existing house 3. No Strata Titling permitted 4. No A/C Unit proposed 5. Schedule B: (Jason Hui) P.Eng (778.319.3403) Structural & Geotechnical 6. HPO: Residential Builder- 360 Dream Homes Ltd. NOTE: To achieve the required FSR. A floor space exclusion of 3% has been applied to this application as per section 11.24.18 of the district schedule, to accommodate improved building performance. Address Information: Principle Dwelling: #1-4448 Commercial St. Secondary Suite: #2-4448 Commercial St. Laneway home: #3-4448 Commercial St. Address has been assigned per the approved plans as the fire/emergency access to the laneway house is from the South side. This access must be provided & maintained at 20' Lane at all times in accordance with the Building By-law. NOTE: Information regarding the principal building on the survey and site plan is for reference only. Any discrepancy between information regarding the principal building on the survey and/or site plan and approved permit drawings for the principal building are neither approved nor authorized under this laneway house permit. *NEW HOUSE* Note: See DB-2020-03208 for Bldg 1 on site (principal bldg) addressed #1-4448 Commercial St. **THIS PERMIT HAS BEEN ISSUED UNDER THE REQUIREMENTS OF VBBL #12511 (2019)** ****ALL PROJECT COORDINATOR NOTE HAS BEEN ACCEPTED BY THE APPLICANT**** | Stuart Andrews
EP-2022-00504 | 2022-01-24 | 485 W 63RD AVENUE, Vancouver, BC V5X 2J3 | Electrical Permit | Commercial | New | Expired | Temporary Power - Commercial - To provide temporary power. | Alpine Electric Ltd
PP-2021-04081 | 2022-03-09 | 485 W 63RD AVENUE, Vancouver, BC V5X 2J3 | Plumbing Permit | Commercial | New | Issued | Commercial - under ground plumbing >Building Permit for DP-2018-00330 To construct a four-story multiple dwelling containing 29 units, over two levels of underground parking, having vehicular access from the lane on this site. Note: This application is reviewed under VBBL 2014 and issued during health pandemic of 2020-2021. | AAA PLUMBING & HEATING LTD
EP-2022-02807 | 2022-04-11 | 485 W 63RD AVENUE, Vancouver, BC V5X 2J3 | Electrical Permit | Residential | New | Expired | Temporary Power - Residential - To provide temporary power. | Tuong Su
EP-2022-02613 | 2022-06-27 | 485 W 63RD AVENUE, Vancouver, BC V5X 2J3 | Electrical Permit | Commercial | New | Issued | Installation / Repair - Commercial - Supply and install of electrical works and light fixtures. >BP: Building Permit for DP-2018-00330 To construct a four-story multiple dwelling containing 29 units, over two levels of underground parking, having vehicular access from the lane on this site. Note: This application is reviewed under VBBL 2014 and issued during health pandemic of 2020-2021. Amend: Jan 6, 2023 change the FSR on the permit to Raajan Bola please (Cert# CEL000254686). | Clarus Electric Corp
NULL | NULL | 485 W 63RD AVENUE, Vancouver, BC V5X 2J3 | Mechanical Permit | NULL | NULL | Draft | NULL | NULL
NULL | NULL | 485 W 63RD AVENUE, Vancouver, BC V5X 2J3 | Mechanical Permit | NULL | NULL | Draft | NULL | Spire Refrigeration Ltd
EP-2023-07661 | 2023-08-29 | 485 W 63RD AVENUE, Vancouver, BC V5X 2J3 | Electrical Permit | Commercial | New | Issued | Installation / Repair - Commercial - **TO CONTINUE WORK STARTED BY OTHER (EP-2022-02613) -we will doing all finishing work after Clarus finished slab work. we are doing all electrical wiring and installation of the whole building, including fire alarm system, electrical distribution, etc. >BP: Building Permit for DP-2018-00330 To construct a four-story multiple dwelling containing 29 units, over two levels of underground parking, having vehicular access from the lane on this site. Note: This application is reviewed under VBBL 2014 and issued during health pandemic of 2020-2021. | SS Electrical Limited
MP-2023-01502 | 2023-08-16 | 485 W 63RD AVENUE, Vancouver, BC V5X 2J3 | Mechanical Permit | NULL | NULL | Issued | NULL | Spire Refrigeration Ltd
EP-2023-07956 | 2023-09-01 | 485 W 63RD AVENUE, Vancouver, BC V5X 2J3 | Electrical Permit | Commercial | New | Issued | Installation / Repair - Commercial - Installation of telephone, data, CATV, enterphone, access control, CCTV, doorbell; prewire and finish. >BP: To construct a four-story multiple dwelling containing 29 units, over two levels of underground parking, having vehicular access from the lane on this site. Note: This application is reviewed under VBBL 2014 and issued during health pandemic of 2020-2021. | NexGen Technologies Inc
EP-2023-00590 | 2023-01-26 | 485 W 63RD AVENUE, Vancouver, BC V5X 2J3 | Electrical Permit | Commercial | New | Completed | Installation / Repair - Commercial - This project is a contract takeover from an electrical contractor who's been fired. We have been brought in to complete slab rough in only, including everything below grade. P2 (South Deck only, North deck was completed), P1, and Podium Slab (ground floor). The scope includes slab conduit only: Distribution, Slab, Branch Wiring, FA, Lighting, EM Lighting, EV, some Metering, and Security/Data. | HighAngle Electrical Inc
EP-2023-00676 | 2023-01-26 | 485 W 63RD AVENUE, Vancouver, BC V5X 2J3 | Electrical Permit | Commercial | New | Expired | Temporary Power - Commercial - To provide temporary power. | Alpine Electric Ltd
PP-2023-01824 | 2023-06-05 | 485 W 63RD AVENUE, Vancouver, BC V5X 2J3 | Plumbing Permit | Commercial | New | Cancelled | Commercial - ***Civil Permit*** New sanitary, Storm and watermain connections from building to PL >BP: Building Permit for DP-2018-00330 To construct a four-story multiple dwelling containing 29 units, over two levels of underground parking, having vehicular access from the lane on this site. Note: This application is reviewed under VBBL 2014 and issued during health pandemic of 2020-2021. | Operation Dirt Ltd
PP-2023-02343 | 2023-08-02 | 485 W 63RD AVENUE, Vancouver, BC V5X 2J3 | Plumbing Permit | Commercial | New | Issued | Commercial - Plumbing DWV ,waterline & finishing >BP: Building Permit for DP-2018-00330 To construct a four-story multiple dwelling containing 29 units, over two levels of underground parking, having vehicular access from the lane on this site. | AAA PLUMBING & HEATING LTD
SP-2022-01830 | 2023-05-15 | 485 W 63RD AVENUE, Vancouver, BC V5X 2J3 | Sprinkler Permit | Commercial | New | Issued | Commercial - For sprinkler system alterations to the 2019 VBBL and NFPA 13R, 2013 and NFPA 13, 2013 standpipe work to NFPA 14, 2012; and alternative solutions prepared by Pontem Group for this newly constructed four-story multiple dwelling containing 29 units, over two levels of underground parking, having vehicular access from the lane on this site. This application does not include any of the following: • Warehouse storage arrangements, or mobile compact storage arrangements. • Flexible sprinkler pipe. • Information Technology Equipment Rooms (e.g. IT Rooms, LAN Rooms, etc.). Related Permits: 1. AL-2019-00217 - Sprinkler Protected Openings in 1.5 h Fire Separation 2. AL-2019-00216 - Exit Protection from Fire Exposure Notes: 1. Fire Suppression system engineer of Record Dan Wong of DENV Engineering T: 778 847 0572 E: denveng7@gmail.com 2. One set of approved drawings and permit to be available for viewing at the jobsite 3. Construction Standpipe to Bulletin 2017-003-BU/FI, VBBL, NFPA 14, and VFBL. 4. Separate documents and application are required for the tenant improvement. | MG Fire Protection Ltd
PP-2022-00796 | 2022-03-09 | 2306 BROCK STREET, Vancouver, BC V5N 2Z7 | Plumbing Permit | Residential | New | Completed | Residential - 1FD - Install a DCVA for lawn irrigation To construct a new One-Family Dwelling building (Building A;) and to stratify the lot. | University Sprinkler Systems Incorporated
GP-2022-01240 | 2022-04-25 | 1890 W 34TH AVENUE, Vancouver, BC V5P 1A6 | Gas Permit | Residential | New | Completed | Residential - To install 4 boiler 4 range 2 bbq 1 firepit 2 water heater There is piping for 2 range firepit | JOT MECHANICAL LTD
EP-2022-00246 | 2022-01-14 | 4403 HAGGART STREET, Vancouver, BC V6L 2H4 | Electrical Permit | Residential | New | Completed | Installation / Repair - Residential - Networking communication system(TV, TELEPHONE. INTERCOM) and security alarm system pre-wiring >BP: To construct a 2 storey laneway house building ($225,000.00) with a detached accessory building (garage) ($10,000) and one open parking at the rear providing a total of 3 parking spaces, having vehicular access from the lane. | 8020 Kingkong Enterprises Ltd
GP-2022-00397 | 2022-02-08 | 4403 HAGGART STREET, Vancouver, BC V6L 2H4 | Gas Permit | Residential | New | Completed | Residential - gas work | Lucky Five Eight Plumbing & Heating Ltd
NULL | NULL | 2561 E 40TH AVENUE, Vancouver, BC V5R 2V8 | Electrical Permit | Residential | Addition | Draft | Installation / Repair - Residential - BC hydro needs to come onsite to repair or install an electricity meter for the unit EV charging parking lot | NULL
EP-2022-05049 | 2022-06-22 | 2555 E 40TH AVENUE, Vancouver, BC V5R 2V8 | Electrical Permit | Residential | Renovation | Completed | Installation / Repair - Residential - Electrical supply needed for Mitsubishi Dsplit GL Series 4 Heads Dsplit | Milani Electric Limited
EP-2022-06385 | 2022-08-23 | 1320 W 46TH AVENUE #3, Vancouver, BC V6M 2K5 | Electrical Permit | Residential | New | Issued | Installation / Repair - Residential - new LWH , wiring, new service , install light, install appliance....... >BP: Rev #1: ENTIRE BUILDING TO BE SPRINKLERED TO NFPA 13D as per VBBL 3.2.5.12(3)(d) To construct a 2 storey laneway house building ($224,750.00) with an attached garage and 1 open parking pad, providing a total of 2 parking spaces, having vehicular access from the 20' Lane. Note: This is a 1 ½ storey building pursuant to the Zoning & Development By-law. 1. Covenant registered at the Land Title Office under CA 9456790 2. No Strata Titling permitted 3. No A/C Unit proposed 4. Schedule B: (Z.Zhao) P.Eng (604.526.1305) Structural & Geotechnical 5. HPO: Residential Builder- Kylin Construction NOTE: To achieve the required FSR. A floor space exclusion of 3% has been applied to this application as per section 11.24.18 of the district schedule, to accommodate improved building performance. | Vadas Electric Service Inc.
PP-2023-02969 | 2023-08-22 | 1320 W 46TH AVENUE #3, Vancouver, BC V6M 2K5 | Plumbing Permit | Residential | New | Issued | Residential - all rough and finishing >BP: To construct a 2 storey laneway house building with an attached garage and 1 open parking pad, providing a total of 2 parking spaces, having vehicular access from the 20' Lane. Note: This is a 1 ½ storey building pursuant to the Zoning & Development By-law. 1. Covenant registered at the Land Title Office under CA 9456790 2. No Strata Titling permitted 3. No A/C Unit proposed 4. Schedule B: (Z.Zhao) P.Eng (604.526.1305) Structural & Geotechnical 5. HPO: Residential Builder- Kylin Construction | GS Plumbing Ltd
EP-2023-11278 | 2023-12-20 | 1320 W 46TH AVENUE #3, Vancouver, BC V6M 2K5 | Electrical Permit | Residential | New | Issued | Installation / Repair - Residential - Laneway house rough wiring Security Alarm, Tv, Net, tel, Intercom a nd CCTV >BP: Rev #1: ENTIRE BUILDING TO BE SPRINKLERED TO NFPA 13D as per VBBL 3.2.5.12(3)(d) To construct a 2 storey laneway house building ($224,750.00) with an attached garage and 1 open parking pad, providing a total of 2 parking spaces, having vehicular access from the 20' Lane. | Hysun Technology Inc
EP-2023-10198 | 2023-11-10 | 1120 PACIFIC STREET, Vancouver, BC V6E 1T4 | Electrical Permit | Commercial | NULL | Issued | Annual / Operating - ANNUAL OPERATING PERMIT -renewal of EP-2022-08107 -valid: Sept. 28, 2023 - Sept. 27, 2024 Maintenance of EV-EMS system and infrastructure. | Berts Electric (2001) Ltd
EP-2022-08107 | 2022-09-28 | 1120 PACIFIC STREET, Vancouver, BC V6E 1T4 | Electrical Permit | Commercial | NULL | Expired | Annual / Operating - ANNUAL OPERATING PERMIT Maintenance of EV-EMS system and infrastructure. | Berts Electric (2001) Ltd
EP-2022-03530 | 2022-08-22 | 1120 PACIFIC STREET, Vancouver, BC V6E 1T4 | Electrical Permit | Commercial | Renovation | Completed | Installation / Repair - Commercial - EVEMS Installation & 2 EV Chargers. LOAD PER 2P-40A CIRCUIT = 40A x 208V x 80% = 6,656W 2 STALLS PER CIRCUIT = 6,656W / 2 = 3,328W PER STALL 2 EV CHARGERS ADDED REQUIRING (1) x 2P-40A CIRCUITS ADDED LOAD TO PANEL EV = 1 CCT x 6,656W = 6,656W. | Berts Electric (2001) Ltd
PP-2023-01334 | 2023-04-21 | 7642 OSLER STREET #3, Vancouver, BC V6P 4C7 | Plumbing Permit | Residential | New | Completed | Residential - Irrigation permit | Sun Star Plumbing & Heating Ltd
SP-2022-00861 | 2022-06-02 | 3333 TUPPER STREET, Vancouver, BC V5Z 3B6 | Sprinkler Permit | Residential | New | Completed | Residential - Installation of new Fire sprinkler system To construct a 2 storey laneway house building with an open parking pad, providing 1 parking space, having vehicular access from the lane. Note: This is a 1 ½ storey building pursuant to the Zoning & Development By-law 1. Covenant registered at the Land Title Office under CA8555507 2. No Strata Titling permitted 3. Rev #1: A/C unit proposed in rear yard 4. Schedule B: Michael Kondra P.Eng (604.542.0113) Structural & Geotechnical 5. HPO: Residential Builder- Rockridge Development Inc. | Fire Busters Inc
GP-2022-00784 | 2022-03-15 | 3333 TUPPER STREET, Vancouver, BC V5Z 3B6 | Gas Permit | Residential | New | Completed | Residential - gas fitting To construct a 2 storey laneway house building with an open parking pad, providing 1 parking space, having vehicular access from the lane. Note: This is a 1 ½ storey building pursuant to the Zoning & Development By-law 1. Covenant registered at the Land Title Office under CA8555507 2. No Strata Titling permitted 3. Rev #1: A/C unit proposed in rear yard 4. Schedule B: Michael Kondra P.Eng (604.542.0113) Structural & Geotechnical 5. HPO: Residential Builder- Rockridge Development Inc. | R J Gas Ltd
EP-2022-02163 | 2022-03-17 | 3333 TUPPER STREET, Vancouver, BC V5Z 3B6 | Electrical Permit | Residential | New | Completed | Installation / Repair - Residential - Low voltage wiring and cameras >BP: To construct a 2 storey laneway house building ($175,000) with an open parking pad, providing 1 parking space, having vehicular access from the lane. Note: This is a 1 ½ storey building pursuant to the Zoning & Development By-law 1. Covenant registered at the Land Title Office under CA8555507 2. No Strata Titling permitted 3. Rev #1: A/C unit proposed in rear yard 4. Schedule B: Michael Kondra P.Eng (604.542.0113) Structural & Geotechnical 5. HPO: Residential Builder- Rockridge Development Inc. Building 2 3333 Tupper St - Laneway House (1.5 storey) Address assigned per approved plans. Fire and Emergency street access (walkway) to the laneway house is from Tupper St. Street access must be provided and maintained at all times. The building addresses are to be posted and to be visible from the street in accordance with the Building By-law prior to final inspection. ******THIS PERMIT HAS BEEN ISSUED UNDER THE REQUIREMENTS OF VBBL #12511 (2019)****** | Mauger Consulting Services Ltd
PP-2022-03575 | 2022-10-07 | 525 SW MARINE DRIVE, Vancouver, BC V6P 5X8 | Plumbing Permit | Commercial | Tenant Improvement | Completed | Commercial - Install 2 new backflow assemblies. This permit is being applied for as a result of a COV Cross Connection Inspection | Vancouver Backflow Testing Ltd
PP-2022-00381 | 2022-02-04 | 7067 CYPRESS STREET, Vancouver, BC V6P 5M2 | Plumbing Permit | Residential | New | Cancelled | Residential - new plumbing To construct one-family dwelling ( Infill -Building 2) with attached 2 parking garages at the rear of the site having vehicular access from the lane. | Avion Mechanical Ltd
EP-2022-02639 | 2022-05-05 | 7067 CYPRESS STREET, Vancouver, BC V6P 5M2 | Electrical Permit | Residential | New | Completed | Installation / Repair - Residential - The permit for this project: Main Service 200 amps 1 P 240V feed From BChydro LPT. 2 meter system, 125amp ,1 phase 240v, 2/0 Awg Aluminum for 7067 Cypress st (Infill unit) 100 amp ,1 phase 240v 1/0 Awg Aluminum for House panel. Total service 200 amps. duplex meter base located at Southwest side of the LPT,attached to the infill communication room. >BP: To construct one-family dwelling ( Infill -Building 2) with attached 2 parking garages at the rear of the site having vehicular access from the lane. Related to BP-2020-03274 ( Building 1) . Note: Total number of strata dwelling units on this site - 5. Building 1 ( Main House) - 4 units Building 2 (Infill) - 1 unit Sprinklered to NFPA 13R. | Aidea Solutions Ltd
SP-2021-01505 | 2022-01-07 | 7067 CYPRESS STREET, Vancouver, BC V6P 5M2 | Sprinkler Permit | Residential | New | Completed | Residential - To install sprinklers to NFPA 13R 2013 in this one-family dwelling ( Infill -Building 2) with attached 2 parking garages at the rear of the site having vehicular access from the lane. Related to SP-2021-01438 | Spectrum Fire Protection Ltd
GP-2022-02555 | 2022-08-29 | 7067 CYPRESS STREET, Vancouver, BC V6P 5M2 | Gas Permit | Residential | New | Completed | Residential - Infill >To construct one-family dwelling ( Infill -Building 2) with attached 2 parking garages at the rear of the site having vehicular access from the lane. Related to BP-2020-03274 ( Building 1) . Note: Total number of strata dwelling units on this site - 5. Building 1 ( Main House) - 4 units Building 2 (Infill) - 1 unit Sprinklered to NFPA 13R. | Avion Mechanical Ltd
GP-2022-02321 | 2022-08-08 | 7067 CYPRESS STREET, Vancouver, BC V6P 5M2 | Gas Permit | Residential | New | Completed | Residential - infill home - installation of 1 gas fireplace - venting and hook up only > To construct one-family dwelling ( Infill -Building 2) with attached 2 parking garages at the rear of the site having vehicular access from the lane. Related to BP-2020-03274 ( Building 1) . Note: Total number of strata dwelling units on this site - 5. Building 1 ( Main House) - 4 units Building 2 (Infill) - 1 unit Sprinklered to NFPA 13R. | Urban Fireplaces Ltd
PP-2022-02174 | 2022-06-21 | 7067 CYPRESS STREET, Vancouver, BC V6P 5M2 | Plumbing Permit | Residential | New | Completed | Residential - INFILL To construct one-family dwelling ( Infill -Building 2) with attached 2 parking garages at the rear of the site having vehicular access from the lane. | Avion Mechanical Ltd
EP-2023-08771 | 2023-09-28 | 7067 CYPRESS STREET, Vancouver, BC V6P 5M2 | Electrical Permit | Residential | New | Completed | Installation / Repair - Residential - Security alarm installation and Programing. >BP: To construct one-family dwelling ( Infill -Building 2) with attached 2 parking garages at the rear of the site having vehicular access from the lane. Related to BP-2020-03274 ( Building 1) . Note: Total number of strata dwelling units on this site - 5. Building 1 ( Main House) - 4 units Building 2 (Infill) - 1 unit Sprinklered to NFPA 13R. REV #2 (also see DP-2023-00123 for minor amendment) - Aug 4th,2023 - Interior alterations to Unit A and B – Crawlspace access added - Interior alterations to Unit B – 2nd Storey bathroom and bedroom changes - Interior alterations to Unit E – Main floor powder room changes - Interior alterations to Unit E – 2nd Storey bathroom and laundry room changes; - Interior alterations to Unit E – 2nd storey joist extension above stairs - New concrete wall and pad at rear for electrical meters | AIGO TECHNOLOGY INC
SP-2021-01804 | 2023-11-06 | 1888 SCOTIA STREET, Vancouver, BC V1V 1V1 | Sprinkler Permit | Commercial | New | Issued | Commercial - For all sprinkler work to the 2019 VBBL; NFPA 13, 2013; standpipe work to NFPA 14, 2013; and alternative solutions prepared by GHL Consultants Ltd for this newly construct a new 10-storey mixed-use building consisting of: • 1st Storey - Residential Lobby, industrial flex space (Shell, Group F-2) at 1886 Scotia St., and industrial flex spaces (Shell, Group F2) at 319 & 323 E 2nd Av. • 2nd Storey: Restaurant (Shell, Group A-2), upper level of the Shell industrial flex spaces at 319 & 323 E 2nd Av. (Group F2) Two office spaces (Shell, Group D) at 327 & 331 E 2nd Av. • 3rd to 8th Storeys - 126 rental residential units; and • 9th and 10th storeys - seven (7) 2-Level residential rental units; all over 2 levels underground parking. Total number of residential rental units is 133. THIS IS A CERTIFIED PROFESSIONAL PROJECT and the CP is John Buscemi, P.Eng., C.P. of GHL Consultants Ltd This application does not include any of the following: • Warehouse storage arrangements, or mobile compact storage arrangements. • Flexible sprinkler pipe. • Information Technology Equipment Rooms (e.g. IT Rooms, LAN Rooms, etc.). Related Permits: 1. AL-2021-00176 - Exposure Protection at Loading Bay Entry 2. AL-2021-00192 - Single Exit from 2nd Storey Amenity Room 3. AL-2022-00196 - Discharge from Parkade Exit Stairwell - In Review Notes: 1. Fire Suppression system Engineer of Record Mr. Ryan Pavey of Cardinal Engineering. T: 604 605 0606 E: pavey@cardinalfire.ca 2. One set of approved drawings and permit to be available for viewing at the jobsite. 3. Construction Standpipe to Bulletin 2017-003-BU/FI, VBBL, NFPA 14, and VFBL. 4. Separate documents and application are required for the tenant improvement. | Sprinkl-Tech Installations Inc
EP-2023-05478 | 2023-06-29 | 5219 CAMBIE STREET, Vancouver, BC | Electrical Permit | Residential | Renovation | Completed | Installation / Repair - Residential - Rewire existing EV Charging outlet to hardwire new EV charger. | TCA Industries Ltd
EP-2022-02628 | 2022-04-22 | 1511 DAVIE STREET, Vancouver, BC V6G 3A2 | Electrical Permit | Residential | New | Completed | Installation / Repair - Residential - 4 plex building with 4 town houses 1511,1513,1515,1517 davie street vancouver. Electrical wiring and some fire alarm wiring. (EP-2021-02247) >BP: To construct a 3 storey townhouse block containing 4 dwelling units. This permit is related to BP-2019-04202 (see this permit for fees and site documents) Reviewed under the 2014 VBBL Full construction issued Dec.3/20 Permit amendment #1 - To change electrical engineer from K Pearson to S Ghataurah effective September 15/20 - accepted Feb.3/21 | Aikam Electrical Contractors Ltd
PP-2022-02814 | 2022-08-17 | 2265 MAIN STREET, Vancouver, BC V5T 3C8 | Plumbing Permit | Commercial | New | Completed | Commercial - Installation of RPBA Backflow Preventer | Northland Mechanical Contracting Ltd
PP-2022-01793 | 2022-05-26 | 2153 QUALICUM DRIVE #3, Vancouver, BC V5P 2M3 | Plumbing Permit | Residential | New | Issued | Residential - SUMP >BP: To construct a 2 storey laneway house building ($159,175.00) with an open parking pad providing 1 parking space over gravel, having vehicular access from the 20' Lane. Note: This is a 1 ½ storey building pursuant to the Zoning & Development By-law. The entire building to be sprinklered to NFPA 13D. 1. Schedule B: (Md. Shahidul Alam) P.Eng (604.653.7475) Structural & Geotechnical 2. BC Housing (Wing Chong Home Improvement Ltd) NOTE: To achieve the required FSR. A floor space exclusion of 3% has been applied to this application as per section 11.17.24 of the district schedule, to accommodate improved building performance. "Combustible projections or roof soffits on an exposing building face shall not project to less than .45m from the property line and shall be in compliance with VBBL 2019 9.10.15.5.(11)" ******THIS PERMIT HAS BEEN ISSUED UNDER THE REQUIREMENTS OF VBBL 2019****** *EXISTING HOUSE* Note: Bldg 1 (principal bldg) addressed #1- 2153 Qualicum Drive retained on site. | Bhullar Excavating and Demolition
GP-2022-03014 | 2022-10-07 | 2153 QUALICUM DRIVE #3, Vancouver, BC V5P 2M3 | Gas Permit | Residential | New | Issued | Residential - To install combi boiler >BP: To construct a 2 storey laneway house building ($159,175.00) with an open parking pad providing 1 parking space over gravel, having vehicular access from the 20' Lane. | West Pender Mechanical Ltd
PP-2022-03569 | 2022-10-07 | 2153 QUALICUM DRIVE #3, Vancouver, BC V5P 2M3 | Plumbing Permit | Residential | New | Issued | Residential - Plumbing for : >BP: To construct a 2 storey laneway house building ($159,175.00) with an open parking pad providing 1 parking space over gravel, having vehicular access from the 20' Lane. | West Pender Mechanical Ltd
SP-2023-01128 | 2023-06-26 | 2153 QUALICUM DRIVE #3, Vancouver, BC V5P 2M3 | Sprinkler Permit | Residential | New | Issued | Residential - LWH - #3 - new laneway house >DB: To construct a 2 storey laneway house building with an open parking pad providing 1 parking space over gravel, having vehicular access from the 20' Lane. Note: This is a 1 ½ storey building pursuant to the Zoning & Development By-law. The entire building to be sprinklered to NFPA 13D. ******THIS PERMIT HAS BEEN ISSUED UNDER THE REQUIREMENTS OF VBBL 2019****** | Yu Fire Protection Inc.
EP-2023-01009 | 2023-02-24 | 2153 QUALICUM DRIVE #3, Vancouver, BC V5P 2M3 | Electrical Permit | Residential | New | Issued | Installation / Repair - Residential - Lane way electrical wiring and main house service *Amend Jun 26, 2023 -Supply power for lane way house boiler and hot water tank. Delete main house E.V *Amend Jun 12, 2023 -"Change gas boiler to electric boiler" >BP: To construct a 2 storey laneway house building ($159,175.00) with an open parking pad providing 1 parking space over gravel, having vehicular access from the 20' Lane. Note: This is a 1 ½ storey building pursuant to the Zoning & Development By-law. The entire building to be sprinklered to NFPA 13D. 1. Schedule B: (Md. Shahidul Alam) P.Eng (604.653.7475) Structural & Geotechnical 2. BC Housing (Wing Chong Home Improvement Ltd) NOTE: To achieve the required FSR. A floor space exclusion of 3% has been applied to this application as per section 11.17.24 of the district schedule, to accommodate improved building performance. "Combustible projections or roof soffits on an exposing building face shall not project to less than .45m from the property line and shall be in compliance with VBBL 2019 9.10.15.5.(11)" ******THIS PERMIT HAS BEEN ISSUED UNDER THE REQUIREMENTS OF VBBL 2019****** *EXISTING HOUSE* Note: Bldg 1 (principal bldg) addressed #1- 2153 Qualicum Drive retained on site. | Roger Loo
EP-2022-09792 | 2022-11-18 | 2119 W 4TH AVENUE, Vancouver, BC V6K 1N7 | Electrical Permit | Commercial | Addition | Completed | Installation / Repair - Commercial - Installation of ULC Fire Monitoring equipment for the fire panel on site | Price's Alarm Systems Ltd.
PP-2024-00043 | 2024-01-08 | 2119 W 4TH AVENUE, Vancouver, BC V6K 1N7 | Plumbing Permit | Commercial | Addition | Issued | Commercial - Cutting in and Installing a 1/2" DCVA for water filler station | Straight Up Mechanical Ltd
EP-2023-08382 | 2023-09-18 | 2123 W 4TH AVENUE, Vancouver, BC V6K 1N7 | Electrical Permit | Commercial | Tenant Improvement | Completed | Installation / Repair - Commercial - Relocate fire alarm Panel. Install 1 new bell. Install 1 relay for audio shut down. Verification to be performed upon completion >Permit Amendment Oct 04, 2023 -Amend description from "Relocate FA Panel" to "Relocate FA Annunciator" >BP: #2123 Interior alterations to provide tenant improvements on the ground floor for a new Retail tenant at this existing 1-storey building on this site. Scope of work includes: New non-load bearing interior partitions, new millwork and finishes new furniture and fixtures, and upgrades to the existing HVAC system. New tenant: Peak Performance | Sasco Contractors Ltd
PP-2023-02993 | 2023-08-23 | 2123 W 4TH AVENUE, Vancouver, BC V6K 1N7 | Plumbing Permit | Commercial | Tenant Improvement | Completed | Commercial - PLUMBING >BP: #2123 Interior alterations to provide tenant improvements on the ground floor for a new Retail tenant at this existing 1-storey building on this site. Scope of work includes: New non-load bearing interior partitions, new millwork and finishes new furniture and fixtures, and upgrades to the existing HVAC system. | Ange's Plumbing Ltd
EP-2023-07707 | 2023-08-24 | 2123 W 4TH AVENUE, Vancouver, BC V6K 1N7 | Electrical Permit | Commercial | Tenant Improvement | Completed | Installation / Repair - Commercial - Retail tenant improvement, installation of new power and lighting. BX and conduit work >BP: #2123 Interior alterations to provide tenant improvements on the ground floor for a new Retail tenant at this existing 1-storey building on this site. Scope of work includes: New non-load bearing interior partitions, new millwork and finishes new furniture and fixtures, and upgrades to the existing HVAC system. New tenant: Peak Performance | Keystone Electric Ltd
EP-2023-09612 | 2023-10-30 | 2123 W 4TH AVENUE, Vancouver, BC V6K 1N7 | Electrical Permit | Commercial | Tenant Improvement | Completed | Installation / Repair - Commercial - EAS system installation >BP: Interior alterations to provide tenant improvements on the ground floor for a new Retail tenant at this existing 1-storey building on this site. Scope of work includes: New non-load bearing interior partitions, new millwork and finishes new furniture and fixtures, and upgrades to the existing HVAC system. New tenant: Peak Performance | Sky Security Ltd
EP-2022-09793 | 2022-11-18 | 2123 W 4TH AVENUE, Vancouver, BC V6K 1N7 | Electrical Permit | Commercial | Addition | Completed | Installation / Repair - Commercial - Installation of ULC Fire Monitoring equipment for the fire panel on site | Price's Alarm Systems Ltd.
SP-2023-01209 | 2023-08-01 | 2123 W 4TH AVENUE, Vancouver, BC V6K 1N7 | Sprinkler Permit | Commercial | Tenant Improvement | Completed | Commercial - Add and Relocated Sprinkler Heads >BP: Interior alterations to provide improvements for a new Retail tenant at this retail building on this site. For Plan Sketch and Under 20 sprinkler heads TI *****This application does not include any of the following: 1. Not more than 20 sprinklers (add, relocate, or remove), 2. hydraulic calculations, 3. change in occupancy and /or hazard classification, 4. warehouse storage arrangements, 5. mobile compact storage arrangements, 6. alternative solutions, 7. changes to the sprinkler system supply piping (e.g. valves, mains, cross-mains, branch-lines, etc.), or 8. flexible sprinkler pipe. Amend: Aug 10, 2023 Amendment Sprinkler Permit Application adding: Mobile Storage Letter Storage Checklist Material Storage Questionnaire New Schedule B New Drawing | Viking Fire Protection Inc
EP-2022-09796 | 2022-11-18 | 2127 W 4TH AVENUE, Vancouver, BC V6K 1N7 | Electrical Permit | Commercial | Addition | Completed | Installation / Repair - Commercial - Installation of ULC Fire Monitoring equipment for the fire panel on site | Price's Alarm Systems Ltd.
EP-2022-09799 | 2023-03-08 | 2131 W 4TH AVENUE, Vancouver, BC V6K 1N7 | Electrical Permit | Commercial | Addition | Cancelled | Installation / Repair - Commercial - Installation of ULC Fire Monitoring equipment for the fire panel on site >BP: To alter the exterior and interior and to change the use from Beauty Salon (group D) to retail store (group E) to provide improvements for a new tenant. Scope of work includes removal and reinstallation of a canopy, Sch A & Sch B (Arch): Michael Leckie, 604-661-4144, Leckie Studio Architecture + Design Inc. Sch D: Joel Schwartz, P.Eng, #21914, 604-320-1999, JRS Engineering Ltd. Sch B (Mech + Plumb): T.M.C. Salvadinho, #51009, Williams Engineering Canada Sch B (Elect): Cameron Ballard, #46737, 604-347-9722, Archos Engineering Consultants Note to DBI: To determine if Structural Engineer needs to sign off on the proposed shelving E2 - Lighting - Upgrade to Bilevel Lighting Control (per 9.4.1.1. (d) of ASHRAE 90.1-2016) as shown on E2.00 *****Drawings need to be updated to include proposed weather protection ***** | Telus Custom Security Systems Inc
EP-2023-00064 | 2023-01-16 | 2131 W 4TH AVENUE, Vancouver, BC V6K 1N7 | Electrical Permit | Commercial | Addition | Completed | Installation / Repair - Commercial - INSTALLATION OF ALARM SYSTEM, CCTV AND ACCESS CONTROL INCLUDING 1 X HS2032 ALARM PANEL, 3 WIRELESS CONTACTS, 2 X WIRELESS GLASSBREAK DETECTOR, 1 X WIRELESS REPEATER, 1 X COMMUNICATOR, 1 X NVR, 5 X CAMERAS, 1 X READER, 1 X 16VAC 40 VA TRANSFORMERS, 12 VDC POWER SUPPLY >BP: Exterior and interior alterations and to change the use of approximately 1,930sf from Beauty Salon (group D) to retail store (group E) to provide improvements for a new retail tenant in this existing one storey building on this site. Existing canopy to be retained as part of this building permit. Any proposed work to the canopy will require separate development and building pemits. Okay for field review for restricted change in occupancy per Wenman Ng. Sch A & Sch B (Arch): Michael Leckie, 604-661-4144, Leckie Studio Architecture + Design Inc. Sch D: Joel Schwartz, P.Eng, #21914, 604-320-1999, JRS Engineering Ltd. Sch B (Mech + Plumb): T.M.C. Salvadinho, #51009, Williams Engineering Canada Sch B (Elect): Cameron Ballard, #46737, 604-347-9722, Archos Engineering Consultants Note to DBI: To determine if Structural Engineer needs to sign off on the proposed shelving E2 - Lighting - Upgrade to Bilevel Lighting Control (per 9.4.1.1. (d) of ASHRAE 90.1-2016) as shown on E2.00 | ADT Security Services Canada Inc
PP-2022-04527 | 2023-01-12 | 2131 W 4TH AVENUE, Vancouver, BC V6K 1N7 | Plumbing Permit | Commercial | Tenant Improvement | Completed | Commercial - Plumbing Upgrade #307 Interior alterations to provide first tenant improvements and change of use from General Office Shell to Chemical Products Manufacturing Class B at this existing mixed use building on this site. Scope of work: - Install partition walls, millwork, T-bar ceiling, plumbing fixtures & electrical work. Amend: Mar 15th, 2023 We want to add: 1- RP back flow 1- Water mete | KERN BSG MANAGEMENT LTD
SP-2023-00054 | 2023-04-25 | 2131 W 4TH AVENUE, Vancouver, BC V6K 1N7 | Sprinkler Permit | Commercial | Tenant Improvement | Completed | Commercial - For sprinkler system alterations to the 2019 VBBL and NFPA 13, 2013 for the tenant improvements to provide exterior and interior alterations and to change the use of approximately 1,930sf from Beauty Salon (group D) to retail store (group E) to provide improvements for a new retail tenant in this existing one storey building on this site. Notes: 1 - Storage Arrangements for Rolling Storage Racks - Table 13.2.1 of NFPA 13, 2013 Class IV Commodities to Ordinary Hazard Group 2 – 6' rolling rack storage with a maximum storage height of 6' to top of storage for Class IV Commodities. Maintain a minimum of 18" to be maintained between top of storage and sprinkler, and 6" rubber stoppers to be installed to allow for water penetration. 2 - Sprinkler system for the rolling storage rack storage (compact mobile storage) is designed to Ordinary Hazard Group 2 as outlined in Table 13.2.1 of NFPA 13, 2013. Sprinkler density of 0.2 USgpm/sq.ft. over 1500 sq.ft. Sprinkler heads within the storage areas are quick response with a K-factor of K = 5.6, temperature of 155°F, and a maximum sprinkler coverage area of 100 sq. ft. per sprinkler. The proposed storage and protection arrangement has been approved by the CBO's office on April 24th, 2023. 3 - Engineer of Record: Dan Wong; 778-847-0572; denveng7@gmail.com | Community Fire Prevention Ltd
EP-2023-01513 | 2023-05-30 | 2131 W 4TH AVENUE, Vancouver, BC V6K 1N7 | Electrical Permit | Commercial | Renovation | Completed | Installation / Repair - Commercial - The SOW includes removal of existing light fixtures, installation of owner supplied light fixtures, emergency and exit lights, reinstall fire alarm field devices and rough-in for security system | Fox Electric Canada Inc
EP-2023-11393 | 2024-01-26 | 3902 MAIN STREET, Vancouver, BC V5V 3P2 | Electrical Permit | Commercial | Renovation | Issued | Installation / Repair - Commercial - All existing wiring will be removed. Installation of new wiring in compliance with the CE Code. The existing service will be upgraded to 200 A 3 phase 120V / 208V and installed in a new location (refer to drawings). My scope of work on this permit does not include fire alarm installation. The general contractor will hire a separate contractor for installation of the new fire alarm system. >BP: Interior and exterior alterations and change of major occupancy from Retail (E) to Insurance office (D) for this existing single storey commercial building. - Full upgrade per Part 11 (F4, S4, N4, A4) VBBL 2019 - NFPA13 | NORTHERN LIGHTS ELECTRIC LTD
EP-2023-11392 | 2023-12-30 | 3902 MAIN STREET, Vancouver, BC V5V 3P2 | Electrical Permit | Commercial | Renovation | Issued | Temporary Power - Commercial - To provide temporary power. >Amend: January 10th -The temporary power has been changed from a 120/208v 3phase 4 wire to a 120/240v single phase 3 wire service. | NORTHERN LIGHTS ELECTRIC LTD
EP-2021-06760 | 2022-02-08 | 7659 GRANVILLE STREET, Vancouver, BC V6P 4Y8 | Electrical Permit | Residential | New | Completed | Installation / Repair - Residential - Complete electrical wiring for 18 unit with under ground parking and fire alarm system. BP: To construct eighteen (18) side-by-side townhouse units (three row buildings) on top of a one-level underground storage garage having vehicular access from a Lane. This will be reviewed as a single building since the lowest level of the dwelling units continue down and are located at the same level as the storage garage. NOTE; the 2014 VBBL applies to this CP process permit application. Stage 1: Excavation & Shoring. June 2, 2021. B. Smith Stage 2: Full Structural to Roof. July 19th, 2021. S.Le for B.Smith | T.G. Electrical Ltd
SP-2021-00879 | 2022-08-22 | 7659 GRANVILLE STREET, Vancouver, BC V6P 4Y8 | Sprinkler Permit | Commercial | New | Completed | Commercial - Install sprinkler system to NFPA 13, Edition 2013, and to standpipe system to NFPA 14, Edition 2013, in this new eighteen (18) side-by-side townhouse units (three row buildings) project on top of a one-level underground storage garage having vehicular access from a lane. | Preet Plumbing Heating And Sprinkle Ltd
EP-2023-05647 | 2023-06-26 | 7659 GRANVILLE STREET, Vancouver, BC V6P 4Y8 | Electrical Permit | Commercial | NULL | Issued | Annual / Operating - Maintenance of existing operating electrical equipment. | T.G. Electrical Ltd
PP-2022-02243 | 2022-06-27 | 4032 W 14TH AVENUE, Vancouver, BC V6R 2X4 | Plumbing Permit | Residential | New | Completed | Residential - Installing a backflow preventer for lawn irrigation | Chongren Yao
NULL | NULL | 4032 W 14TH AVENUE, Vancouver, BC V6R 2X4 | Plumbing Permit | Residential | New | Draft | Residential - installing a backflow preventer for lawn irrigation | Chongren Yao
EP-2023-09773 | 2023-11-16 | 4865 LANARK STREET, Vancouver, BC V5N 3S1 | Electrical Permit | Residential | New | Issued | Installation / Repair - Residential - ¦ INFILL- 1FD: 200A ¦ NFPA 13R ¦ Wiring of new infill. Gas throughout and gas range. Old permit so still allowed. 200A service to infill to feed a triplex meter base. 100A to all units. Lighting and fittings throughout. Builder has confirmed with building inspector that the “lock to key” sprinkler system separately zoned for the 3 units will only need strobe identifying each unit. No fire alarm system needed. *An approved mechanical permit is required for the installation of air conditioning or heat pump unit at the time of installation before a final electrical inspection will be performed >BP: To construct a 2-storey infill one-family dwelling ($230,000) with an attached two-car garage, and one surface parking space having vehicular access from the lane. Schedule B, Tarek A. EL-Amoury, P.Eng (604-336-5080) Structural and Geotechnical submitted for this project. *** THIS PERMIT HAS BEEN ISSUED UNDER THE REQUIREMENTS OF VBBL #12511 (2019)*** Sprinklered top NFPA 13R Main House Permit#:BP-2020-03539 Revision #1 - interior layout changes to unit 1 and 2 in main building - revised window location south elevation main building - additional door in garage infill | F & S Electrical Ltd
MP-2023-01414 | 2023-08-02 | 4865 LANARK STREET, Vancouver, BC V5N 3S1 | Mechanical Permit | NULL | NULL | Issued | NULL | AKAL Plumbing & Heating Ltd
SP-2023-01367 | 2023-08-01 | 4865 LANARK STREET, Vancouver, BC V5N 3S1 | Sprinkler Permit | Residential | New | Issued | Residential - To install fire sprinkler system in infill >BP: Building Permit for DP-2020-00059 (One-Family Infill Building and attached garage) To construct a 2-storey infill one-family dwelling with an attached two-car garage, and one surface parking space having vehicular access from the lane. | Max Fire Pro Ltd
PP-2023-02519 | 2023-07-14 | 4865 LANARK STREET, Vancouver, BC V5N 3S1 | Plumbing Permit | Residential | New | Issued | Residential - INFILL - 1FD - This is a new infill house for 4869 Lanark Street and has 11 fixtures >DB: To construct a 2-storey infill one-family dwelling with an attached two-car garage, and one surface parking space having vehicular access from the lane. *** THIS PERMIT HAS BEEN ISSUED UNDER THE REQUIREMENTS OF VBBL #12511 (2019)*** 2. Entire building to be sprinklered to NFPA 13R | AKAL Plumbing & Heating Ltd
MP-2024-00054 | 2024-01-11 | 4865 LANARK STREET, Vancouver, BC V5N 3S1 | Mechanical Permit | NULL | NULL | Issued | NULL | DAYLIGHT HEATING AND AIR CONDITIONING LTD
EP-2023-09679 | 2023-11-06 | 4865 LANARK STREET, Vancouver, BC V5N 3S1 | Electrical Permit | Residential | New | Issued | Installation / Repair - Residential - Extra low voltage tv data door bell >BP: To construct a 2-storey infill one-family dwelling ($230,000) with an attached two-car garage, and one surface parking space having vehicular access from the lane. Schedule B, Tarek A. EL-Amoury, P.Eng (604-336-5080) Structural and Geotechnical submitted for this project. *** THIS PERMIT HAS BEEN ISSUED UNDER THE REQUIREMENTS OF VBBL #12511 (2019)*** Sprinklered top NFPA 13R Main House Permit#:BP-2020-03539 Revision #1 - interior layout changes to unit 1 and 2 in main building - revised window location south elevation main building - additional door in garage infill | Orbit Home Automation Ltd
GP-2023-02471 | 2023-08-28 | 4865 LANARK STREET, Vancouver, BC V5N 3S1 | Gas Permit | Residential | New | Issued | Residential - 1 Range, 1 BBQ & 1 Boiler > BP: To construct a 2-storey infill one-family dwelling | AKAL Plumbing & Heating Ltd
EP-2023-08572 | 2023-09-22 | 4865 LANARK STREET, Vancouver, BC V5N 3S1 | Electrical Permit | Residential | New | Issued | Installation / Repair - Residential - Pre wire for alarm, tv, tel, net. >BP: To construct a 2-storey infill one-family dwelling ($230,000) with an attached two-car garage, and one surface parking space having vehicular access from the lane. Schedule B, Tarek A. EL-Amoury, P.Eng (604-336-5080) Structural and Geotechnical submitted for this project. *** THIS PERMIT HAS BEEN ISSUED UNDER THE REQUIREMENTS OF VBBL #12511 (2019)*** Main House Permit#:BP-2020-03539 Building Review Branch Notes: 1. Reviewed during the 2020 pandemic crisis 2. Entire building to be sprinklered to NFPA 13R | Static Security Inc
EP-2023-10322 | 2023-11-30 | 1635 E 11TH AVENUE, Vancouver, BC | Electrical Permit | Residential | Addition | Completed | Installation / Repair - Residential - Installation of a 5.14 kW Solar Grid Tie System >BP: Exterior alterations to provide 13 solar panels on top of asphalt shingle roof of this Duplex and a detached accessory building (garage) on site. Panel locations OK by POD Ben - May 25, 2023 Exempt from Energy Upgrade Note: 1. Comfort letter from a Professional Engineer provided 2. This existing duplex was constructed in 2020 | Terratek Energy Solutions Inc
PP-2022-01769 | 2022-05-26 | 3587 MAYFAIR AVENUE #3, Vancouver, BC V6N 2Z2 | Plumbing Permit | Residential | New | Completed | Residential - Plumbing for: >BP: To construct a 2 storey laneway house building ($218,500) with an attached garage and with an open parking pad providing 2 parking spaces having vehicular access from the lane ***The entire building, INCLUDING THE ATTACHED GARAGE (if applicable), to be sprinklered to NFPA 13R*** Note: Parking for the site has been provided under DB (construction of LWH) Note: This is a 1 1/2 storey building pursuant to the Zoning & Development By-law 1. Covenant registered at the Land Title Office under CA8755247 2. No Strata Titling permitted 3. No A/C unit proposed 4. Structural and geo-technical schedule B: Alan Prahald (604-831-1431) 5. HPO: Ayka Development & Constructions Ltd. "Combustible projections or roof soffits on an exposing building face shall not project to less than .45m from the property line and shall be in compliance with VBBL 2019 9.10.15.5.(11)" Any alterations or conversions to the attached garage (if applicable) to habitable living space shall not be permitted without first obtaining the approval of the Director of Planning and the Chief Building Official. Thermal protection measures and Laneway house design guidelines shall be required to be met prior to the approval of the conversion. ******THIS PERMIT HAS BEEN ISSUED UNDER THE REQUIREMENTS OF VBBL 2019****** See DB-2020-03033 for Bldg 1 on site (principal bldg) addressed #1-3587 Mayfair ave | Lally Plumbing & Heating Ltd
PP-2022-01547 | 2022-05-05 | 3587 MAYFAIR AVENUE #3, Vancouver, BC V6N 2Z2 | Plumbing Permit | Residential | New | Completed | Residential - sump >BP:To construct a 2 storey laneway house building ($218,500) with an attached garage and with an open parking pad providing 2 parking spaces having vehicular access from the lane ***The entire building, INCLUDING THE ATTACHED GARAGE (if applicable), to be sprinklered to NFPA 13R*** Note: Parking for the site has been provided under DB (construction of LWH) Note: This is a 1 1/2 storey building pursuant to the Zoning & Development By-law 1. Covenant registered at the Land Title Office under CA8755247 2. No Strata Titling permitted 3. No A/C unit proposed 4. Structural and geo-technical schedule B: Alan Prahald (604-831-1431) 5. HPO: Ayka Development & Constructions Ltd. "Combustible projections or roof soffits on an exposing building face shall not project to less than .45m from the property line and shall be in compliance with VBBL 2019 9.10.15.5.(11)" Any alterations or conversions to the attached garage (if applicable) to habitable living space shall not be permitted without first obtaining the approval of the Director of Planning and the Chief Building Official. Thermal protection measures and Laneway house design guidelines shall be required to be met prior to the approval of the conversion. ******THIS PERMIT HAS BEEN ISSUED UNDER THE REQUIREMENTS OF VBBL 2019****** See DB-2020-03033 for Bldg 1 on site (principal bldg) addressed #1-3587 Mayfair ave | East West Excavating 2022 ltd
EP-2022-05456 | 2022-06-27 | 3587 MAYFAIR AVENUE #3, Vancouver, BC V6N 2Z2 | Electrical Permit | Residential | New | Completed | Installation / Repair - Residential - Rough-in and finishing of tv, data, phone and alarm >BP: To construct a 2 storey laneway house building ($218,500) with an attached garage and with an open parking pad providing 2 parking spaces having vehicular access from the lane ***The entire building, INCLUDING THE ATTACHED GARAGE (if applicable), to be sprinklered to NFPA 13R*** Note: Parking for the site has been provided under DB (construction of LWH) Note: This is a 1 1/2 storey building pursuant to the Zoning & Development By-law 1. Covenant registered at the Land Title Office under CA8755247 2. No Strata Titling permitted 3. No A/C unit proposed 4. Structural and geo-technical schedule B: Alan Prahald (604-831-1431) 5. HPO: Ayka Development & Constructions Ltd. "Combustible projections or roof soffits on an exposing building face shall not project to less than .45m from the property line and shall be in compliance with VBBL 2019 9.10.15.5.(11)" Any alterations or conversions to the attached garage (if applicable) to habitable living space shall not be permitted without first obtaining the approval of the Director of Planning and the Chief Building Official. Thermal protection measures and Laneway house design guidelines shall be required to be met prior to the approval of the conversion. ******THIS PERMIT HAS BEEN ISSUED UNDER THE REQUIREMENTS OF VBBL 2019****** See DB-2020-03033 for Bldg 1 on site (principal bldg) addressed #1-3587 Mayfair ave | Simplypro Enterprise Ltd