SP-2023-01404 | 2023-08-01 | 4764 QUEBEC STREET #3, Vancouver, BC | Sprinkler Permit | Residential | New | Issued | Residential - LWH - #3 - Install Sprinkler Heads >DB: To construct a 2 storey laneway house building with an attached garage and 1 open parking pad, providing a total of 2 parking spaces, having vehicular access from the lane. Note: This is a 1 ½ storey building pursuant to the Zoning & Development By-law 1. Covenant registered at the Land Title Office under CA9960425 2. No Strata Titling permitted 3. No A/C unit proposed 6. The entire building, INCLUDING THE ATTACHED GARAGE (if applicable), to be sprinklered to NFPA 13D. ******THIS PERMIT HAS BEEN ISSUED UNDER THE REQUIREMENTS OF VBBL #12511 (2019)****** | RAHELU PLUMBING & HEATING LTD.
MP-2023-01419 | 2023-08-03 | 4764 QUEBEC STREET #3, Vancouver, BC | Mechanical Permit | NULL | NULL | Issued | NULL | RAHELU PLUMBING & HEATING LTD.
GP-2023-03134 | 2023-10-20 | 4764 QUEBEC STREET #3, Vancouver, BC | Gas Permit | Residential | New | Issued | Residential - 1 Range & 1 BBQ Gas piping works >BP: To construct a 2 storey laneway house building ($222,875.00) with an attached garage and 1 open parking pad, providing a total of 2 parking spaces, having vehicular access from the lane. Removed Boiler and Generator as not currently allowed per existing energy requirements. When energy requirements have been updated please request and amendment. | RAHELU PLUMBING & HEATING LTD.
EP-2023-09982 | 2023-11-06 | 4764 QUEBEC STREET #3, Vancouver, BC | Electrical Permit | Residential | New | Issued | Installation / Repair - Residential - low voltage wiring of security, tv, data, and completion of security alarm >BP: To construct a 2 storey laneway house building ($222,875.00) with an attached garage and 1 open parking pad, providing a total of 2 parking spaces, having vehicular access from the lane. Note: This is a 1 ½ storey building pursuant to the Zoning & Development By-law 1. Covenant registered at the Land Title Office under CA9960425 2. No Strata Titling permitted 3. No A/C unit proposed 4. Schedule B: Ke Jian, MA, P.Eng (604-599-8890) Structural Thanh Le, P.Eng. (604-421-3288) Geotechnical 5. Rev#1: HPO: Residential Builder - Ultralux Homes Inc. (778-895-0586) 6. The entire building, INCLUDING THE ATTACHED GARAGE (if applicable), to be sprinklered to NFPA 13D. ******THIS PERMIT HAS BEEN ISSUED UNDER THE REQUIREMENTS OF VBBL #12511 (2019)****** | Supersonic Security System Inc.
EP-2023-07352 | 2023-08-21 | 4764 QUEBEC STREET #3, Vancouver, BC | Electrical Permit | Residential | New | Issued | Installation / Repair - Residential - TO CONTINUE WORK STARTED BY OTHERS (EP-2023-06337) COMPLETE ROUGH WIRING AND FINISHING 31-750 V . 400 AMP SERVICE WITH 200 AMP TO HOUSE AND 200 AMPS TO LANEWAY >Permit Amendment Nov 06, 2023 -"UPDATED LOAD CALCULATION" *Document(s) uploaded to "Application Documents" tab for Electrical Inspector review. Documents are at pending status at time of permit amendment approval >BP: To construct a 2 storey laneway house building ($222,875.00) with an attached garage and 1 open parking pad, providing a total of 2 parking spaces, having vehicular access from the lane. Note: This is a 1 ½ storey building pursuant to the Zoning & Development By-law 1. Covenant registered at the Land Title Office under CA9960425 2. No Strata Titling permitted 3. No A/C unit proposed 4. Schedule B: Ke Jian, MA, P.Eng (604-599-8890) Structural Thanh Le, P.Eng. (604-421-3288) Geotechnical 5. Rev#1: HPO: Residential Builder - Ultralux Homes Inc. (778-895-0586) 6. The entire building, INCLUDING THE ATTACHED GARAGE (if applicable), to be sprinklered to NFPA 13D. ******THIS PERMIT HAS BEEN ISSUED UNDER THE REQUIREMENTS OF VBBL #12511 (2019)****** | Simplex Electrical Ltd
EP-2023-04964 | NULL | 1265 E 55TH AVENUE, Vancouver, BC | Electrical Permit | Residential | New | Withdrawn | Installation / Repair - Residential - Low voltage job for TV, telephone, data, doorbell, cameras and alarm system installation | Techway Secuirty & Communication Ltd
PP-2023-03588 | 2023-10-12 | 3162 VENABLES STREET, Vancouver, BC V5K 2S4 | Plumbing Permit | Residential | Renovation | Completed | Residential - Add a new Dishwasher In main Kitchen | SamTek Mechanical Ltd.
MP-2023-00889 | 2023-05-19 | 760 E 14TH AVENUE, Vancouver, BC V5T 2N4 | Mechanical Permit | NULL | NULL | Completed | NULL | AKAL Plumbing & Heating Ltd
EP-2022-07072 | 2022-08-22 | 760 E 14TH AVENUE, Vancouver, BC V5T 2N4 | Electrical Permit | Residential | New | Expired | Temporary Power - Residential - To provide temporary power. | G N ELECTRIC LTD
SP-2022-01910 | 2022-11-16 | 758 E 14TH AVENUE, Vancouver, BC | Sprinkler Permit | Residential | New | Completed | Residential - To install fire sprinkler system in infill building >>BP: To construct a two-storey Infill one-family dwelling residential building with attached one-car garage (Building 2) and one surface parking space at the rear of the site, having vehicular access from the lane. See BP-2021-04651 for character building. ******THIS PERMIT HAS BEEN REVIEWED & ISSUED UNDER THE REQUIREMENTS OF VBBL 2019 AND AMENDMENT EFFECTIVE JUNE 1ST, 2021. ******** | Max Fire Pro Ltd
MP-2023-00890 | 2023-05-19 | 758 E 14TH AVENUE, Vancouver, BC | Mechanical Permit | NULL | NULL | Completed | NULL | AKAL Plumbing & Heating Ltd
EP-2023-05868 | 2023-07-17 | 758 E 14TH AVENUE, Vancouver, BC | Electrical Permit | Residential | New | Completed | Installation / Repair - Residential - In fill all new wiring and finishing main service is 200 amp infill for 100 amp duplexe each unit 100 amp MP-2023-00889 >BP: To construct a two-storey Infill one-family dwelling residential building with attached one-car garage (Building 2) and one surface parking space at the rear of the site, having vehicular access from the lane. See BP-2021-04651 for character building. ******THIS PERMIT HAS BEEN REVIEWED & ISSUED UNDER THE REQUIREMENTS OF VBBL 2019 AND AMENDMENT EFFECTIVE JUNE 1ST, 2021. ******** Building Review Branch Notes: 1. Struct. B & Geo. B are submitted. 2. Entire building is to be sprinklered to NFPA 13D requirements. 3.. All new windows, doors, and skylights shall conform to AAMA/WDMA/CSA101/I.S.2/A440, NAFS. | G N ELECTRIC LTD
EP-2023-06253 | 2023-07-12 | 758 E 14TH AVENUE, Vancouver, BC | Electrical Permit | Residential | New | Completed | Installation / Repair - Residential - Roughin and finishing of tv, data, phone and camera. >BP: To construct a two-storey Infill one-family dwelling residential building with attached one-car garage (Building 2) and one surface parking space at the rear of the site, having vehicular access from the lane. See BP-2021-04651 for character building. ******THIS PERMIT HAS BEEN REVIEWED & ISSUED UNDER THE REQUIREMENTS OF VBBL 2019 AND AMENDMENT EFFECTIVE JUNE 1ST, 2021. ******** Building Review Branch Notes: 1. Struct. B & Geo. B are submitted. 2. Entire building is to be sprinklered to NFPA 13D requirements. 3.. All new windows, doors, and skylights shall conform to AAMA/WDMA/CSA101/I.S.2/A440, NAFS. | Simplypro Enterprise Ltd
PP-2023-01512 | 2023-04-28 | 758 E 14TH AVENUE, Vancouver, BC | Plumbing Permit | Residential | New | Completed | Residential - INFILL - 1FD - This is a new infill house with 11 fixtures >BP: To construct a two-storey Infill one-family dwelling residential building with attached one-car garage (Building 2) and one surface parking space at the rear of the site, having vehicular access from the lane. See BP-2021-04651 for character building. ******THIS PERMIT HAS BEEN REVIEWED & ISSUED UNDER THE REQUIREMENTS OF VBBL 2019 AND AMENDMENT EFFECTIVE JUNE 1ST, 2021. ******** Building Review Branch Notes: 1. Struct. B & Geo. B are submitted. 2. Entire building is to be sprinklered to NFPA 13D | AKAL Plumbing & Heating Ltd
GP-2023-02470 | 2023-08-28 | 758 E 14TH AVENUE, Vancouver, BC | Gas Permit | Residential | New | Completed | Residential - 1 Range, 1 Boiler & 1 BBQ >BP: To construct a two-storey Infill one-family dwelling residential building | AKAL Plumbing & Heating Ltd
NULL | NULL | 758 E 14TH AVENUE, Vancouver, BC | Plumbing Permit | Residential | New | Withdrawn | Residential - This is a infill house with 3 fixtures | AKAL Plumbing & Heating Ltd
MP-2023-01556 | 2023-08-22 | 758 E 14TH AVENUE, Vancouver, BC | Mechanical Permit | NULL | NULL | Completed | NULL | Sukhmani Mechanical Ltd
GP-2023-01383 | 2023-05-01 | 762 E 14TH AVENUE, Vancouver, BC V5T 2N4 | Gas Permit | Residential | New | Completed | Residential - This is a new duplex house with 6 fixtures >BP: Interior and exterior alterations, relocate, add to and reconstruct the existing Two-Family Dwelling Character building (Building 1) and to construct a two-storey Infill one-family dwelling residential building with attached one-car garage (Building 2) and one surface parking space at the rear of the site, having vehicular access from the lane. | AKAL Plumbing & Heating Ltd
PP-2023-01358 | 2023-04-19 | 762 E 14TH AVENUE, Vancouver, BC V5T 2N4 | Plumbing Permit | Residential | Addition | Completed | Residential - Sump and sanitary connections for duplex house NOTE: Engineering Assurance letter will be submitted to the Plumbing Inspector on the site. Letter shall conform to the requirements of Vancouver Bulletin 2000-008-EL/PL. | Canstar Excavating & Landscaping Ltd
PP-2023-00654 | 2023-02-27 | 762 E 14TH AVENUE, Vancouver, BC V5T 2N4 | Plumbing Permit | Residential | New | Completed | Residential - Duplex Home with new plumbing drainage water piping and fixture install >BP: Interior and exterior alterations, relocate, add to and reconstruct the existing Two-Family Dwelling Character building (Building 1) and to construct a two-storey Infill one-family dwelling residential building with attached one-car garage (Building 2) and one surface parking space at the rear of the site, having vehicular access from the lane. See BP-2021-04652 for infill building. | AKAL Plumbing & Heating Ltd
EP-2023-06252 | 2023-07-12 | 762 E 14TH AVENUE, Vancouver, BC V5T 2N4 | Electrical Permit | Residential | Addition | Completed | Installation / Repair - Residential - Roughin and Finsihing of tv, data, phone, alarm and cctv. >BP: Interior and exterior alterations, relocate, add to and reconstruct the existing Two-Family Dwelling Character building (Building 1) and to construct a two-storey Infill one-family dwelling residential building with attached one-car garage (Building 2) and one surface parking space at the rear of the site, having vehicular access from the lane. See BP-2021-04652 for infill building. ******THIS PERMIT HAS BEEN REVIEWED & ISSUED UNDER THE REQUIREMENTS OF VBBL 2019 AND AMENDMENT EFFECTIVE JUNE 1ST, 2021. ******** Building Review Branch Notes: 1. Entire building is fully upgraded to F4, S4, N4, A4 per 11.4.7.1. and energy upgrade per Table 11.2.1.4.(2). 2. Struct. B & Geo. B are submitted. 3. Entire building is to be sprinklered to NFPA 13D requirements. 4. All dwelling units have their own separate exterior entrance. 5. All new windows, doors, and skylights shall conform to AAMA/WDMA/CSA101/I.S.2/A440, NAFS. | Simplypro Enterprise Ltd
EP-2023-05867 | 2023-07-17 | 762 E 14TH AVENUE, Vancouver, BC V5T 2N4 | Electrical Permit | Residential | Addition | Completed | Installation / Repair - Residential - Main service is 200 amp for infill each unit have 100 amp all new wiring and finishing >BP: Interior and exterior alterations, relocate, add to and reconstruct the existing Two-Family Dwelling Character building (Building 1) and to construct a two-storey Infill one-family dwelling residential building with attached one-car garage (Building 2) and one surface parking space at the rear of the site, having vehicular access from the lane. See BP-2021-04652 for infill building. ******THIS PERMIT HAS BEEN REVIEWED & ISSUED UNDER THE REQUIREMENTS OF VBBL 2019 AND AMENDMENT EFFECTIVE JUNE 1ST, 2021. ******** Building Review Branch Notes: 1. Entire building is fully upgraded to F4, S4, N4, A4 per 11.4.7.1. and energy upgrade per Table 11.2.1.4.(2). 2. Struct. B & Geo. B are submitted. 3. Entire building is to be sprinklered to NFPA 13D requirements. 4. All dwelling units have their own separate exterior entrance. 5. All new windows, doors, and skylights shall conform to AAMA/WDMA/CSA101/I.S.2/A440, NAFS. | G N ELECTRIC LTD
SP-2022-01908 | 2022-11-16 | 762 E 14TH AVENUE, Vancouver, BC V5T 2N4 | Sprinkler Permit | Residential | New | Completed | Residential - To install fire sprinkler system for Duplex >>BP: Interior and exterior alterations, relocate, add to and reconstruct the existing Two-Family Dwelling Character building (Building 1) and to construct a two-storey Infill one-family dwelling residential building with attached one-car garage (Building 2) and one surface parking space at the rear of the site, having vehicular access from the lane. See BP-2021-04652 for infill building. ******THIS PERMIT HAS BEEN REVIEWED & ISSUED UNDER THE REQUIREMENTS OF VBBL 2019 AND AMENDMENT EFFECTIVE JUNE 1ST, 2021. ******** | Max Fire Pro Ltd
EP-2023-06809 | 2023-07-26 | 2277 BONNYVALE AVENUE #3, Vancouver, BC | Electrical Permit | Residential | New | Issued | Installation / Repair - Residential - Installation of extra low voltage. >BP: To construct a 2 storey laneway house building ($224,250) with an attached garage and 1 open parking pad, providing a total of 2 parking spaces, having vehicular access from the lane. Rev#1: Note: The entire building, INCLUDING THE ATTACHED GARAGE, to be sprinklered to NFPA 13D as per VBBL 3.2.5.12.(3)(d). Note: This is a 1 ½ storey building pursuant to the Zoning & Development By-law. 1. Covenant registered at the Land Title Office under CA9571828 2. No Strata Titling permitted 3. No A/C unit proposed 4. Schedule B: YATENDRA KUMAR SHARMA, P.Eng. 778-863-7076 Structural & Geotechnical 5. BC Housing Residential Builder - RICHTOWN CONSTRUCTION LTD. ******THIS PERMIT HAS BEEN ISSUED UNDER THE REQUIREMENTS OF VBBL #12511 (2019)****** | AJ INTEGRATED SERVICES LTD
PP-2023-01613 | 2023-05-08 | 2277 BONNYVALE AVENUE #3, Vancouver, BC | Plumbing Permit | Residential | New | Issued | Residential - LWH - #3 - LWH >DB: To construct a 2 storey laneway house building with an attached garage and 1 open parking pad, providing a total of 2 parking spaces, having vehicular access from the lane. Note: The entire building, INCLUDING THE ATTACHED GARAGE, to be sprinklered to NFPA 13R. Note: This is a 1 ½ storey building pursuant to the Zoning & Development By-law. 1. Covenant registered at the Land Title Office under CA9571828 2. No Strata Titling permitted 3. No A/C unit proposed | Avion Mechanical Ltd
SP-2023-01074 | 2023-08-04 | 2277 BONNYVALE AVENUE #3, Vancouver, BC | Sprinkler Permit | Residential | New | Issued | Residential - New sprinkler system >BP: To construct a 2 storey laneway house building with an attached garage and 1 open parking pad, providing a total of 2 parking spaces, having vehicular access from the lane. Note: The entire building, INCLUDING THE ATTACHED GARAGE, to be sprinklered to NFPA 13R. Note: This is a 1 ½ storey building pursuant to the Zoning & Development By-law. 1. Covenant registered at the Land Title Office under CA9571828 2. No Strata Titling permitted 3. No A/C unit proposed 4. Schedule B: YATENDRA KUMAR SHARMA, P.Eng. 778-863-7076 Structural & Geotechnical 5. BC Housing Residential Builder - RICHTOWN CONSTRUCTION LTD. Rev#1: Note: The entire building, INCLUDING THE ATTACHED GARAGE, to be sprinklered to NFPA 13D as per VBBL 3.2.5.12.(3)(d). | Haven Fire Protection Ltd
EP-2023-03378 | 2023-05-11 | 2277 BONNYVALE AVENUE #3, Vancouver, BC | Electrical Permit | Residential | New | Issued | Installation / Repair - Residential - Wiring new laneway house. Total service 200A; main house: 150A, LWH: 125A. >BP: To construct a 2 storey laneway house building ($224,250) with an attached garage and 1 open parking pad, providing a total of 2 parking spaces, having vehicular access from the lane. Note: The entire building, INCLUDING THE ATTACHED GARAGE, to be sprinklered to NFPA 13R. Note: This is a 1 ½ storey building pursuant to the Zoning & Development By-law. 1. Covenant registered at the Land Title Office under CA9571828 2. No Strata Titling permitted 3. No A/C unit proposed 4. Schedule B: YATENDRA KUMAR SHARMA, P.Eng. 778-863-7076 Structural & Geotechnical 5. BC Housing Residential Builder - RICHTOWN CONSTRUCTION LTD. ******THIS PERMIT HAS BEEN ISSUED UNDER THE REQUIREMENTS OF VBBL #12511 (2019)****** | Powerful Electric Ltd
EP-2023-08018 | 2023-09-14 | 5805 LANARK STREET #3, Vancouver, BC | Electrical Permit | Residential | New | Completed | Installation / Repair - Residential - ¦ #3LWH- 400A ¦ All kind of electrical and extra low voltage work in LWH There’s full electrical work and extra low voltage work cable and data wiring >BP: To construct a 2 storey laneway house building ($160,500) and 1 open parking pad, having vehicular access from the 20' Lane. Note: The entire building, INCLUDING THE ATTACHED GARAGE (if applicable), to be sprinklered to NFPA 13D Note: This is a 1 ½ storey building pursuant to the Zoning & Development By-law. 1. Covenant registered at the Land Title Office under CB25579 2. No Strata Titling permitted 3. No A/C Unit proposed 4. Schedule B: (Y.K.Sharma) P.Eng (778.863.7076) Structural 5. Schedule B: (Z.Guan) P.Eng (778.868.5635) Geotechnical 6. HPO: Residential Builder- TJM Construction Ltd | Emco Electrical Ltd
PP-2023-02425 | 2023-07-11 | 5805 LANARK STREET #3, Vancouver, BC | Plumbing Permit | Residential | New | Completed | Residential - This is a new laneway house with 8 fixtures >BP: To construct a 2 storey laneway house building ($160,500) and 1 open parking pad, having vehicular access from the 20' Lane. Note: The entire building, INCLUDING THE ATTACHED GARAGE (if applicable), to be sprinklered to NFPA 13D Note: This is a 1 ½ storey building pursuant to the Zoning & Development By-law. 1. Covenant registered at the Land Title Office under CB25579 2. No Strata Titling permitted 3. No A/C Unit proposed 4. Schedule B: (Y.K.Sharma) P.Eng (778.863.7076) Structural 5. Schedule B: (Z.Guan) P.Eng (778.868.5635) Geotechnical 6. HPO: Residential Builder- TJM Construction Ltd | AKAL Plumbing & Heating Ltd
SP-2023-01559 | 2023-08-25 | 5805 LANARK STREET #3, Vancouver, BC | Sprinkler Permit | Residential | New | Completed | Residential - New sprinkler system >BP: To construct a 2 storey laneway house building ($160,500) and 1 open parking pad, having vehicular access from the 20' Lane. Note: The entire building, INCLUDING THE ATTACHED GARAGE (if applicable), to be sprinklered to NFPA 13D Note: This is a 1 ½ storey building pursuant to the Zoning & Development By-law. 1. Covenant registered at the Land Title Office under CB25579 2. No Strata Titling permitted 3. No A/C Unit proposed 4. Schedule B: (Y.K.Sharma) P.Eng (778.863.7076) Structural 5. Schedule B: (Z.Guan) P.Eng (778.868.5635) Geotechnical 6. HPO: Residential Builder- TJM Construction Ltd | Haven Fire Protection Ltd
EP-2023-04014 | 2023-05-29 | 6644 DAWSON STREET, Vancouver, BC | Electrical Permit | Residential | New | Completed | Installation / Repair - Residential - ¦ 2FD + 2SS ¦ 2 SEPERATE SERVICES ¦ 1- 200A ¦ 1-200A¦ *An approved mechanical permit is required for the installation of air conditioning or heat pump unit at the time of installation before an electrical inspection will be performed *Permit Amendment Jul 18, 2023 -"Service 2×200 Amp ¦ 200 Amp for each duplex" >BP: To construct a two-storey two-family dwelling with two secondary suites located in the basement, with a detached accessory building (garage) and open pad at the rear providing 3 parking spaces, having vehicular access from the lane. Note: This is a 2 storey building pursuant to the Zoning and Development By-Law 1. Covenant registered at the Land Title Office under CA9327175 2. No strata titling permitted 3. A/C units proposed in rear yard 4. Bar sinks proposed in main floor 5. Schedule B: Md. Shahidul Alam (604.653.7475) Structural & Geotechnical 6. HPO: Sona Development Ltd. | ALPHA ONE ELECTRIC LTD
PP-2023-02163 | 2023-06-19 | 6195 NANAIMO STREET, Vancouver, BC | Plumbing Permit | Residential | New | Issued | Residential - 1FD - New home plumbing >DB: To construct a 2 storey one-family dwelling with an open parking pad, providing 1 parking space, having vehicular access from the 20' Lane. Note: The entire building, INCLUDING THE ATTACHED GARAGE (if applicable), to be sprinklered to NFPA 13D 1. Covenant registered at the Land Title Office under CB307206 2. A/C proposed – Exterior component located in Rear, Interior component located in Upper Floor 3. Bar sink located in basement **THIS PERMIT HAS BEEN ISSUED UNDER THE REQUIREMENTS OF VBBL #12511 (2019) ** | Mann Plumbing and Heating (2019) Ltd
EP-2023-05285 | 2023-06-13 | 6195 NANAIMO STREET, Vancouver, BC | Electrical Permit | Residential | New | Issued | Temporary Power - Residential - To provide temporary power. | CHEEMA ELECTRIC LTD
MP-2023-01222 | 2023-07-04 | 6195 NANAIMO STREET, Vancouver, BC | Mechanical Permit | NULL | NULL | Issued | NULL | Mann Plumbing and Heating (2019) Ltd
SP-2023-01437 | 2023-08-04 | 6195 NANAIMO STREET, Vancouver, BC | Sprinkler Permit | Residential | New | Issued | Residential - installation of a new fire sprinkler system >BP: To construct a 2 storey one-family dwelling with an open parking pad, providing 1 parking space, having vehicular access from the 20' Lane. Note: The entire building, INCLUDING THE ATTACHED GARAGE (if applicable), to be sprinklered to NFPA 13D 1. Covenant registered at the Land Title Office under CB307206 2. A/C proposed – Exterior component located in Rear, Interior component located in Upper Floor 3. Bar sink located in basement 4. Schedule B: (A.C.M Wang) P.Eng (604.618-6236) Structural & Geotechnical 5. HPO: Residential Builder- Hawthorne Enterprises Ltd | CENTRE LINE FIRE SPRINKLERS LTD
EP-2023-06667 | 2023-08-08 | 6195 NANAIMO STREET, Vancouver, BC | Electrical Permit | Residential | New | Issued | Installation / Repair - Residential - Rough wiring and finishing >BP: To construct a 2 storey one-family dwelling ($718,220) with an open parking pad, providing 1 parking space, having vehicular access from the 20' Lane. Note: The entire building, INCLUDING THE ATTACHED GARAGE (if applicable), to be sprinklered to NFPA 13D 1. Covenant registered at the Land Title Office under CB307206 2. A/C proposed – Exterior component located in Rear, Interior component located in Upper Floor 3. Bar sink located in basement 4. Schedule B: (A.C.M Wang) P.Eng (604.618-6236) Structural & Geotechnical 5. HPO: Residential Builder- Hawthorne Enterprises Ltd Note: This is a 2 storey building pursuant to the Zoning and Development By-Law **THIS PERMIT HAS BEEN ISSUED UNDER THE REQUIREMENTS OF VBBL #12511 (2019) ** | CHEEMA ELECTRIC LTD
PP-2023-01077 | 2023-03-28 | 6195 NANAIMO STREET, Vancouver, BC | Plumbing Permit | Residential | New | Issued | Residential - 1FD - Site Services | Dryland Excavating Ltd
GP-2023-02433 | 2023-08-22 | 6195 NANAIMO STREET, Vancouver, BC | Gas Permit | Residential | New | Issued | Residential - 1 Boiler, 1 Range & 1 BBQ There is pipping for range >BP: To construct a 2 storey one-family dwelling As per energy requirements gas boiler allowed for space and hot water heating | JOT MECHANICAL LTD
EP-2023-08178 | 2023-09-11 | 6195 NANAIMO STREET, Vancouver, BC | Electrical Permit | Residential | New | Issued | Installation / Repair - Residential - Alarm, Intercom, Cable, Computer, Access Points, Automation, CCTV, Home theatre Rough-In and Completion. >BP: To construct a 2 storey one-family dwelling ($718,220) with an open parking pad, providing 1 parking space, having vehicular access from the 20' Lane. Note: The entire building, INCLUDING THE ATTACHED GARAGE (if applicable), to be sprinklered to NFPA 13D 1. Covenant registered at the Land Title Office under CB307206 2. A/C proposed – Exterior component located in Rear, Interior component located in Upper Floor 3. Bar sink located in basement 4. Schedule B: (A.C.M Wang) P.Eng (604.618-6236) Structural & Geotechnical 5. HPO: Residential Builder- Hawthorne Enterprises Ltd Note: This is a 2 storey building pursuant to the Zoning and Development By-Law Address Information: Principle Dwelling: 6195 Nanaimo St Laneway home: 2291 E 47th Av Address number assigned as per approved plans for Fire and Emergency response. The address number is to be posted and to the building and to be visible from the street in accordance with the Building By-law prior to final inspection. **THIS PERMIT HAS BEEN ISSUED UNDER THE REQUIREMENTS OF VBBL #12511 (2019) ** | Repel Security Systems Ltd
EP-2023-09587 | 2023-11-07 | 2852 W 42ND AVENUE #3, Vancouver, BC | Electrical Permit | Residential | New | Issued | Installation / Repair - Residential - ¦ #3LWH- 400A ¦ Complete wiring of laneway house complete with baseboard heating and panel. *An approved mechanical permit is required for the installation of air conditioning or heat pump unit at the time of installation before a final electrical inspection will be performed >BP: To construct a 2 storey laneway house building ($191,500) with an attached garage and 1 open parking pad, providing a total of 2 parking spaces, having vehicular access from the lane. The entire building, INCLUDING THE ATTACHED GARAGE (if applicable), to be sprinklered to NFPA 13R. Note: This is a 1 ½ storey building pursuant to the Zoning & Development By-law. 1. Covenant registered at the Land Title Office under CA9600359 2. No Strata Titling permitted 3. No A/C unit proposed 4. Schedule B: Eric Man, P. Eng. (604-874-3237) Structural & Glass Guards (item 1.5) 5. BC Housing Residential Builder: Nestworks Construction Ltd. | Cimmarusti Electric Ltd
PP-2023-04296 | 2023-12-12 | 2852 W 42ND AVENUE #3, Vancouver, BC | Plumbing Permit | Residential | New | Issued | Residential - LWH - #3 - New plumbing for laneway >DB: To construct a 2 storey laneway house building with an attached garage and 1 open parking pad, providing a total of 2 parking spaces, having vehicular access from the lane. The entire building, INCLUDING THE ATTACHED GARAGE (if applicable), to be sprinklered to NFPA 13R. Note: This is a 1 ½ storey building pursuant to the Zoning & Development By-law. 1. Covenant registered at the Land Title Office under CA9600359 2. No Strata Titling permitted 3. No A/C unit proposed ******THIS PERMIT HAS BEEN ISSUED UNDER THE REQUIREMENTS OF VBBL #12511 (2019)****** | Aquaman Plumbing And Heating Ltd
GP-2023-03965 | 2023-12-12 | 2852 W 42ND AVENUE #3, Vancouver, BC | Gas Permit | Residential | New | Issued | Residential - 1 Water Heater Gas pipes to mechanical room >BP: To construct a 2 storey laneway house building ($191,500) with an attached garage and 1 open parking pad, providing a total of 2 parking spaces, having vehicular access from the lane. | Aquaman Plumbing And Heating Ltd
EP-2023-02804 | 2023-04-17 | 1116 E 60TH AVENUE #3, Vancouver, BC | Electrical Permit | Residential | New | Issued | Installation / Repair - Residential - LWH . Installation of 200 amp service .125 for house 125 for Lwh MP-2023-00538 >BP: To construct a 2 storey laneway house building ($153,850.00) with an open parking pad, providing 1 parking space, having vehicular access from the lane. Note: This is a 1 ½ storey building pursuant to the Zoning & Development By-law 1. Covenant registered at the Land Title Office under CA9905902 2. No Strata Titling permitted 3. No A/C unit proposed 4. Schedule B: Shambhu N. Biswas, P.Eng (604-250-8666) Structural & Geotechnical 5. HPO: Residential Builder - Howard L. Construction Inc. 6. The entire building, INCLUDING THE ATTACHED GARAGE (if applicable), to be sprinklered to NFPA 13D. ******THIS PERMIT HAS BEEN ISSUED UNDER THE REQUIREMENTS OF VBBL #12511 (2019)****** | CROWN ELECTRICAL CONTRACTOR LTD
SP-2023-01329 | 2023-07-21 | 1116 E 60TH AVENUE #3, Vancouver, BC | Sprinkler Permit | Residential | New | Issued | Residential - LWH - #3 - To Install 12 sprinkler heads >DB: To construct a 2 storey laneway house building with an open parking pad, providing 1 parking space, having vehicular access from the lane. Note: This is a 1 ½ storey building pursuant to the Zoning & Development By-law 1. Covenant registered at the Land Title Office under CA9905902 2. No Strata Titling permitted 3. No A/C unit proposed 6. The entire building, INCLUDING THE ATTACHED GARAGE (if applicable), to be sprinklered to NFPA 13D. ******THIS PERMIT HAS BEEN ISSUED UNDER THE REQUIREMENTS OF VBBL #12511 (2019)****** | General Sprinkler Systems Ltd
NULL | NULL | 1116 E 60TH AVENUE #3, Vancouver, BC | Sprinkler Permit | Residential | New | Draft | Residential - To Install 12 Sprinkler Heads | General Sprinkler Systems Ltd
EP-2023-06934 | 2023-08-02 | 1116 E 60TH AVENUE #3, Vancouver, BC | Electrical Permit | Residential | New | Issued | Installation / Repair - Residential - Installation of CCTV, TV, TEL, DATA, INTERCOM, Security ALARM FINISH. >BP: To construct a 2 storey laneway house building ($153,850.00) with an open parking pad, providing 1 parking space, having vehicular access from the lane. | Anmi Technology Corp.
PP-2023-01782 | 2023-05-23 | 1116 E 60TH AVENUE #3, Vancouver, BC | Plumbing Permit | Residential | New | Issued | Residential - Plumbing >BP: To construct a 2 storey laneway house building with an open parking pad, providing 1 parking space, having vehicular access from the lane. Note: This is a 1 ½ storey building pursuant to the Zoning & Development By-law 1. Covenant registered at the Land Title Office under CA9905902 2. No Strata Titling permitted 3. No A/C unit proposed 4. Schedule B: Shambhu N. Biswas, P.Eng (604-250-8666) Structural & Geotechnical 5. HPO: Residential Builder - Howard L. Construction Inc. 6. The entire building, INCLUDING THE ATTACHED GARAGE (if applicable), to be sprinklered to NFPA 13D | AMBER MECHANICAL LTD
EP-2023-03967 | 2023-05-08 | 2523 E 15TH AVENUE #3, Vancouver, BC | Electrical Permit | Residential | New | Issued | Installation / Repair - Residential - Security Alarm, TV, Tel., Internet, Doorbell. >BP: To construct a 2 storey laneway house building ($192,040.00) with an attached garage and 1 open parking pad, providing a total of 2 parking spaces, having vehicular access from the lane. | Covert Security Solutions Inc
SP-2023-01028 | 2023-06-26 | 2523 E 15TH AVENUE #3, Vancouver, BC | Sprinkler Permit | Residential | New | Issued | Residential - To Install 11 sprinkller heads. >BP: To construct a 2 storey laneway house building with an attached garage and 1 open parking pad, providing a total of 2 parking spaces, having vehicular access from the lane. Note: This is a 1 ½ storey building pursuant to the Zoning & Development By-law 1- Covenant registered at the Land Title Office under CA987656 2- No strata titling permitted 3- Schedule B: JASON HUI P Eng (778-319-3403) Structural & Geotechnical 4- HPO: Residential Builder – Expert Roofing Ltd #43617 5- Entire Building to have NFPA 13-D | General Sprinkler Systems Ltd
GP-2023-01661 | 2023-05-29 | 2523 E 15TH AVENUE #3, Vancouver, BC | Gas Permit | Residential | New | Issued | Residential - 1 boiler and 1 BBQ Complete boiler and piping only for bbq. >BP: To construct a 2 storey laneway house building | Deep Gas Fitting Ltd.
PP-2023-01199 | 2023-04-05 | 2523 E 15TH AVENUE #3, Vancouver, BC | Plumbing Permit | Residential | New | Issued | Residential - Plumbing rough in and finish work >BP: To construct a 2 storey laneway house building with an attached garage and 1 open parking pad, providing a total of 2 parking spaces, having vehicular access from the lane. Note: This is a 1 ½ storey building pursuant to the Zoning & Development By-law 1- Covenant registered at the Land Title Office under CA987656 2- No strata titling permitted 3- Schedule B: JASON HUI P Eng (778-319-3403) Structural & Geotechnical 4- HPO: Residential Builder – Expert Roofing Ltd #43617 5- Entire Building to have NFPA 13-D | United Mechanical Ltd
MP-2023-00711 | 2023-04-27 | 2523 E 15TH AVENUE #3, Vancouver, BC | Mechanical Permit | NULL | NULL | Issued | NULL | United Mechanical Ltd
EP-2022-09551 | 2022-11-15 | 2523 E 15TH AVENUE #3, Vancouver, BC | Electrical Permit | Residential | New | Issued | Installation / Repair - Residential - wire new lane way >>BP: To construct a 2 storey laneway house building ($192,040.00) with an attached garage and 1 open parking pad, providing a total of 2 parking spaces, having vehicular access from the lane. Note: This is a 1 ½ storey building pursuant to the Zoning & Development By-law 1- Covenant registered at the Land Title Office under CA987656 2- No strata titling permitted 3- Schedule B: JASON HUI P Eng (778-319-3403) Structural & Geotechnical 4- HPO: Residential Builder – Expert Roofing Ltd #43617 5- Entire Building to have NFPA 13-D *NEW HOUSE* Note: See DB-2020-03753 for Bldg 1 on site (principal bldg) addressed #1-2523 E 15th Ave ****ALL PROJECT COORDINATOR NOTES HAS BEEN ACCEPTED BY THE APPLICANT**** ******THIS PERMIT HAS BEEN ISSUED UNDER THE REQUIREMENTS OF VBBL #12511 (2019)****** | York Electrical Ltd
PP-2022-04400 | 2022-12-12 | 925 E 58TH AVENUE #3, Vancouver, BC | Plumbing Permit | Residential | New | Completed | Residential - Rough in and water lines >BP: To construct a 2 storey laneway house building and 1 open parking pad having vehicular access from the 20' Lane. Note: The entire building, INCLUDING THE ATTACHED GARAGE (if applicable), to be sprinklered to NFPA 13D Note: This is a 1 ½ storey building pursuant to the Zoning & Development By-law. 1. Covenant registered at the Land Title Office under CB183081 2. No Strata Titling permitted 3. No A/C Unit proposed 4. Schedule B: (A.D.A Prahalad) P.Eng (604.831.1431) Structural & Geotechnical 5. HPO: Residential Builder- Senator Homes Ltd | Dynasty Developments Ltd
EP-2023-00219 | 2023-01-12 | 925 E 58TH AVENUE #3, Vancouver, BC | Electrical Permit | Residential | New | Completed | Installation / Repair - Residential - NEW ELECTRICAL FOR LANEWAY HOUSE MAIN SERVICE 200AMPS 125AMPS TO LANEWAY 125AMPS TO HOUSE >BP: To construct a 2 storey laneway house building ($151,500) and 1 open parking pad having vehicular access from the 20' Lane. Note: The entire building, INCLUDING THE ATTACHED GARAGE (if applicable), to be sprinklered to NFPA 13D Note: This is a 1 ½ storey building pursuant to the Zoning & Development By-law. 1. Covenant registered at the Land Title Office under CB183081 2. No Strata Titling permitted 3. No A/C Unit proposed 4. Schedule B: (A.D.A Prahalad) P.Eng (604.831.1431) Structural & Geotechnical 5. HPO: Residential Builder- Senator Homes Ltd | Indy Electrical Ltd
SP-2023-00234 | 2023-02-08 | 925 E 58TH AVENUE #3, Vancouver, BC | Sprinkler Permit | Residential | New | Completed | Residential - LWH - #3 - Install sprinklers in lwh >DB: To construct a 2 storey laneway house building and 1 open parking pad having vehicular access from the 20' Lane. Note: The entire building, INCLUDING THE ATTACHED GARAGE (if applicable), to be sprinklered to NFPA 13D Note: This is a 1 ½ storey building pursuant to the Zoning & Development By-law. 1. Covenant registered at the Land Title Office under CB183081 2. No Strata Titling permitted 3. No A/C Unit proposed | Gold Key Fire Protection Ltd
EP-2023-01070 | 2023-02-08 | 925 E 58TH AVENUE #3, Vancouver, BC | Electrical Permit | Residential | New | Completed | Installation / Repair - Residential - low voltage wiring , network wiring ,complete security system and door bell >BP: To construct a 2 storey laneway house building ($151,500) and 1 open parking pad having vehicular access from the 20' Lane. Note: The entire building, INCLUDING THE ATTACHED GARAGE (if applicable), to be sprinklered to NFPA 13D Note: This is a 1 ½ storey building pursuant to the Zoning & Development By-law. 1. Covenant registered at the Land Title Office under CB183081 2. No Strata Titling permitted 3. No A/C Unit proposed 4. Schedule B: (A.D.A Prahalad) P.Eng (604.831.1431) Structural & Geotechnical 5. HPO: Residential Builder- Senator Homes Ltd NOTE: To achieve the required FSR. A floor space exclusion of 3% has been applied to this application as per section 11.24.18 of the district schedule, to accommodate improved building performance. NOTE: Information regarding the principal building on the survey and site plan is for reference only. Any discrepancy between information regarding the principal building on the survey and/or site plan and approved permit drawings for the principal building are neither approved nor authorized under this laneway house permit. *NEW HOUSE* Note: See DB-2022-00478 for Bldg 1 on site (principal bldg) addressed (1-2) 925 E 58th Av **THIS PERMIT HAS BEEN ISSUED UNDER THE REQUIREMENTS OF VBBL #12511 (2019) ** | Tutronic Security Sytem Co Ltd
NULL | NULL | 4689 W 15TH AVENUE, Vancouver, BC | Mechanical Permit | NULL | NULL | Withdrawn | NULL | NULL
MP-2023-00128 | 2023-01-31 | 4689 W 15TH AVENUE, Vancouver, BC | Mechanical Permit | NULL | NULL | Completed | NULL | ROYAN MECHANICAL LTD
EP-2023-01886 | NULL | 4689 W 15TH AVENUE, Vancouver, BC | Electrical Permit | Residential | New | Withdrawn | Installation / Repair - Residential - Prewire and Finish of Central Vacuum, DATA/Networking, Cable/TV, Sound and Security | NULL
PP-2022-03965 | NULL | 4689 W 15TH AVENUE, Vancouver, BC | Plumbing Permit | Residential | New | Withdrawn | Residential - Plumbing | ROYAN MECHANICAL LTD
PP-2022-03964 | 2022-11-15 | 4689 W 15TH AVENUE, Vancouver, BC | Plumbing Permit | Residential | New | Completed | Residential - Plumbing >BP: To construct a 2 storey two-family dwelling ($701,277.5) with a detached accessory building (2 car garage) at the rear providing 2 parking spaces, having vehicular access from the lane. 1. No A/C Unit proposed 2. Entire building to be sprinklered 13D 3. A/C proposed – Exterior component located in front and rear yard, Interior component located in attic floor’s closest 4. Schedule B: (Antony Wang) P.Eng (604.618.6236) Structural 5. Schedule B: (Antony Wang) P.Eng (604.618.6236) Geotechnical 6. HPO: Residential Builder- Altima Contracting Ltd. Note: This is a 2 storey building pursuant to the Zoning and Development By-Law Address Information: Principle Dwelling #1: 4687 W 15th Av Principle Dwelling #2: 4689 W 15th Av Address numbers assigned as per approved plans for Fire and Emergency response. The address numbers are to be posted to the building to be visible from the street and in accordance with the Building By-law prior to final inspection. **THIS PERMIT HAS BEEN ISSUED UNDER THE REQUIREMENTS OF VBBL #12511 (2019) ** | ROYAN MECHANICAL LTD
EP-2022-09197 | 2022-10-28 | 433 W 6TH AVENUE, Vancouver, BC | Electrical Permit | Commercial | Tenant Improvement | Completed | Installation / Repair - Commercial - install fire alarm devices & verify >BP: Interior alterations to demise the existing Retail- Shell (Group E) suite into 2 suites and to provide the first tenant improvement at 433 West 6th Avenue for a Retail- Showroom (Group E) in this existing mixed use commercial building. The showroom is for Sanctuary AI to demonstrate to customers the robotic prototypes. The showroom at 433 West 6th Avenue will be associated with Sanctuary AI's offices on Level 4, which is a separate TI BP. NO DP AS PER JOHN GREER FEB-28-22 Revision #1- 2022-XX-XX- S.Le Replace drywall ceiling with a Class A fire rated fabric ceiling with drywall bulkhead bands. Revisions to HVAC system, lighting, and speakers due to ceiling changes. Amend: Dec 15, 2022 Added Fire Alarm Verification & Appendix C | Allwest Electric Ltd
EP-2022-08111 | 2022-09-27 | 433 W 6TH AVENUE, Vancouver, BC | Electrical Permit | Commercial | Renovation | Completed | Installation / Repair - Commercial - Data/Tel wiring. Low voltage communications wiring | BKS Cablecom Systems Ltd
PP-2022-02391 | 2022-09-26 | 433 W 6TH AVENUE, Vancouver, BC | Plumbing Permit | Commercial | Tenant Improvement | Completed | Commercial - New showroom >Interior alterations to demise the existing Retail- Shell (Group E) suite into 2 suites and to provide the first tenant improvement at 433 West 6th Avenue for a Retail- Showroom (Group E) in this existing mixed use commercial building. The showroom is for Sanctuary AI to demonstrate to customers the robotic prototypes. The showroom at 433 West 6th Avenue will be associated with Sanctuary AI's offices on Level 4, which is a separate TI BP. NO DP AS PER JOHN GREER FEB-28-22 | PACIFIC FLO MECHANICAL
EP-2022-05746 | 2022-07-15 | 433 W 6TH AVENUE, Vancouver, BC | Electrical Permit | Commercial | Tenant Improvement | Completed | Installation / Repair - Commercial - Demo existing. New Branch Circuits, new lighting, new electrical panel -This EP is connected to BP-2022-00500 and full drawings were submitted wit that application This is also connected to interim permit application EP-2022-05583 >BP: Interior alterations to demise the existing Retail- Shell (Group E) suite into 2 suites and to provide the first tenant improvement at 433 West 6th Avenue for a Retail- Showroom (Group E) in this existing mixed use commercial building. The showroom is for Sanctuary AI to demonstrate to customers the robotic prototypes. The showroom at 433 West 6th Avenue will be associated with Sanctuary AI's offices on Level 4, which is a separate TI BP. NO DP AS PER JOHN GREER FEB-28-22 | Action Electric Ltd
EP-2022-05583 | NULL | 433 W 6TH AVENUE, Vancouver, BC | Electrical Permit | Commercial | Renovation | Withdrawn | Interim - Commercial - Demo and temp power for project startup Interior alterations to demise the existing Retail- Shell (Group E) suite into 2 suites and to provide the first tenant improvement at 433 West 6th Avenue for a Retail- Showroom (Group E) in this existing mixed use commercial building. | Action Electric Ltd
EP-2023-00716 | 2023-01-30 | 433 W 6TH AVENUE, Vancouver, BC | Electrical Permit | Commercial | Tenant Improvement | Completed | Installation / Repair - Commercial - Supply and install branch wiring, receptacles and breakers. - the electrical rough in will be done on an existing wall. | Action Electric Ltd
PP-2023-01148 | 2023-04-03 | 433 W 6TH AVENUE, Vancouver, BC | Plumbing Permit | Commercial | Tenant Improvement | Issued | Commercial - New coffee bar >BP: Interior alterations to demise the existing Retail- Shell (Group E) suite into 2 suites and to provide the first tenant improvement at 433 West 6th Avenue for a Retail- Showroom (Group E) in this existing mixed use commercial building. The showroom is for Sanctuary AI to demonstrate to customers the robotic prototypes. The showroom at 433 West 6th Avenue will be associated with Sanctuary AI's offices on Level 4, which is a separate TI BP. | PACIFIC FLO MECHANICAL
SP-2022-00759 | 2022-09-22 | 433 W 6TH AVENUE, Vancouver, BC | Sprinkler Permit | Commercial | Tenant Improvement | Completed | Commercial - To alter sprinkler system per NFPA 13, Edition 2013, to acoomodate TI to divide an existing suite into 2 new suites. | Titan Fire Protection Ltd
EP-2023-02241 | 2023-04-03 | 6963 LAUREL STREET #3, Vancouver, BC V6P 3T6 | Electrical Permit | Residential | New | Completed | Installation / Repair - Residential - electrical work for new laneway house *2 x 200A main services located on side of main house garage 1- 200A Single Family/ Service panel located in main house garage 1- 200A Laneway/ Service panel located in laneway garage >BP: To construct a 2 storey laneway house building ($182,717.38) with an attached garage and 1 open parking pad, providing a total of 3 parking spaces, having vehicular access from the 20' Lane. Note: This is a 1 ½ storey building pursuant to the Zoning & Development By-law. 1. Covenant registered at the Land Title Office under CA9916430 2. No Strata Titling permitted 3. No A/C Unit proposed 4. Schedule B: (Vishnu Suresh) P.Eng (778-885-0551) Structural & Geotechnical 5. HPO: Residential Builder- Sanch Properties Ltd. NOTE: To achieve the required FSR. A floor space exclusion of 3% has been applied to this application as per section 11.24.18 of the district schedule, to accommodate improved building performance. NOTE: Information regarding the principal building on the survey and site plan is for reference only. Any discrepancy between information regarding the principal building on the survey and/or site plan and approved permit drawings for the principal building are neither approved nor authorized under this laneway house permit. *NEW HOUSE* Note: See DB-2021-06222 for Bldg 1 on site (principal bldg) addressed #1-6963 Laurel St. **THIS PERMIT HAS BEEN ISSUED UNDER THE REQUIREMENTS OF VBBL #12511 (2019) ** | 0732185 BC Ltd
EP-2023-02562 | 2023-03-27 | 6963 LAUREL STREET #3, Vancouver, BC V6P 3T6 | Electrical Permit | Residential | New | Completed | Installation / Repair - Residential - Wiring installation of extra low voltage. >BP: Rev#2: ENTIRE BUILDING TO BE SPRINKLERED TO NFPA 13D as per VBBL 3.2.5.12.(3)(d). To construct a 2 storey laneway house building ($182,717.38) with an attached garage and 1 open parking pad, providing a total of 3 parking spaces, having vehicular access from the 20' Lane. Note: This is a 1 ½ storey building pursuant to the Zoning & Development By-law. 1. Covenant registered at the Land Title Office under CA9916430 2. No Strata Titling permitted 3. No A/C Unit proposed 4. Schedule B: (Vishnu Suresh) P.Eng (778-885-0551) Structural & Geotechnical 5. HPO: Residential Builder- Sanch Properties Ltd. | AJ INTEGRATED SERVICES LTD
SP-2023-00337 | 2023-02-28 | 6963 LAUREL STREET #3, Vancouver, BC V6P 3T6 | Sprinkler Permit | Residential | New | Completed | Residential - LWH - #3 - Install Sprinkler Heads >DB: Rev#2: ENTIRE BUILDING TO BE SPRINKLERED TO NFPA 13D as per VBBL 3.2.5.12.(3)(d). To construct a 2 storey laneway house building with an attached garage and 1 open parking pad, providing a total of 3 parking spaces, having vehicular access from the 20' Lane. Note: This is a 1 ½ storey building pursuant to the Zoning & Development By-law. 1. Covenant registered at the Land Title Office under CA9916430 2. No Strata Titling permitted 3. No A/C Unit proposed Amend: Dec 18, 2023 Schedule CB | RAHELU PLUMBING & HEATING LTD.
PP-2022-03249 | 2022-09-15 | 6963 LAUREL STREET #3, Vancouver, BC V6P 3T6 | Plumbing Permit | Residential | New | Completed | Residential - Plumbing for: >BP: ENTIRE BUILDING TO BE SPRINKLERED TO NFPA 13R STANDARD. To construct a 2 storey laneway house building ($182,717.38) with an attached garage and 1 open parking pad, providing a total of 3 parking spaces, having vehicular access from the 20' Lane. Note: This is a 1 ½ storey building pursuant to the Zoning & Development By-law. 1. Covenant registered at the Land Title Office under CA9916430 2. No Strata Titling permitted 3. No A/C Unit proposed 4. Schedule B: (Vishnu Suresh) P.Eng (778-885-0551) Structural & Geotechnical 5. HPO: Residential Builder- Sanch Properties Ltd. | M & H Plumbing, Heating & Gas
EP-2022-05634 | 2022-07-06 | 389 E WOODSTOCK AVENUE, Vancouver, BC V5W 1N2 | Electrical Permit | Residential | Addition | Completed | Installation / Repair - Residential - EV Charger Installation -Supply and install 8/3 bx from the panel to the customers requested location -Supply and install 2P 40A Homeline breaker -Supply and install 14-50 Nema Receptacle | TDR Electric Inc
PP-2022-02409 | 2022-07-13 | 5451 COLUMBIA STREET, Vancouver, BC V5Y 3H4 | Plumbing Permit | Residential | Addition | Completed | Residential - Lawn irrigation | M&M Industries Ltd
SP-2022-01721 | 2024-02-06 | 163 W KING EDWARD AVENUE, Vancouver, BC | Sprinkler Permit | Commercial | New | Issued | Commercial - For all sprinkler work to the 2019 VBBL; NFPA 13, 2013; for work to construct a 3-storey multiple dwelling building (Building 2) containing 6 dwelling units with basement having access to one level of underground parking. THIS IS A CERTIFIED PROFESSIONAL PROJECT and the CP is Andrew Harmsworth. ***This permit is issued on the condition that the floor assembly details and sprinkler drawings will be updated to adequately address the protection of combustible concealed spaces along with the building permit as soon as possible.*** Engineer of Record: Ryan Pavey 604-605-0606 pavey@cardinalfire.ca Related Permits: SP-2022-01719 - Site/Parkade SP-2022-01720 - Building #1 SP-2022-01722 - Building #3 AL-2022-00092 - Dwelling Unit Floor Fire Separations Accepted Plans can be found under the Building #1 permit (SP-2022-01720). | Alco Fire Protection Ltd
EP-2023-04108 | 2023-10-27 | 163 W KING EDWARD AVENUE, Vancouver, BC | Electrical Permit | Commercial | New | Issued | Installation / Repair - Commercial - Electrical work to 6 unit townhomes in 1 building over 1 level of underground parking - Electrical installation of , service, sub-services, lighting, EM lighting, FA, branch wiring and finishing devices >BP: Related to Site BP-2022-01959 To construct a 3-storey multiple dwelling building (Building 2) containing 6 dwelling units with basement having access to one level of underground parking. Refer to Site BP-2022-01959 for site work and underground parking, fees, and all documents. This is a CP Process Permit and the applicant is Andrew Harmsworth, P. Eng., CP. *REVIEWED UNDER VBBL 2019, WITH UPDATED ENERGY REQUIREMENTS AS PER BYLAW #12997 EFFECTIVE JAN 01, 2022* STAGED CONSTRUCTION Stage 1: Excavation & Shoring and Foundation to Grade in Process. | LORE ELECTRIC INC
EP-2023-04105 | 2023-10-27 | 157 W KING EDWARD AVENUE, Vancouver, BC V5Y 2H8 | Electrical Permit | Commercial | New | Issued | Installation / Repair - Commercial - Electrical work to 14 unit townhomes in 3 buildings over 1 level of underground parking - Electrical installation of , service, sub-services, lighting, EM lighting, FA, branch wiring and finishing devices >BP: This permit has been issued for all site work and below grade facilities, including one level of common underground parking for this proposed development: To construct a 3-storey multiple dwelling building consisting of three townhouses with total 14 dwelling units, plus a lock-off unit (3 dwelling units in Building; 6 dwelling units in Building 2; and 5 dwelling units and a lock-off unit in Building 3), all over one level of underground parking, having vehicular access from the rear lane. This is a CP Process Permit and the applicant is Andrew Harmsworth, P. Eng., CP. *REVIEWED UNDER VBBL 2019, WITH UPDATED ENERGY REQUIREMENTS AS PER BYLAW #12997 EFFECTIVE JAN 01, 2022* Building to be sprinklered NFPA 13. Refer to BP-2022-03052 for Building 1 Refer to BP-2022-03053 for Building 2 Refer to BP-2022-03054 for Building 3 STAGED CONSTRUCTION Stage 1: Excavation & Shoring and Foundation to Grade - accepted Jan.19/23 Stage 2: Full Construction (IN PROCESS) | LORE ELECTRIC INC
EP-2023-04103 | 2023-05-10 | 157 W KING EDWARD AVENUE, Vancouver, BC V5Y 2H8 | Electrical Permit | Commercial | New | Issued | Interim - Commercial - Slab, underground, raceways, grounding, branch circuits. Interim permit for EP-2023-04105. >BP: This permit has been issued for all site work and below grade facilities, including one level of common underground parking for this proposed development: To construct a 3-storey multiple dwelling building consisting of three townhouses with total 14 dwelling units, plus a lock-off unit (3 dwelling units in Building; 6 dwelling units in Building 2; and 5 dwelling units and a lock-off unit in Building 3), all over one level of underground parking, having vehicular access from the rear lane. This is a CP Process Permit and the applicant is Andrew Harmsworth, P. Eng., CP. *REVIEWED UNDER VBBL 2019, WITH UPDATED ENERGY REQUIREMENTS AS PER BYLAW #12997 EFFECTIVE JAN 01, 2022* Building to be sprinklered NFPA 13. Refer to BP-2022-03052 for Building 1 Refer to BP-2022-03053 for Building 2 Refer to BP-2022-03054 for Building 3 STAGED CONSTRUCTION Stage 1: Excavation & Shoring and Foundation to Grade - accepted Jan.19/23 Stage 2: Full Construction (IN PROCESS) | LORE ELECTRIC INC
EP-2023-04111 | 2023-10-27 | 157 W KING EDWARD AVENUE, Vancouver, BC V5Y 2H8 | Electrical Permit | Commercial | New | Issued | Installation / Repair - Commercial - Electrical work to 5 unit townhomes in 1 building over 1 level of underground parking - Electrical installation of , service, sub-services, lighting, EM lighting, FA, branch wiring and finishing devices >BP: Related to Site BP-2022-01959 To construct a 3-storey multiple dwelling building (Building 3) containing 5 dwelling units plus a lock-off unit with basement having access to one level of underground parking. Refer to Site BP-2022-01959 for site work and underground parking, fees, and all documents. This is a CP Process Permit and the applicant is Andrew Harmsworth, P. Eng., CP. *REVIEWED UNDER VBBL 2019, WITH UPDATED ENERGY REQUIREMENTS AS PER BYLAW #12997 EFFECTIVE JAN 01, 2022* STAGED CONSTRUCTION Stage 1: Excavation & Shoring and Foundation to Grade in Process. | LORE ELECTRIC INC
EP-2023-00771 | 2023-02-06 | 157 W KING EDWARD AVENUE, Vancouver, BC V5Y 2H8 | Electrical Permit | Commercial | New | Expired | Temporary Power - Commercial - To provide temporary power. NOTE: Work authorized by this permit is for placement of a temporary power pole only and does not authorize any site construction and/or excavation. A separate Building Permit will be required prior to commencement of any other work on this site. | BUSY BOYS ELECTRICAL LTD
PP-2023-01523 | 2023-05-25 | 157 W KING EDWARD AVENUE, Vancouver, BC V5Y 2H8 | Plumbing Permit | Commercial | New | Issued | Commercial - **********UNDERGROUND ONLY********** >BP: This permit has been issued for all site work and below grade facilities, including one level of common underground parking for this proposed development: To construct a 3-storey multiple dwelling building consisting of three townhouses with total 14 dwelling units, plus a lock-off unit (3 dwelling units in Building; 6 dwelling units in Building 2; and 5 dwelling units and a lock-off unit in Building 3), all over one level of underground parking, having vehicular access from the rear lane. This is a CP Process Permit and the applicant is Andrew Harmsworth, P. Eng., CP. *REVIEWED UNDER VBBL 2019, WITH UPDATED ENERGY REQUIREMENTS AS PER BYLAW #12997 EFFECTIVE JAN 01, 2022* Building to be sprinklered NFPA 13. Refer to BP-2022-03052 for Building 1 Refer to BP-2022-03053 for Building 2 Refer to BP-2022-03054 for Building 3 STAGED CONSTRUCTION Stage 1: Excavation & Shoring and Foundation to Grade - accepted Jan.19/23 Stage 2: Full Construction (IN PROCESS) | Full Metal Mechanical Ltd
SP-2022-01719 | 2023-02-27 | 157 W KING EDWARD AVENUE, Vancouver, BC V5Y 2H8 | Sprinkler Permit | Commercial | New | Issued | Commercial - This permit has been issued for all site work and below grade facilities including one level of common underground parking for the proposed development: To install sprinklers to NFPA 13 2013 throughout the parkade portion of this 3-storey multiple dwelling building consisting of three townhouses with total 14 dwelling units plus a lock-off unit (3 dwelling units in Building; 6 dwelling units in Building 2; and 5 dwelling units and a lock-off unit in Building 3), all over one level of underground parking, having vehicular access from the rear lane. This is a CP Process Permit and the applicant is Andrew Harmsworth, P. Eng., CP. Refer to BP-2022-03052 for Building 1 Refer to BP-2022-03053 for Building 2 Refer to BP-2022-03054 for Building 3 | Alco Fire Protection Ltd
SP-2022-01722 | 2024-02-06 | 157 W KING EDWARD AVENUE, Vancouver, BC V5Y 2H8 | Sprinkler Permit | Commercial | New | Issued | Commercial - For all sprinkler work to the 2019 VBBL; NFPA 13, 2013; for work to construct a 3-storey multiple dwelling building (Building 3) containing 5 dwelling units plus a lock-off unit with basement having access to one level of underground parking. THIS IS A CERTIFIED PROFESSIONAL PROJECT and the CP is Andrew Harmsworth. ***This permit is issued on the condition that the floor assembly details and sprinkler drawings will be updated to adequately address the protection of combustible concealed spaces along with the building permit as soon as possible.*** Engineer of Record: Ryan Pavey 604-605-0606 pavey@cardinalfire.ca Related Permits: SP-2022-01719 - Site/Parkade SP-2022-01720 - Building #1 SP-2022-01721 - Building #2 AL-2022-00092 - Dwelling Unit Floor Fire Separations Accepted Plans can be found under the Building #1 permit (SP-2022-01720). | Alco Fire Protection Ltd
SP-2022-01720 | 2024-02-06 | 161 W KING EDWARD AVENUE, Vancouver, BC | Sprinkler Permit | Commercial | New | Issued | Commercial - For all sprinkler work to the 2019 VBBL; NFPA 13, 2013; for work to construct a 3-storey multiple dwelling building (Building 1) containing 3 dwelling units with basement having access to one level of underground parking. THIS IS A CERTIFIED PROFESSIONAL PROJECT and the CP is Andrew Harmsworth. ***This permit is issued on the condition that the floor assembly details and sprinkler drawings will be updated to adequately address the protection of combustible concealed spaces along with the building permit as soon as possible.*** Engineer of Record: Ryan Pavey 604-605-0606 pavey@cardinalfire.ca Related Permits: SP-2022-01719 - Site/Parkade SP-2022-01721 - Building #2 SP-2022-01722 - Building #3 AL-2022-00092 - Dwelling Unit Floor Fire Separations Accepted Plans can be found under the Building #1 permit (SP-2022-01720). | Alco Fire Protection Ltd
EP-2023-04107 | 2023-10-27 | 161 W KING EDWARD AVENUE, Vancouver, BC | Electrical Permit | Commercial | New | Issued | Installation / Repair - Commercial - Electrical work to 3 unit townhomes in 1 building over 1 level of underground parking - Electrical installation of , service, sub-services, lighting, EM lighting, FA, branch wiring and finishing devices - spin off permit >BP: Related to Site BP-2022-01959 To construct a 3-storey multiple dwelling building (Building 1) containing 3 dwelling units with basement having access to one level of underground parking. Refer to Site BP-2022-01959 for site work and underground parking, fees, and all documents. This is a CP Process Permit and the applicant is Andrew Harmsworth, P. Eng., CP. *REVIEWED UNDER VBBL 2019, WITH UPDATED ENERGY REQUIREMENTS AS PER BYLAW #12997 EFFECTIVE JAN 01, 2022* STAGED CONSTRUCTION Stage 1: Excavation & Shoring and Foundation to Grade in Process. | LORE ELECTRIC INC
MP-2023-01226 | 2023-09-11 | 9123 BENTLEY STREET, Vancouver, BC | Mechanical Permit | NULL | NULL | Completed | NULL | Fraser Valley Refrigeration Ltd
PP-2023-00638 | 2023-03-20 | 9123 BENTLEY STREET, Vancouver, BC | Plumbing Permit | Commercial | New | Issued | Commercial - Plumbing within building only ** Separate PP required for CIVIL*** >BP: To construct a 4-storey mixed-use building - Building 2 (South) consisting of: 1st and 2nd storeys - 9 (nine) 2-storey wholesale units (SHELL) (Group F2), with ancillary offices; 3rd storey - 4 (four) general office units (SHELL) (Group D) & 5 (five) wholesale units (SHELL) (Group F-2) 4th storey - 9 (nine) General Office units (SHELL) (Group D) with Roof top common amenity space AMEND: NOV 15/2023 Would like to add 1 lav and 1 water closet to this permit rough in only for both | Jensens Mechanical Ltd
SP-2023-02010 | NULL | 9123 BENTLEY STREET, Vancouver, BC | Sprinkler Permit | Commercial | Tenant Improvement | Application Incomplete | Commercial - Adding 18 sprinkler heads >BP: First TI Interior alterations to provide tenant improvements an Office (Group D) at Unit #390 this mixed used building on this site. Refer to base building permit BP-2022-00574. | Escape Fire Protection Ltd
EP-2023-10261 | 2023-11-29 | 9123 BENTLEY STREET, Vancouver, BC | Electrical Permit | Commercial | New | Issued | Installation / Repair - Commercial - Electrical connection of Heat Trace Cable Domestic water & Provide Megger Test on Heat Trace Cables. >BP: To construct a 4-storey mixed-use building - Building 2 (South) consisting of: 1st and 2nd storeys - 9 (nine) 2-storey wholesale units (SHELL) (Group F2), with ancillary offices; 3rd storey - 4 (four) general office units (SHELL) (Group D) & 5 (five) wholesale units (SHELL) (Group F-2) 4th storey - 9 (nine) General Office units (SHELL) (Group D) with Roof top common amenity space NOTE: The exterior exit passageway at L 3 and L4 shall be provided with 1100 mm clear path of travel to both common exit stairs at the east and west end of the Building 2 ( South) at any time. Building 2 ( South) is one of the two buildings proposed on this site. For full project description refer to BP-2021-04456. NOTE: Building is TIPs eligible as at the time of construction. All general office units ( shell) (group D) in total 13 ( four at 3rd storey and 9 at 4th storey) are TIP's eligible as at the time of construction. 18-May-2022 - Stage 1 (foundation to grade) issued. 23-Aug-2022 - Stage 2 ( full permit) issued. | Protec Installations Group
PP-2022-01824 | 2022-06-14 | 9123 BENTLEY STREET, Vancouver, BC | Plumbing Permit | Commercial | New | Issued | Commercial - underground permit only requested at this time. ** Separate PP required for CIVIL*** >BP: To construct a 4-storey mixed-use building - Building 2 (South) consisting of: 1st and 2nd storeys - 9 (nine) 2-storey wholesale units (SHELL) (Group F2), with ancillary offices; 3rd storey - 4 (four) general office units (SHELL) (Group D) & 5 (five) wholesale units (SHELL) (Group F-2); and 4th storey - 9 (nine) General Office units (SHELL) (Group D) with Roof top common amenity space Building 2 ( South) is one of the two buildings proposed on this site. For full project description refer to BP-2021-04456. Note: Building is TIPs eligible as at the time of construction. All general office units ( shell) (group D) in total 13 ( four at 3rd storey and 9 at 4th storey) are TIP's eligible as at the time of construction. Stage 1 (foundation to grade) - issued on May 18, 2022. >>>>>>>>>>>>>>>>>>>>>>>> ***NOTE: Amend: Aug. 16th, 2022 • An Archaeological Chance Find Management Plan (CFMP) has been prepared for this property. Any work involving ground disturbance will require on-site CFMP training administered by a professional archaeologist to site staff conducting the ground disturbing activities. Please see BP-2021-04456 for the full project description and archaeological review. | Jensen's Plumbing & Heating Ltd
EP-2022-04523 | 2022-07-25 | 9123 BENTLEY STREET, Vancouver, BC | Electrical Permit | Commercial | New | Issued | Installation / Repair - Commercial - Building 2 (South) - Complete new electrical installation >BP: To construct a 4-storey mixed-use building - Building 2 (South) consisting of: 1st and 2nd storeys - 9 (nine) 2-storey wholesale units (SHELL) (Group F2), with ancillary offices; 3rd storey - 4 (four) general office units (SHELL) (Group D) & 5 (five) wholesale units (SHELL) (Group F-2); and 4th storey - 9 (nine) General Office units (SHELL) (Group D) with Roof top common amenity space Building 2 ( South) is one of the two buildings proposed on this site. For full project description refer to BP-2021-04456. Note: Building is TIPs eligible as at the time of construction. All general office units ( shell) (group D) in total 13 ( four at 3rd storey and 9 at 4th storey) are TIP's eligible as at the time of construction. Stage 1 (foundation to grade) - issued on May 18, 2022. | DNA Electric Ltd
EP-2022-04524 | 2022-05-31 | 9123 BENTLEY STREET, Vancouver, BC | Electrical Permit | Commercial | New | Completed | Interim - Commercial - Scope of work: slab, underground, raceways, grounding, branch circuits. Service connection to BC Hydro is not permitted under this permit. Complete new electrical installation - Interim for EP-2022-04523 >BP: To construct a 4-storey mixed-use building - Building 2 (South) consisting of: 1st and 2nd storeys - 9 (nine) 2-storey wholesale units (SHELL) (Group F2), with ancillary offices; 3rd storey - 4 (four) general office units (SHELL) (Group D) & 5 (five) wholesale units (SHELL) (Group F-2); and 4th storey - 9 (nine) General Office units (SHELL) (Group D) with Roof top common amenity space Building 2 ( South) is one of the two buildings proposed on this site. For full project description refer to BP-2021-04456. Note: Building is TIPs eligible as at the time of construction. All general office units ( shell) (group D) in total 13 ( four at 3rd storey and 9 at 4th storey) are TIP's eligible as at the time of construction. Stage 1 (foundation to grade) - issued on May 18, 2022. | DNA Electric Ltd
NULL | NULL | 9123 BENTLEY STREET, Vancouver, BC | Plumbing Permit | Commercial | New | Draft | Commercial - commercial plumbing | Jensen's Plumbing & Heating Ltd
PP-2022-03755 | 2022-10-20 | 750 W 41ST AVENUE, Vancouver, BC | Plumbing Permit | Commercial | Addition | Completed | Commercial - To construct a one-story pre-manufactured modular building complex on the east end of this existing school site (Group A-2). New modular building to include new classrooms, meeting rooms and change rooms. >BP: To construct a one-storey pre-manufactured modular building complex on the east end of this existing school site (Group A-2). New modular building to include new classrooms, meeting rooms and change rooms. Building envelope and environmental separation as per Part 5 design: Schedule A, Mark Ostry, AIBC (604.739.3344) Schedule B, (Architectural) Mark Ostry, AIBC (604.739.3344); Schedule B (Structural) Richard Mastschurch, P.Eng. Struct. Eng. (604.685.9381) Schedule B (Mechanical, Plumbing) Neal D. Rogers, P.Eng. (250.828.7992) Schedule B (Site Services - Plumbing) Henri Giovanetti (236-330-6691) Schedule B (Electrical) Loic Letailleur, P.Eng. (250.762.9993) and Schedule D, Joel Schwartz, P.Eng. FEC, BEP (604.320.1999) submitted for this project. Building Review Branch Notes: 1. Building to be sprinklered to NFPA 13 2. This permit has been reviewed under the requirements of the VBBL #12511 (2019) 3. Max occupant load for existing building including addition as per T-3.1.17.1 of VBBL 2019 167 persons. 4. Contractor noted: NRB Inc. & Regehr Contracting Ltd. 5. Factory-constructed building to meet CSA A277 standard for Procedure for Factory Certification of Buildings. 6. SP-2022-00964 | Interior Plumbing And Heating Limited
PP-2022-04225 | 2022-11-24 | 750 W 41ST AVENUE, Vancouver, BC | Plumbing Permit | Commercial | Addition | Completed | Commercial - Storm service Rainwater leads Draintile with sump Sanitary service water service To construct a one-story pre-manufactured modular building complex on the east end of this existing school site (Group A-2). New modular building to include new classrooms, meeting rooms and change rooms. >BP: To construct a one-storey pre-manufactured modular building complex on the east end of this existing school site (Group A-2). New modular building to include new classrooms, meeting rooms and change rooms. Building envelope and environmental separation as per Part 5 design: Schedule A, Mark Ostry, AIBC (604.739.3344) Schedule B, (Architectural) Mark Ostry, AIBC (604.739.3344); Schedule B (Structural) Richard Mastschurch, P.Eng. Struct. Eng. (604.685.9381) Schedule B (Mechanical, Plumbing) Neal D. Rogers, P.Eng. (250.828.7992) Schedule B (Site Services - Plumbing) Henri Giovanetti (236-330-6691) Schedule B (Electrical) Loic Letailleur, P.Eng. (250.762.9993) and Schedule D, Joel Schwartz, P.Eng. FEC, BEP (604.320.1999) submitted for this project. Building Review Branch Notes: 1. Building to be sprinklered to NFPA 13 2. This permit has been reviewed under the requirements of the VBBL #12511 (2019) 3. Max occupant load for existing building including addition as per T-3.1.17.1 of VBBL 2019 167 persons. 4. Contractor noted: NRB Inc. & Regehr Contracting Ltd. 5. Factory-constructed building to meet CSA A277 standard for Procedure for Factory Certification of Buildings. 6. SP-2022-00964 | Regehr Contracting Ltd
EP-2022-06845 | 2022-08-16 | 750 W 41ST AVENUE, Vancouver, BC | Electrical Permit | Commercial | New | Completed | Installation / Repair - Commercial - Install heat trace to Domestic cold water and fire sprinkler (WSP) in parkade; electrical connections by others >BP: To construct a one-storey pre-manufactured modular building complex on the east end of this existing school site (Group A-2). New modular building to include new classrooms, meeting rooms and change rooms. Building envelope and environmental separation as per Part 5 design: Schedule A, Mark Ostry, AIBC (604.739.3344) Schedule B, (Architectural) Mark Ostry, AIBC (604.739.3344); Schedule B (Structural) Richard Mastschurch, P.Eng. Struct. Eng. (604.685.9381) Schedule B (Mechanical, Plumbing) Neal D. Rogers, P.Eng. (250.828.7992) Schedule B (Site Services - Plumbing) Henri Giovanetti (236-330-6691) Schedule B (Electrical) Loic Letailleur, P.Eng. (250.762.9993) and Schedule D, Joel Schwartz, P.Eng. FEC, BEP (604.320.1999) submitted for this project. Building Review Branch Notes: 1. Building to be sprinklered to NFPA 13 2. This permit has been reviewed under the requirements of the VBBL #12511 (2019) 3. Max occupant load for existing building including addition as per T-3.1.17.1 of VBBL 2019 167 persons. 4. Contractor noted: NRB Inc. & Regehr Contracting Ltd. 5. Factory-constructed building to meet CSA A277 standard for Procedure for Factory Certification of Buildings. 6. SP-2022-00964 | Artech Electric Ltd
EP-2022-07461 | 2022-09-27 | 750 W 41ST AVENUE, Vancouver, BC | Electrical Permit | Commercial | New | Completed | Installation / Repair - Commercial - Electrical Installation for a Modular addition to the existing school including fire alarm, lighting and general electrical work. >BP: To construct a one-storey pre-manufactured modular building complex on the east end of this existing school site (Group A-2). New modular building to include new classrooms, meeting rooms and change rooms. Building envelope and environmental separation as per Part 5 design: Schedule A, Mark Ostry, AIBC (604.739.3344) Schedule B, (Architectural) Mark Ostry, AIBC (604.739.3344); Schedule B (Structural) Richard Mastschurch, P.Eng. Struct. Eng. (604.685.9381) Schedule B (Mechanical, Plumbing) Neal D. Rogers, P.Eng. (250.828.7992) Schedule B (Site Services - Plumbing) Henri Giovanetti (236-330-6691) Schedule B (Electrical) Loic Letailleur, P.Eng. (250.762.9993) and Schedule D, Joel Schwartz, P.Eng. FEC, BEP (604.320.1999) submitted for this project. Building Review Branch Notes: 1. Building to be sprinklered to NFPA 13 2. This permit has been reviewed under the requirements of the VBBL #12511 (2019) 3. Max occupant load for existing building including addition as per T-3.1.17.1 of VBBL 2019 167 persons. 4. Contractor noted: NRB Inc. & Regehr Contracting Ltd. 5. Factory-constructed building to meet CSA A277 standard for Procedure for Factory Certification of Buildings. 6. SP-2022-00964 | Electech Contracting Ltd
PP-2023-03689 | 2023-10-19 | 3532 VIMY CRESCENT #3, Vancouver, BC V5M 4B7 | Plumbing Permit | Residential | New | Issued | Residential - One sump out of the Lanway | Jewel Mini Excavating Ltd
EP-2023-09395 | 2023-10-30 | 3532 VIMY CRESCENT #3, Vancouver, BC V5M 4B7 | Electrical Permit | Residential | New | Issued | Installation / Repair - Residential - laneway house wiring Total service 200 -Exisitng main house 150 amps -100A laneway - 30 amp heat pump has built in AC unit as well >BP: To construct a 2 storey laneway house building ($224,790) 1 open parking pad, providing a total of 1 parking spaces, having vehicular access from the rear 20' Lane. Note: This is a 1 ½ storey building pursuant to the Zoning & Development By-law. 1. Covenant not required with existing house 2. No Strata Titling permitted 3. No external mechanical unit proposed 4. Entire building to be sprinklered 13D 5. Schedule B: (Govinder S. Dhesi) P.Eng (604.580.3275) Structural & Geotechnical 6. HPO: Tricap Development Ltd. 7. HRV required for laneway house as of year 2022 An approved mechanical permit is required for the installation of air conditioning or heat pump unit at the time of installation before a final electrical inspection will be performed NOTE: To achieve the required FSR. A floor space exclusion of 3% has been applied to this application as per section 11.24.18 of the district schedule, to accommodate improved building performance. ***This permit is issued under the VBBL 2019, with updated energy requirements as per bylaw # 12997 effective Jan 01, 2022.*** main house for this is old, service will be changed from main house to the 2 meters located outside laneway home | Bindi Electrical Services Ltd
PP-2023-04444 | 2024-01-02 | 3532 VIMY CRESCENT #3, Vancouver, BC V5M 4B7 | Plumbing Permit | Residential | New | Issued | Residential - To install piping and fixtures for a new laneway house. >BP: To construct a 2 storey laneway house building 1 open parking pad, providing a total of 1 parking spaces, having vehicular access from the rear 20' Lane. Note: This is a 1 ½ storey building pursuant to the Zoning & Development By-law. 1. Covenant not required with existing house 2. No Strata Titling permitted 3. No external mechanical unit proposed 4. Entire building to be sprinklered 13D 5. Schedule B: (Govinder S. Dhesi) P.Eng (604.580.3275) Structural & Geotechnical 6. HPO: Tricap Development Ltd. 7. HRV required for laneway house as of year 2022 | Skyway Plumbing & gas Ltd
MP-2023-01817 | 2023-10-11 | 286 E 53RD AVENUE #3, Vancouver, BC V5X 1H9 | Mechanical Permit | NULL | NULL | Completed | NULL | Bright Star Plumbing & Heating Supply Ltd
EP-2022-09492 | 2022-11-18 | 286 E 53RD AVENUE #3, Vancouver, BC V5X 1H9 | Electrical Permit | Residential | New | Completed | Installation / Repair - Residential - New laneway house electrical work Main service 200 amp 150 amp to main house and 125 amp to laneway house >BP: To construct a 2 storey laneway house building ($115,822.50) with 1 open parking pad having vehicular access from the 20' Lane. Note: This is a 1 ½ storey building pursuant to the Zoning & Development By-law. 1. Covenant registered at the Land Title Office under CA9796279 2. No Strata Titling permitted 3. A/C proposed – Exterior component located along north wall, Interior component located in exterior accessed laundry / mechanical room. 4. Schedule B: (Shambhu N Biswas) P.Eng (604-250-8666) Structural 5. Schedule B: (Jason Hui) P.Eng (778-319-3403) Geotechnical 6. HPO: Residential Builder- (Ashok Kumar Bihal) NOTE: To achieve the required FSR. A floor space exclusion of 3% has been applied to this application as per section 11.24.18 of the district schedule, to accommodate improved building performance. NOTE: Information regarding the principal building on the survey and site plan is for reference only. Any discrepancy between information regarding the principal building on the survey and/or site plan and approved permit drawings for the principal building are neither approved nor authorized under this laneway house permit. *NEW HOUSE* Note: See DB-2021-06520 for Bldg 1 on site (principal bldg) addressed #1- 286 E 53rd Av. **THIS PERMIT HAS BEEN ISSUED UNDER THE REQUIREMENTS OF VBBL #12511 (2019) ** | Uppal Electrical Ltd
SP-2023-00468 | 2023-03-17 | 286 E 53RD AVENUE #3, Vancouver, BC V5X 1H9 | Sprinkler Permit | Residential | New | Completed | Residential - LWH - #3 - To install 9 heads fire sprinkler system for the LWH >DB: To construct a 2 storey laneway house building with 1 open parking pad having vehicular access from the 20' Lane. Note: This is a 1 ½ storey building pursuant to the Zoning & Development By-law. 1. Covenant registered at the Land Title Office under CA9796279 2. No Strata Titling permitted 3. A/C proposed – Exterior component located along north wall, Interior component located in exterior accessed laundry / mechanical room. | Bright Star Plumbing & Heating Supply Ltd
PP-2023-00892 | 2023-03-16 | 286 E 53RD AVENUE #3, Vancouver, BC V5X 1H9 | Plumbing Permit | Residential | New | Completed | Residential - LWH - #3 - To install DWV and Water Pipe for the LWH, and install plumbing fixtures. >DB: To construct a 2 storey laneway house building with 1 open parking pad having vehicular access from the 20' Lane. Note: This is a 1 ½ storey building pursuant to the Zoning & Development By-law. 1. Covenant registered at the Land Title Office under CA9796279 2. No Strata Titling permitted 3. A/C proposed – Exterior component located along north wall, Interior component located in exterior accessed laundry / mechanical room. | Bright Star Plumbing & Heating Supply Ltd
EP-2023-03628 | 2023-04-26 | 286 E 53RD AVENUE #3, Vancouver, BC V5X 1H9 | Electrical Permit | Residential | New | Completed | Installation / Repair - Residential - ALARM, VAC, INTERCOM, TEL, CABLE, LOW VOLTAGE WIRING. >BP: To construct a 2 storey laneway house building ($115,822.50) with 1 open parking pad having vehicular access from the 20' Lane. Note: This is a 1 ½ storey building pursuant to the Zoning & Development By-law. 1. Covenant registered at the Land Title Office under CA9796279 2. No Strata Titling permitted 3. A/C proposed – Exterior component located along north wall, Interior component located in exterior accessed laundry / mechanical room. 4. Schedule B: (Shambhu N Biswas) P.Eng (604-250-8666) Structural 5. Schedule B: (Jason Hui) P.Eng (778-319-3403) Geotechnical 6. HPO: Kennon Construction Ltd. 778-688-1929 NOTE: To achieve the required FSR. A floor space exclusion of 3% has been applied to this application as per section 11.24.18 of the district schedule, to accommodate improved building performance. NOTE: Information regarding the principal building on the survey and site plan is for reference only. Any discrepancy between information regarding the principal building on the survey and/or site plan and approved permit drawings for the principal building are neither approved nor authorized under this laneway house permit. *NEW HOUSE* Note: See DB-2021-06520 for Bldg 1 on site (principal bldg) addressed #1- 286 E 53rd Av. **THIS PERMIT HAS BEEN ISSUED UNDER THE REQUIREMENTS OF VBBL #12511 (2019) ** | Advanced Alarm-Tech Ltd
EP-2023-02716 | 2023-04-13 | 2530 E 18TH AVENUE #3, Vancouver, BC V5M 2P5 | Electrical Permit | Residential | New | Issued | Installation / Repair - Residential - Lane way house new build >BP: To construct a 2 storey laneway house building ($175,695.00) with an open parking pad, providing 1 parking space, having vehicular access from the lane. Note: This is a 1 ½ storey building pursuant to the Zoning & Development By-law 1. Covenant registered at the Land Title Office under CA9867850 2. No Strata Titling permitted 3. No A/C unit proposed 4. Schedule B: Sharat Chande, P.Eng. (604-723-7534) Structural & Geotechnical & Guardrail 5. HPO: Residential Builder - Expert Roofing Ltd. 6. The entire building, INCLUDING THE ATTACHED GARAGE (if applicable), to be sprinklered to NFPA 13D. ******THIS PERMIT HAS BEEN ISSUED UNDER THE REQUIREMENTS OF VBBL #12511 (2019)****** | York Electrical Ltd
PP-2023-01997 | 2023-06-05 | 2530 E 18TH AVENUE #3, Vancouver, BC V5M 2P5 | Plumbing Permit | Residential | New | Issued | Residential - LWH - #3 - Plumbing rough and finish The entire building, INCLUDING THE ATTACHED GARAGE (if applicable), to be sprinklered to NFPA 13D. >DB: To construct a 2 storey laneway house building with an open parking pad, providing 1 parking space, having vehicular access from the lane. Note: This is a 1 ½ storey building pursuant to the Zoning & Development By-law 1. Covenant registered at the Land Title Office under CA9867850 2. No Strata Titling permitted 3. No A/C unit proposed 6. The entire building, INCLUDING THE ATTACHED GARAGE (if applicable), to be sprinklered to NFPA 13D. | United Mechanical Ltd
MP-2023-01062 | 2023-06-09 | 2530 E 18TH AVENUE #3, Vancouver, BC V5M 2P5 | Mechanical Permit | NULL | NULL | Issued | NULL | United Mechanical Ltd
EP-2023-09586 | 2023-11-03 | 2530 E 18TH AVENUE #3, Vancouver, BC V5M 2P5 | Electrical Permit | Residential | New | Issued | Installation / Repair - Residential - Security Alarm, Internet, Intercom, TV, Tel. >BP: To construct a 2 storey laneway house building ($175,695.00) with an open parking pad, providing 1 parking space, having vehicular access from the lane. | Covert Security Solutions Inc
SP-2023-01971 | 2023-10-25 | 2530 E 18TH AVENUE #3, Vancouver, BC V5M 2P5 | Sprinkler Permit | Residential | New | Issued | Residential - LWH - #3 - To Install 8 sprinkler heads >DB: To construct a 2 storey laneway house building with an open parking pad, providing 1 parking space, having vehicular access from the lane. Note: This is a 1 ½ storey building pursuant to the Zoning & Development By-law 1. Covenant registered at the Land Title Office under CA9867850 2. No Strata Titling permitted 3. No A/C unit proposed 6. The entire building, INCLUDING THE ATTACHED GARAGE (if applicable), to be sprinklered to NFPA 13D. ******THIS PERMIT HAS BEEN ISSUED UNDER THE REQUIREMENTS OF VBBL #12511 (2019)****** | General Sprinkler Systems Ltd
GP-2023-02854 | 2023-10-05 | 2530 E 18TH AVENUE #3, Vancouver, BC V5M 2P5 | Gas Permit | Residential | New | Issued | Residential - Complete 1 boiler & 1 range Piping only for 1 dryer & 1 BBQ >BP: To construct a 2 storey laneway house building ($175,695.00) with an open parking pad, providing 1 parking space, having vehicular access from the lane. | Deep Gas Fitting Ltd.
PP-2023-03324 | 2023-09-19 | 1261 E 62ND AVENUE #3, Vancouver, BC V5X 2H2 | Plumbing Permit | Residential | New | Issued | Residential - Plumbing >BP: To construct a 2 storey laneway house building with an open parking pad, providing 1 parking space, having vehicular access from the lane. Note: This is a 1 ½ storey building pursuant to the Zoning & Development By-law 1. Covenant registered at the Land Title Office under CA9841857 2. No Strata Titling permitted 3. No A/C unit proposed 4. Schedule B: N.K. Varshney, P.Eng. (604-251-6320) Structural & Geotechnical 5. HPO: Residential Builder - Gill's Construction Ltd. 6. The entire building to be sprinklered to NFPA 13D. | Ghuman Mechanical Ltd
EP-2023-08325 | 2023-09-22 | 1261 E 62ND AVENUE #3, Vancouver, BC V5X 2H2 | Electrical Permit | Residential | New | Issued | Installation / Repair - Residential - ¦ #3LWH- 200A ¦ rough in and finishing of laneway >BP: To construct a 2 storey laneway house building ($151,625.00) with an open parking pad, providing 1 parking space, having vehicular access from the lane. Note: This is a 1 ½ storey building pursuant to the Zoning & Development By-law 1. Covenant registered at the Land Title Office under CA9841857 2. No Strata Titling permitted 3. No A/C unit proposed 4. Schedule B: N.K. Varshney, P.Eng. (604-251-6320) Structural & Geotechnical 5. HPO: Residential Builder - Gill's Construction Ltd. 6. The entire building to be sprinklered to NFPA 13D. ******THIS PERMIT HAS BEEN ISSUED UNDER THE REQUIREMENTS OF VBBL #12511 (2019)****** | STAT ELECTRICS LIMITED
EP-2023-09350 | 2023-10-17 | 1261 E 62ND AVENUE #3, Vancouver, BC V5X 2H2 | Electrical Permit | Residential | New | Issued | Installation / Repair - Residential - Tv, telephone, security alarm prewire and complete. >BP: To construct a 2 storey laneway house building ($151,625.00) with an open parking pad, providing 1 parking space, having vehicular access from the lane. Note: This is a 1 ½ storey building pursuant to the Zoning & Development By-law 1. Covenant registered at the Land Title Office under CA9841857 2. No Strata Titling permitted 3. No A/C unit proposed 4. Schedule B: N.K. Varshney, P.Eng. (604-251-6320) Structural & Geotechnical 5. HPO: Residential Builder - Gill's Construction Ltd. 6. The entire building to be sprinklered to NFPA 13D. ******THIS PERMIT HAS BEEN ISSUED UNDER THE REQUIREMENTS OF VBBL #12511 (2019)****** | Tvisha Technologies Ltd
SP-2023-01895 | 2023-10-13 | 1261 E 62ND AVENUE #3, Vancouver, BC V5X 2H2 | Sprinkler Permit | Residential | New | Issued | Residential - Sprinkler >BP: To construct a 2 storey laneway house building with an open parking pad, providing 1 parking space, having vehicular access from the lane. Note: This is a 1 ½ storey building pursuant to the Zoning & Development By-law 1. Covenant registered at the Land Title Office under CA9841857 2. No Strata Titling permitted 3. No A/C unit proposed 4. Schedule B: N.K. Varshney, P.Eng. (604-251-6320) Structural & Geotechnical 5. HPO: Residential Builder - Gill's Construction Ltd. 6. The entire building to be sprinklered to NFPA 13D. | Ghuman Mechanical Ltd
EP-2023-02078 | 2023-03-10 | 2445 ADANAC STREET, Vancouver, BC V5K 2M3 | Electrical Permit | Residential | Addition | Completed | Installation / Repair - Residential - Install a 240v 40a circuit for an EVSE in the garage. | Cielo Electric Ltd
NULL | NULL | 5882 TYNE STREET, Vancouver, BC V5R 4L6 | Electrical Permit | Commercial | NULL | Draft | Annual / Operating - Electrical maintenance as required | Santec Electric Inc
EP-2023-06837 | 2023-07-27 | 5882 TYNE STREET, Vancouver, BC V5R 4L6 | Electrical Permit | Commercial | NULL | Issued | Annual / Operating - Maintenance of existing operating electrical equipment - Fire Alarm System. | Santec Electric Inc
EP-2023-02596 | 2023-03-27 | 2686 E 6TH AVENUE #3, Vancouver, BC V5M 1R3 | Electrical Permit | Residential | New | Completed | Installation / Repair - Residential - Alarm, tel, tv, network, doorbell >BP: To construct a 2 storey laneway house building ($160,680) with an open parking pad, providing 1 parking space, having vehicular access from the lane. Note: This is a 1 ½ storey building pursuant to the Zoning & Development By-law Note: Bldg 1 (principal bldg) addressed 2686 E 6th Averetained on site. 1. No A/C unit proposed 2. Schedule B: O. Wegner P Eng (64) 579-0110 Structural 3. Schedule B: P.K.L. Fong P Eng (604) 837-3205 Geotechnical 3. HPO: Residential Builder- Smallworks Studios and Laneway Housing Inc #31906 4. Entire Building to have NFPA 13-D Note: As a result of the addition of a laneway house, the main house / principal dwelling will be assigned a suite number and the site will be as follows: #1-2686 E 6th Av - Principal Dwelling ****ALL PROJECT COORDINATOR NOTES HAS BEEN ACCEPTED BY THE APPLICANT**** ******THIS PERMIT HAS BEEN ISSUED UNDER THE REQUIREMENTS OF VBBL #12511 (2019)****** ***This permit is issued under the VBBL 2019, with updated energy requirements as per bylaw # 12997 effective Jan 01, 2022.***. | Best Built-In Centre Ltd
SP-2023-00469 | 2023-03-17 | 2686 E 6TH AVENUE #3, Vancouver, BC V5M 1R3 | Sprinkler Permit | Residential | New | Completed | Residential - LWH - #3 - new laneway >DB: To construct a 2 storey laneway house building with an open parking pad, providing 1 parking space, having vehicular access from the lane. Note: This is a 1 ½ storey building pursuant to the Zoning & Development By-law Note: Bldg 1 (principal bldg) addressed 2686 E 6th Ave retained on site. 1. No A/C unit proposed 4. Entire Building to have NFPA 13-D | Alco Fire Protection Ltd
PP-2022-04177 | 2022-11-21 | 2686 E 6TH AVENUE #3, Vancouver, BC V5M 1R3 | Plumbing Permit | Residential | New | Completed | Residential - New Laneway House To construct a 2 storey laneway house building with an open parking pad, providing 1 parking space, having vehicular access from the lane. 1. No A/C unit proposed 2. Schedule B: O. Wegner P Eng (64) 579-0110 Structural 3. Schedule B: P.K.L. Fong P Eng (604) 837-3205 Geotechnical 3. HPO: Residential Builder- Smallworks Studios and Laneway Housing Inc #31906 4. Entire Building to have NFPA 13-D | Next Level Plumbing Ltd
EP-2022-09391 | 2022-11-07 | 2686 E 6TH AVENUE #3, Vancouver, BC V5M 1R3 | Electrical Permit | Residential | New | Completed | Installation / Repair - Residential - New laneway house construction, new service 200 amp main 100 amp main house 125 amp laneways house >BP: To construct a 2 storey laneway house building ($160,680) with an open parking pad, providing 1 parking space, having vehicular access from the lane. Note: This is a 1 ½ storey building pursuant to the Zoning & Development By-law Note: Bldg 1 (principal bldg) addressed 2686 E 6th Averetained on site. 1. No A/C unit proposed 2. Schedule B: O. Wegner P Eng (64) 579-0110 Structural 3. Schedule B: P.K.L. Fong P Eng (604) 837-3205 Geotechnical 3. HPO: Residential Builder- Smallworks Studios and Laneway Housing Inc #31906 4. Entire Building to have NFPA 13-D Note: As a result of the addition of a laneway house, the main house / principal dwelling will be assigned a suite number and the site will be as follows: #1-2686 E 6th Av - Principal Dwelling ****ALL PROJECT COORDINATOR NOTES HAS BEEN ACCEPTED BY THE APPLICANT**** ******THIS PERMIT HAS BEEN ISSUED UNDER THE REQUIREMENTS OF VBBL #12511 (2019)****** ***This permit is issued under the VBBL 2019, with updated energy requirements as per bylaw # 12997 effective Jan 01, 2022. | O J ELECTRIC LTD
PP-2022-03598 | 2022-10-11 | 2686 E 6TH AVENUE #3, Vancouver, BC V5M 1R3 | Plumbing Permit | Residential | New | Completed | Residential - sump | Octiscapes Site Services Ltd
MP-2022-00687 | 2022-12-12 | 2686 E 6TH AVENUE #3, Vancouver, BC V5M 1R3 | Mechanical Permit | NULL | NULL | Completed | NULL | Next Level Plumbing Ltd
NULL | NULL | 165 W 17TH AVENUE #3, Vancouver, BC V5Y 1Z7 | Electrical Permit | Residential | New | Draft | Installation / Repair - Residential - New wiring in laneway house. | NULL
PP-2022-03175 | 2022-10-06 | 165 W 17TH AVENUE #3, Vancouver, BC V5Y 1Z7 | Plumbing Permit | Residential | New | Completed | Residential - Plumbing in a new construction. >To construct a 2 storey laneway house building ($178,785.00) with an open parking pad, providing 1 parking space, having vehicular access from the lane. Note: This is a 1 ½ storey building pursuant to the Zoning & Development By-law Note: Bldg 1 (principal bldg) addressed 165 W 17th Ave retained on site. 1. No A/C unit proposed 2. Schedule B: Shambhu N. Biswas P. Eng. (604) 250-8666 Structural & Geotechnical 3. HPO: Residential Builder- Nicons Enterprises Ltd #43523 4. Entire Building to have NFPA 13-D BUILDING 2 #3-165 W 17th Av - Laneway House (1.5 storey) Address and suite number assigned as per approved plans for Fire and Emergency response. The address number is to be posted to the building to be visible from the street and the suite number is to be posted at the suite entry in accordance with the Building By-law prior to final inspection. Note: As a result of the addition of a laneway house, the main house / principal dwelling will be assigned a suite number and the site will be as follows: #1-165 W 17th Av - Principal Dwelling ****ALL PROJECT COORDINATOR NOTES HAS BEEN ACCEPTED BY THE APPLICANT**** ******THIS PERMIT HAS BEEN ISSUED UNDER THE REQUIREMENTS OF VBBL #12511 (2019)****** ***This permit is issued under the VBBL 2019, with updated energy requirements as per bylaw # 12997 effective Jan 01, 2022.*** | Atlantic Coast Mechanical Ltd
PP-2022-03208 | 2022-09-14 | 165 W 17TH AVENUE #3, Vancouver, BC V5Y 1Z7 | Plumbing Permit | Residential | New | Completed | Residential - SUMP | Canstar Excavating & Landscaping Ltd
EP-2023-01991 | 2023-03-08 | 165 W 17TH AVENUE #3, Vancouver, BC V5Y 1Z7 | Electrical Permit | Residential | New | Completed | Installation / Repair - Residential - Extra low voltage , TV data alarm systems and camera systems >BP: To construct a 2 storey laneway house building with an open parking pad, providing 1 parking space, having vehicular access from the lane. Note: This is a 1 ½ storey building pursuant to the Zoning & Development By-law Note: Bldg 1 (principal bldg) addressed 165 W 17th Ave retained on site. 1. No A/C unit proposed 2. Schedule B: Shambhu N. Biswas P. Eng. (604) 250-8666 Structural & Geotechnical 3. HPO: Residential Builder- Nicons Enterprises Ltd #43523 4. Entire Building to have NFPA 13-D | Orbit Home Automation Ltd
SP-2023-00392 | 2023-03-08 | 165 W 17TH AVENUE #3, Vancouver, BC V5Y 1Z7 | Sprinkler Permit | Residential | New | Completed | Residential - LWH- #3 - New laneway house >DB: To construct a 2 storey laneway house building with an open parking pad, providing 1 parking space, having vehicular access from the lane. Note: This is a 1 ½ storey building pursuant to the Zoning & Development By-law Note: Bldg 1 (principal bldg) addressed 165 W 17th Ave retained on site. 1. No A/C unit proposed 4. Entire Building to have NFPA 13-D | J L Munro Fire Protection Ltd
EP-2023-01611 | 2023-03-31 | 165 W 17TH AVENUE #3, Vancouver, BC V5Y 1Z7 | Electrical Permit | Residential | New | Completed | Installation / Repair - Residential - LWH wiring and main house and Lane way house service upgrade. Lane way house don't have any power before. house have 100 amp service before, now upgrading 200 amp for main house and 200 amp for lane way house. *An approved mechanical permit is required for the installation of air conditioning or heat pump unit at the time of installation before an electrical inspection will be performed >BP: To construct a 2 storey laneway house building ($178,785.00) with an open parking pad, providing 1 parking space, having vehicular access from the lane. Note: This is a 1 ½ storey building pursuant to the Zoning & Development By-law Note: Bldg 1 (principal bldg) addressed 165 W 17th Ave retained on site. 1. No A/C unit proposed 2. Schedule B: Shambhu N. Biswas P. Eng. (604) 250-8666 Structural & Geotechnical 3. HPO: Residential Builder- Nicons Enterprises Ltd #43523 4. Entire Building to have NFPA 13-D AMEND: MAY 1, 2023 AMEND TO REFLECT 200A | Power Can Electrical Corp
NULL | NULL | 165 W 17TH AVENUE #3, Vancouver, BC V5Y 1Z7 | Plumbing Permit | Commercial | New | Draft | Commercial - test | Lotus Plumbing, Heating & Gas Fitting Ltd
PP-2023-01492 | 2023-04-27 | 636 E 60TH AVENUE #3, Vancouver, BC V5X 2A3 | Plumbing Permit | Residential | New | Completed | Residential - LWH - #3 - Plumbing piping and fixtures >DB: To construct a 2 storey laneway house building and 1 open parking pad having vehicular access from the 20' Lane. Note: The entire building, INCLUDING THE ATTACHED GARAGE (if applicable), to be sprinklered to NFPA 13D Note: This is a 1 ½ storey building pursuant to the Zoning & Development By-law. 1. Covenant registered at the Land Title Office under CA9990958 2. No A/C proposed | BRAR PLUMBING & HEATING LTD
SP-2023-00816 | 2023-05-15 | 636 E 60TH AVENUE #3, Vancouver, BC V5X 2A3 | Sprinkler Permit | Residential | New | Completed | Residential - New sprinkler system. >BP: To construct a 2 storey laneway house building and 1 open parking pad having vehicular access from the 20' Lane. Note: The entire building, INCLUDING THE ATTACHED GARAGE (if applicable), to be sprinklered to NFPA 13D Note: This is a 1 ½ storey building pursuant to the Zoning & Development By-law. 1. Covenant registered at the Land Title Office under CA9990958 2. No A/C proposed 3. Schedule B: (T.K. Sharma) P.Eng (778.863.7076) Structural & Geotechnical 4. HPO: Residential Builder-Crown Pacific Development Ltd | Haven Fire Protection Ltd
EP-2023-04517 | 2023-05-24 | 636 E 60TH AVENUE #3, Vancouver, BC V5X 2A3 | Electrical Permit | Residential | New | Completed | Installation / Repair - Residential - Data wiring & security alarm completion. >BP: To construct a 2 storey laneway house building ($145,750) and 1 open parking pad having vehicular access from the 20' Lane. Note: The entire building, INCLUDING THE ATTACHED GARAGE (if applicable), to be sprinklered to NFPA 13D Note: This is a 1 ½ storey building pursuant to the Zoning & Development By-law. 1. Covenant registered at the Land Title Office under CA9990958 2. No A/C proposed 3. Schedule B: (T.K. Sharma) P.Eng (778.863.7076) Structural & Geotechnical 4. HPO: Residential Builder-Crown Pacific Development Ltd NOTE: To achieve the required FSR. A floor space exclusion of 3% has been applied to this application as per section 11.24.18 of the district schedule, to accommodate improved building performance. *NEW HOUSE* Note: See DB-2021-06775 for Bldg 1 on site (principal bldg) addressed (1-2) 636 E 60th Av **THIS PERMIT HAS BEEN ISSUED UNDER THE REQUIREMENTS OF VBBL #12511 (2019) ** | Xon Automation Ltd
EP-2022-08180 | 2023-03-22 | 636 E 60TH AVENUE #3, Vancouver, BC V5X 2A3 | Electrical Permit | Residential | New | Completed | Installation / Repair - Residential - LWH - #3 - New Installation. 200Amp Main service. 100amp for house, 100amp for suite and 100amp for laneway >DB: To construct a 2 storey laneway house building and 1 open parking pad having vehicular access from the 20' Lane. Note: The entire building, INCLUDING THE ATTACHED GARAGE (if applicable), to be sprinklered to NFPA 13D Note: This is a 1 ½ storey building pursuant to the Zoning & Development By-law. 1. Covenant registered at the Land Title Office under CA9990958 2. No A/C proposed | Elixir Electric Ltd
PP-2023-00178 | 2023-01-18 | 636 E 60TH AVENUE #3, Vancouver, BC V5X 2A3 | Plumbing Permit | Residential | New | Completed | Residential - LWH #3 - installing sentry and storm sumps out side | BigCity Excavation Ltd
PP-2022-03624 | 2022-10-12 | 531 E 52ND AVENUE, Vancouver, BC V5X 1G8 | Plumbing Permit | Residential | New | Issued | Residential - To install piping and fixtures for a new single family house with secondary suite. To construct a 2 storey one-family dwelling with a secondary suite located in the Basement with an open parking pad and attached garage in laneway house, providing a total of 2 parking spaces, having vehicular access from the 20' Lane. Note: The entire building, INCLUDING THE ATTACHED GARAGE (if applicable), to be sprinklered to NFPA 13D 1. Covenant registered at the Land Title Office under CB32403 2. No A/C Unit proposed 3. A/C proposed – Exterior component located in Rear, Interior component located in Upper Floor. 4. Bar sink located in Basement 5. Schedule B: (G.S. Dhesi) P.Eng (604.580.3275) Structural & Geotechnical 6. HPO: Residential Builder- Tricap Development Ltd | Skyway Plumbing & gas Ltd
PP-2022-03667 | 2022-10-14 | 531 E 52ND AVENUE, Vancouver, BC V5X 1G8 | Plumbing Permit | Residential | New | Issued | Residential - sumps | G & K Excavation and Demolition Services Ltd
EP-2022-05567 | 2022-06-30 | 531 E 52ND AVENUE, Vancouver, BC V5X 1G8 | Electrical Permit | Residential | New | Expired | Temporary Power - Residential - To provide temporary power. | Bindi Electrical Services Ltd
SP-2023-00826 | 2023-05-12 | 531 E 52ND AVENUE, Vancouver, BC V5X 1G8 | Sprinkler Permit | Residential | New | Issued | Residential - To install piping and fixtures for a new single family house. >BP: To construct a 2 storey one-family dwelling with a secondary suite located in the Basement with an open parking pad and attached garage in laneway house, providing a total of 2 parking spaces, having vehicular access from the 20' Lane. Note: The entire building, INCLUDING THE ATTACHED GARAGE (if applicable), to be sprinklered to NFPA 13D 1. Covenant registered at the Land Title Office under CB32403 2. No A/C Unit proposed 3. A/C proposed – Exterior component located in Rear, Interior component located in Upper Floor. 4. Bar sink located in Basement 5. Schedule B: (G.S. Dhesi) P.Eng (604.580.3275) Structural & Geotechnical 6. HPO: Residential Builder- Tricap Development Ltd | Skyway Plumbing & gas Ltd
EP-2023-03970 | 2023-05-23 | 531 E 52ND AVENUE, Vancouver, BC V5X 1G8 | Electrical Permit | Residential | New | Issued | Installation / Repair - Residential - -Main house wiring and service/connections. main service is 200A, however, SFD main panel size will be 150A, and will contain 2 meters. Main house and basement are both on 1 meter, and laneway home has its own -AC load has been reduced to 25A *An approved mechanical permit is required for the installation of air conditioning or heat pump unit at the time of installation before an electrical inspection will be performed >Permit Amendment Oct 05, 2023 -"Rough wiring for future solar panels" *BP to amended to include the installation of solar equipment prior to the issuing of the electrical permit *Additional Electrical Permit: *An additional electrical permit will be required for the installation of solar equipment. *All electrical work related to Solar rough wire or installation to comply with City of Vancouver Bulletin: 2021-001-EL: Solar Photovoltaic Installations >BP: To construct a 2 storey one-family dwelling with a secondary suite located in the Basement ($854,500) with an open parking pad and attached garage in laneway house, providing a total of 2 parking spaces, having vehicular access from the 20' Lane. Note: The entire building, INCLUDING THE ATTACHED GARAGE (if applicable), to be sprinklered to NFPA 13D 1. Covenant registered at the Land Title Office under CB32403 2. No A/C Unit proposed 3. A/C proposed – Exterior component located in Rear, Interior component located in Upper Floor. 4. Bar sink located in Basement 5. Schedule B: (G.S. Dhesi) P.Eng (604.580.3275) Structural & Geotechnical 6. HPO: Residential Builder- Tricap Development Ltd Note: This is a 2 storey building pursuant to the Zoning and Development By-Law **THIS PERMIT HAS BEEN ISSUED UNDER THE REQUIREMENTS OF VBBL #12511 (2019) ** | Bindi Electrical Services Ltd
EP-2023-06902 | 2023-07-31 | 531 E 52ND AVENUE, Vancouver, BC V5X 1G8 | Electrical Permit | Residential | New | Issued | Installation / Repair - Residential - Installation of security alarm, intercom, tel, tv, data, camera rough in & completion speaker rough in only. >BP: To construct a 2 storey one-family dwelling with a secondary suite located in the Baseme;nt ($854,500) with an open parking pad and attached garage in laneway house, providing a total of 2 parking spaces, having vehicular access from the 20' Lane. Note: The entire building, INCLUDING THE ATTACHED GARAGE (if applicable), to be sprinklered to NFPA 13D 1. Covenant registered at the Land Title Office under CB32403 2. No A/C Unit proposed 3. A/C proposed – Exterior component located in Rear, Interior component located in Upper Floor. 4. Bar sink located in Basement 5. Schedule B: (G.S. Dhesi) P.Eng (604.580.3275) Structural & Geotechnical 6. HPO: Residential Builder- Tricap Development Ltd Note: This is a 2 storey building pursuant to the Zoning and Development By-Law | Repel Security Systems Ltd
GP-2023-01967 | 2023-06-30 | 531 E 52ND AVENUE, Vancouver, BC V5X 1G8 | Gas Permit | Residential | New | Issued | Residential - Installation of 2 gas fireplaces - venting and hook up only >BP: To construct a 2 storey one-family dwelling with a secondary suite located in the Basement ($854,500) with an open parking pad and attached garage in laneway house, providing a total of 2 parking spaces, having vehicular access from the 20' Lane. | Urban Fireplaces Ltd
MP-2023-00429 | 2023-03-20 | 531 E 52ND AVENUE, Vancouver, BC V5X 1G8 | Mechanical Permit | NULL | NULL | Issued | NULL | Skyway Plumbing & gas Ltd
GP-2023-02435 | 2023-08-22 | 531 E 52ND AVENUE, Vancouver, BC V5X 1G8 | Gas Permit | Residential | New | Issued | Residential - 1 Boiler, 1 Range, 1 BBQ, 2 Fireplaces & 2 Patio Heaters To install piping and appliances with complete installation except fireplace is piping only. BP: To construct a 2 storey one-family dwelling with a secondary suite As per energy requirements gas boiler allowed for space and hot water heating | Skyway Plumbing & gas Ltd
SP-2023-01579 | 2023-08-29 | 531 E 52ND AVENUE #3, Vancouver, BC V5X 1G8 | Sprinkler Permit | Residential | New | Issued | Residential - LWH - #3 - To install piping and fixtures for a new laneway house. >DB: To construct a 2 storey laneway house building with an attached garage and 1 open parking pad, providing a total of 2 parking spaces, having vehicular access from the 20' Lane. Note: The entire building, INCLUDING THE ATTACHED GARAGE (if applicable), to be sprinklered to NFPA 13D Note: This is a 1 ½ storey building pursuant to the Zoning & Development By-law. 1. Covenant registered at the Land Title Office under CB32403 2. No Strata Titling permitted 3. No A/C Unit proposed 6. Rev#1: Gas boiler proposed in crawl-space **THIS PERMIT HAS BEEN ISSUED UNDER THE REQUIREMENTS OF VBBL #12511 (2019) ** | Skyway Plumbing & gas Ltd
NULL | NULL | 531 E 52ND AVENUE #3, Vancouver, BC V5X 1G8 | Gas Permit | Residential | New | Withdrawn | Residential - To install piping and fixtures for a new laneway house. | Skyway Plumbing & gas Ltd
EP-2023-02485 | 2023-03-29 | 531 E 52ND AVENUE #3, Vancouver, BC V5X 1G8 | Electrical Permit | Residential | New | Issued | Installation / Repair - Residential - laneway house rough wiring and splicing with service. 100 amp service for this project >Permit Amendment Oct 05, 2023 -"Rough wiring for future solar panels" *BP to amended to include the installation of solar equipment prior to the issuing of the electrical permit *Additional Electrical Permit: *An additional electrical permit will be required for the installation of solar equipment. *All electrical work related to Solar rough wire or installation to comply with City of Vancouver Bulletin: 2021-001-EL: Solar Photovoltaic Installations >BP: To construct a 2 storey laneway house building ($195,250) with an attached garage and 1 open parking pad, providing a total of 2 parking spaces, having vehicular access from the 20' Lane. Note: The entire building, INCLUDING THE ATTACHED GARAGE (if applicable), to be sprinklered to NFPA 13D Note: This is a 1 ½ storey building pursuant to the Zoning & Development By-law. 1. Covenant registered at the Land Title Office under CB32403 2. No Strata Titling permitted 3. No A/C Unit proposed 4. Schedule B: (G.S. Dhesi) P.Eng (604.580.3275) Structural & Geotechnical 5. HPO: Residential Builder- Tricap Development Ltd NOTE: To achieve the required FSR. A floor space exclusion of 3% has been applied to this application as per section 11.24.18 of the district schedule, to accommodate improved building performance. *NEW HOUSE* Note: See DB-2021-06211 for Bldg 1 on site (principal bldg) addressed (1-2) 531 E 2nd Av **THIS PERMIT HAS BEEN ISSUED UNDER THE REQUIREMENTS OF VBBL #12511 (2019) ** | Bindi Electrical Services Ltd
MP-2023-00464 | 2023-03-22 | 531 E 52ND AVENUE #3, Vancouver, BC V5X 1G8 | Mechanical Permit | NULL | NULL | Issued | NULL | Skyway Plumbing & gas Ltd
PP-2023-00939 | 2023-03-20 | 531 E 52ND AVENUE #3, Vancouver, BC V5X 1G8 | Plumbing Permit | Residential | New | Issued | Residential - LWH - #3 - To install piping and fixtures for a new laneway house. >DB: To construct a 2 storey laneway house building with an attached garage and 1 open parking pad, providing a total of 2 parking spaces, having vehicular access from the 20' Lane. Note: The entire building, INCLUDING THE ATTACHED GARAGE (if applicable), to be sprinklered to NFPA 13D Note: This is a 1 ½ storey building pursuant to the Zoning & Development By-law. 1. Covenant registered at the Land Title Office under CB32403 2. No Strata Titling permitted 3. No A/C Unit proposed | Skyway Plumbing & gas Ltd
EP-2023-07181 | 2023-08-08 | 531 E 52ND AVENUE #3, Vancouver, BC V5X 1G8 | Electrical Permit | Residential | New | Issued | Installation / Repair - Residential - Installation of security, chime, tv, data, tel; rough & completion. >BP: To construct a 2 storey laneway house building ($195,250) with an attached garage and 1 open parking pad, providing a total of 2 parking spaces, having vehicular access from the 20' Lane. Note: The entire building, INCLUDING THE ATTACHED GARAGE (if applicable), to be sprinklered to NFPA 13D Note: This is a 1 ½ storey building pursuant to the Zoning & Development By-law. 1. Covenant registered at the Land Title Office under CB32403 2. No Strata Titling permitted 3. No A/C Unit proposed 4. Schedule B: (G.S. Dhesi) P.Eng (604.580.3275) Structural & Geotechnical 5. HPO: Residential Builder- Tricap Development Ltd 6. Rev#1: Gas boiler proposed in crawl-space **THIS PERMIT HAS BEEN ISSUED UNDER THE REQUIREMENTS OF VBBL #12511 (2019) ** | Repel Security Systems Ltd
GP-2023-01712 | 2023-06-01 | 531 E 52ND AVENUE #3, Vancouver, BC V5X 1G8 | Gas Permit | Residential | New | Issued | Residential - I Boiler Piping only >BP: To construct a 2 storey laneway house | Skyway Plumbing & gas Ltd
SP-2023-01080 | 2023-06-20 | 521 E 52ND AVENUE, Vancouver, BC V5X 1G8 | Sprinkler Permit | Residential | New | Issued | Residential - 1FD+SS - #1 & #2 - To install piping and fixtures for a new single family house. >DB: To construct a 2 storey one-family dwelling with a secondary suite located in the Basement with an open parking pad, providing 1 parking space, having vehicular access from the 20' Lane. Note: The entire building, INCLUDING THE ATTACHED GARAGE (if applicable), to be sprinklered to NFPA 13D 1. Covenant registered at the Land Title Office under CB32402 2. A/C proposed – Exterior component located in Rear, Interior component located in Upper Floor. 3. Bar sink located in basement. **THIS PERMIT HAS BEEN ISSUED UNDER THE REQUIREMENTS OF VBBL #12511 (2019) ** | Skyway Plumbing & gas Ltd
EP-2023-06900 | 2023-08-09 | 521 E 52ND AVENUE, Vancouver, BC V5X 1G8 | Electrical Permit | Residential | New | Issued | Installation / Repair - Residential - Install security, int, tel, tv, data, camera; rough in & completion. Speakers rough in only. >BP: To construct a 2 storey one-family dwelling with a secondary suite located in the Basement ($694,000) with an open parking pad, providing 1 parking space, having vehicular access from the 20' Lane. Note: The entire building, INCLUDING THE ATTACHED GARAGE (if applicable), to be sprinklered to NFPA 13D | Repel Security Systems Ltd
GP-2023-01966 | 2023-06-30 | 521 E 52ND AVENUE, Vancouver, BC V5X 1G8 | Gas Permit | Residential | New | Issued | Residential - Installation of 2 gas fireplaces - venting and hook up only >BP: To construct a 2 storey one-family dwelling with a secondary suite located in the Basement ($694,000) with an open parking pad, providing 1 parking space, having vehicular access from the 20' Lane. Note: The entire building, INCLUDING THE ATTACHED GARAGE (if applicable), to be sprinklered to NFPA 13D | Urban Fireplaces Ltd
MP-2023-00444 | 2023-03-21 | 521 E 52ND AVENUE, Vancouver, BC V5X 1G8 | Mechanical Permit | NULL | NULL | Issued | NULL | Skyway Plumbing & gas Ltd
EP-2023-02983 | 2023-04-06 | 521 E 52ND AVENUE, Vancouver, BC V5X 1G8 | Electrical Permit | Residential | New | Issued | Installation / Repair - Residential - main house wiring and service. main service for this house will be 200 amps. main house will be 150A and will include a legal suite. *An approved mechanical permit is required for the installation of air conditioning or heat pump unit at the time of installation before an electrical inspection will be performed *An additional electrical permit will be required for the installation of solar equipment. All electrical work related to Solar rough wire or installation to comply with City of Vancouver Bulletin: 2021-001-EL: Solar Photovoltaic Installations *Permit Amendment Aug 15, 2023 •Rough wiring for future solar panels •Home owner will hire another contractor for solar panels, not sure what company yet. •We will only be completing the rough wiring for solar installation, which includes -Running a wire to the roof from panel -installing disconnect switch •As we will only supply the wire from the panel we don’t have enough information to complete 2002-001 EL bulletin. •Solar panel rating will be 60A we will be using #2AWG >BP: To construct a 2 storey one-family dwelling with a secondary suite located in the Basement ($694,000) with an open parking pad, providing 1 parking space, having vehicular access from the 20' Lane. Note: The entire building, INCLUDING THE ATTACHED GARAGE (if applicable), to be sprinklered to NFPA 13D 2. A/C proposed – Exterior component located in Rear, Interior component located in Upper Floor. 3. Bar sink located in basement. Note: This is a 2 storey building pursuant to the Zoning and Development By-Law **THIS PERMIT HAS BEEN ISSUED UNDER THE REQUIREMENTS OF VBBL #12511 (2019) ** | Bindi Electrical Services Ltd
PP-2022-03940 | 2022-11-02 | 521 E 52ND AVENUE, Vancouver, BC V5X 1G8 | Plumbing Permit | Residential | New | Completed | Residential - install underground sump for main house and laneway | G & K Excavation and Demolition Services Ltd
PP-2022-04503 | 2022-12-20 | 521 E 52ND AVENUE, Vancouver, BC V5X 1G8 | Plumbing Permit | Residential | New | Issued | Residential - To install piping and fixtures for a new single family house >To construct a 2 storey one-family dwelling with a secondary suite located in the Basement ($694,000) with an open parking pad, providing 1 parking space, having vehicular access from the 20' Lane. Note: The entire building, INCLUDING THE ATTACHED GARAGE (if applicable), to be sprinklered to NFPA 13D 1. Covenant registered at the Land Title Office under CB32402 2. A/C proposed – Exterior component located in Rear, Interior component located in Upper Floor. 3. Bar sink located in basement. 4. Schedule B: (G.S. Dhesi) P.Eng (604.580.3275) Structural & Geotechnical 5. HPO: Residential Builder- Tricap Development Ltd Note: This is a 2 storey building pursuant to the Zoning and Development By-Law Address Information: Principle Dwelling: #1-521 E 52nd Av Secondary Suite: #2-521 E 52nd Av Laneway home: #3-521 E 52nd Av Address and suite numbers assigned as per approved plans for Fire and Emergency response. The address number is to be posted to the building to be visible from the street and the suite numbers are to be posted at the suite entries in accordance with the Building By-law prior to final inspection. **THIS PERMIT HAS BEEN ISSUED UNDER THE REQUIREMENTS OF VBBL #12511 (2019) ** | Skyway Plumbing & gas Ltd
GP-2023-02442 | 2023-08-21 | 521 E 52ND AVENUE, Vancouver, BC V5X 1G8 | Gas Permit | Residential | New | Issued | Residential - 1 Boiler, 1Range, 1 BBQ, 2 Fireplaces, 1 Patio Heater & 1 Fire Pit To install piping and appliances with complete installation except 2 fireplaces are piping only. >BP: To construct a 2 storey one-family dwelling with a secondary suite As per energy requirements gas boiler allowed for space and hot water heating | Skyway Plumbing & gas Ltd
MP-2023-00463 | 2023-03-22 | 521 E 52ND AVENUE #3, Vancouver, BC V5X 1G8 | Mechanical Permit | NULL | NULL | Issued | NULL | Skyway Plumbing & gas Ltd
EP-2023-02483 | 2023-04-06 | 521 E 52ND AVENUE #3, Vancouver, BC V5X 1G8 | Electrical Permit | Residential | New | Issued | Installation / Repair - Residential - laneway house roughin and splicing. 100 amp service, overhead service >Permit Amendment Oct 05, 2023 -"Rough wiring for future solar panels" *BP to amended to include the installation of solar equipment prior to the issuing of the electrical permit *Additional Electrical Permit: *An additional electrical permit will be required for the installation of solar equipment. *All electrical work related to Solar rough wire or installation to comply with City of Vancouver Bulletin: 2021-001-EL: Solar Photovoltaic Installations >BP: To construct a 2 storey laneway house building with an attached garage and 1 open parking pad, providing a total of 2 parking spaces, having vehicular access from the 20' Lane. Note: The entire building, INCLUDING THE ATTACHED GARAGE (if applicable), to be sprinklered to NFPA 13D Note: This is a 1 ½ storey building pursuant to the Zoning & Development By-law. 1. Covenant registered at the Land Title Office under CB32402 2. No Strata Titling permitted 3. No A/C Unit proposed 4. Schedule B: (G.S. Dhesi) P.Eng (604.580.3275) Structural & Geotechnical 5. HPO: Residential Builder- Tricap Development Ltd NOTE: Information regarding the principal building on the survey and site plan is for reference only. Any discrepancy between information regarding the principal building on the survey and/or site plan and approved permit drawings for the principal building are neither approved nor authorized under this laneway house permit. *NEW HOUSE* Note: See DB-2021-06209 for Bldg 1 on site (principal bldg) addressed #1-521 E 52nd Av **THIS PERMIT HAS BEEN ISSUED UNDER THE REQUIREMENTS OF VBBL #12511 (2019) ** | Bindi Electrical Services Ltd
PP-2023-00940 | 2023-03-20 | 521 E 52ND AVENUE #3, Vancouver, BC V5X 1G8 | Plumbing Permit | Residential | New | Issued | Residential - LWH - #3 - To install piping and fixtures for a new laneway house. >DB: To construct a 2 storey laneway house building ($158,500) with an attached garage and 1 open parking pad, providing a total of 2 parking spaces, having vehicular access from the 20' Lane. Note: The entire building, INCLUDING THE ATTACHED GARAGE (if applicable), to be sprinklered to NFPA 13D Note: This is a 1 ½ storey building pursuant to the Zoning & Development By-law. 1. Covenant registered at the Land Title Office under CB32402 2. No Strata Titling permitted 3. No A/C Unit proposed | Skyway Plumbing & gas Ltd
EP-2023-06901 | 2023-08-09 | 521 E 52ND AVENUE #3, Vancouver, BC V5X 1G8 | Electrical Permit | Residential | New | Issued | Installation / Repair - Residential - Install security, chime, tel, tv, data; roughin & completion. >BP: To construct a 2 storey laneway house building with an attached garage and 1 open parking pad, providing a total of 2 parking spaces, having vehicular access from the 20' Lane. Note: The entire building, INCLUDING THE ATTACHED GARAGE (if applicable), to be sprinklered to NFPA 13D | Repel Security Systems Ltd
SP-2023-01081 | 2023-06-20 | 521 E 52ND AVENUE #3, Vancouver, BC V5X 1G8 | Sprinkler Permit | Residential | New | Issued | Residential - LWH - #3 - To install piping and fixtures for a new laneway house. >DB: To construct a 2 storey laneway house building with an attached garage and 1 open parking pad, providing a total of 2 parking spaces, having vehicular access from the 20' Lane. Note: The entire building, INCLUDING THE ATTACHED GARAGE (if applicable), to be sprinklered to NFPA 13D Note: This is a 1 ½ storey building pursuant to the Zoning & Development By-law. 1. Covenant registered at the Land Title Office under CB32402 2. No Strata Titling permitted 3. No A/C Unit proposed **THIS PERMIT HAS BEEN ISSUED UNDER THE REQUIREMENTS OF VBBL #12511 (2019) ** | Skyway Plumbing & gas Ltd
GP-2023-01711 | 2023-06-01 | 521 E 52ND AVENUE #3, Vancouver, BC V5X 1G8 | Gas Permit | Residential | New | Issued | Residential - 1 Boiler Piping only >BP: To construct a 2 storey laneway house | Skyway Plumbing & gas Ltd
PP-2023-03819 | 2023-11-01 | 8253 ELLIOTT STREET, Vancouver, BC V5S 2P3 | Plumbing Permit | Residential | New | Issued | Residential - new construction all new plumbing >BP: To construct a two-storey two-family dwelling with two secondary suites located in the basement, with a detached accessory building (garage) and open parking space at the rear providing 4 parking spaces, having vehicular access from the lane. Note: This is a 2 storey building pursuant to the Zoning and Development By-Law 1. External mechanical unit proposed in rear yard. 2. Schedule B: Antony Wang (604.618.6236) Structural 3. Schedule B: Jason Hui, P. Eng.(778.319.3403) Geotechnical 4. HPO: Licon Construction Ltd | THANDI PLUMBING LTD
MP-2023-02122 | 2023-11-30 | 2216 E 38TH AVENUE, Vancouver, BC V5P 1H1 | Mechanical Permit | NULL | NULL | Completed | NULL | Wespac Mechanical Ltd
NULL | NULL | 2216 E 38TH AVENUE, Vancouver, BC V5P 1H1 | Mechanical Permit | NULL | NULL | Draft | NULL | MAKE IT WORTH PLUMBING AND HEATING
MP-2023-00514 | 2023-03-28 | 2216 E 38TH AVENUE, Vancouver, BC V5P 1H1 | Mechanical Permit | NULL | NULL | Completed | NULL | MAKE IT WORTH PLUMBING AND HEATING
NULL | NULL | 2216 E 38TH AVENUE, Vancouver, BC V5P 1H1 | Plumbing Permit | Residential | New | Draft | Residential - Plumbing and heating | MAKE IT WORTH PLUMBING AND HEATING
NULL | NULL | 2216 E 38TH AVENUE, Vancouver, BC V5P 1H1 | Mechanical Permit | NULL | NULL | Draft | NULL | NULL
NULL | NULL | 2216 E 38TH AVENUE, Vancouver, BC V5P 1H1 | Mechanical Permit | NULL | NULL | Draft | NULL | NULL
MP-2023-00384 | 2023-03-15 | 2139 E 13TH AVENUE, Vancouver, BC V5N 2C6 | Mechanical Permit | NULL | NULL | Completed | NULL | UNIVERSAL PLUMBING & HEATING LTD
PP-2023-01145 | 2023-04-03 | 4182 PINE CRESCENT, Vancouver, BC V6J 4K7 | Plumbing Permit | Residential | New | Issued | Residential - 1FD - New plumbing on all three floors >DB: To construct a 2 storey with basement one-family dwelling with a detached accessory building (garage) at the rear providing 4 parking spaces, having vehicular access from the lane. The entire building to be sprinklered to NFPA 13D. 1. A/C unit at north side within building envelope 2. Bar sink located in lower floor open lounge | ALI & ALI PLUMBING & HEATING LTD
MP-2023-00975 | 2023-06-01 | 4182 PINE CRESCENT, Vancouver, BC V6J 4K7 | Mechanical Permit | NULL | NULL | Issued | NULL | ALI & ALI PLUMBING & HEATING LTD
EP-2023-04281 | 2023-05-30 | 4182 PINE CRESCENT, Vancouver, BC V6J 4K7 | Electrical Permit | Residential | New | Issued | Installation / Repair - Residential - Electrical; Rough wiring and finishing of lights, receptacles, appliances, air conditioner, HRV, heat pump, elevator wiring, steamer, sauna, generator wiring, sub panel, main service 400amp *An approved mechanical permit is required for the installation of air conditioning or heat pump unit at the time of installation before an electrical inspection will be performed >BP: To construct a 2 storey with basement one-family dwelling with a detached accessory building (garage) at the rear providing 4 parking spaces, having vehicular access from the lane. Large home GHG calc to be confirmed on site by mechanical inspection team. (Added to Project Description by Brandon Clevenger on July 25th 2022) NOTE: To achieve the required FSR a floor space exclusion of 2% has been applied to this application as per section 10.11.1 of the district schedule, to accommodate improved building performance. 1. A/C unit at north side within building envelope 2. Bar sink located in lower floor open lounge 3. Schedule B Anthony Wang P.Eng (604-618-6236) Architectural and Structural 4. Schedule B Paullus K.F. Young P.Eng (604-841-7748) Geotechnical 5. BC Housing C-Val Ltd Note: This is a 2 storey building pursuant to the Zoning and Development By-Law ******THIS PERMIT HAS BEEN ISSUED UNDER THE REQUIREMENTS OF VBBL 2019****** All rooms adjacent to North and South exposing building face shall be sprinklered. "Combustible projections or roof soffits on an exposing building face shall not project to less than .45m from the property line and shall be in compliance with VBBL 2019 9.10.15.5.(9)" | Mainpower Electrical Ltd
EP-2023-06076 | 2023-07-06 | 4182 PINE CRESCENT, Vancouver, BC V6J 4K7 | Electrical Permit | Residential | New | Issued | Temporary Power - Residential - To provide temporary power. | Mainpower Electrical Ltd
EP-2023-10543 | 2023-11-22 | 4182 PINE CRESCENT, Vancouver, BC V6J 4K7 | Electrical Permit | Residential | New | Issued | Installation / Repair - Residential - cable, internet, tel, vacuum, alarm, cameras, doorbell, intercom, speakers, lighting automation, blinds, fiber optic To construct a 2 storey with basement one-family dwelling with a detached accessory building (garage) at the rear providing 4 parking spaces, having vehicular access from the lane. * This Building Permit will remain in a suspended status until the associated (green) Demolition Permit BP-2022-01687 is completed. The entire building to be sprinklered to NFPA 13D. Large home GHG calc to be confirmed on site by mechanical inspection team. (Added to Project Description by Brandon Clevenger on July 25th 2022) NOTE: To achieve the required FSR a floor space exclusion of 2% has been applied to this application as per section 10.11.1 of the district schedule, to accommodate improved building performance. 1. A/C unit at north side within building envelope 2. Bar sink located in lower floor open lounge 3. Schedule B Anthony Wang P.Eng (604-618-6236) Architectural and Structural 4. Schedule B Paullus K.F. Young P.Eng (604-841-7748) Geotechnical 5. BC Housing C-Val Ltd Note: This is a 2 storey building pursuant to the Zoning and Development By-Law ******THIS PERMIT HAS BEEN ISSUED UNDER THE REQUIREMENTS OF VBBL 2019****** All rooms adjacent to North and South exposing building face shall be sprinklered. "Combustible projections or roof soffits on an exposing building face shall not project to less than .45m from the property line and shall be in compliance with VBBL 2019 9.10.15.5.(9)" >BP: | PLANET SMART HOMES LTD.
SP-2023-02120 | 2023-11-21 | 4182 PINE CRESCENT, Vancouver, BC V6J 4K7 | Sprinkler Permit | Residential | New | Issued | Residential - 1FD - Install sprinklers in SFD >DB: To construct a 2 storey with basement one-family dwelling with a detached accessory building (garage) at the rear providing 4 parking spaces, having vehicular access from the lane. The entire building to be sprinklered to NFPA 13D. 1. A/C unit at north side within building envelope 2. Bar sink located in lower floor open lounge Note: This is a 2 storey building pursuant to the Zoning and Development By-Law ******THIS PERMIT HAS BEEN ISSUED UNDER THE REQUIREMENTS OF VBBL 2019****** All rooms adjacent to North and South exposing building face shall be sprinklered. | Gold Key Fire Protection Ltd
MP-2023-02253 | 2023-12-19 | 4182 PINE CRESCENT, Vancouver, BC V6J 4K7 | Mechanical Permit | NULL | NULL | Issued | NULL | Power Cool Electrical & Refrigeration Mech Ltd
NULL | NULL | 4182 PINE CRESCENT, Vancouver, BC V6J 4K7 | Electrical Permit | Residential | Addition | Draft | Installation / Repair - Residential - Installation of a 7.2kW DC Solar Photovoltaic System, on flat roof sleepers, 4182 Pine Crescent | Milani Electric Limited
EP-2023-10376 | NULL | 4182 PINE CRESCENT, Vancouver, BC V6J 4K7 | Electrical Permit | Residential | New | Applicant Revisions | Installation / Repair - Residential - Solar installation >BP: To construct a 2 storey with basement one-family dwelling with a detached accessory building (garage) at the rear providing 4 parking spaces, having vehicular access from the lane. The entire building to be sprinklered to NFPA 13D. Large home GHG calc to be confirmed on site by mechanical inspection team. (Added to Project Description by Brandon Clevenger on July 25th 2022) NOTE: To achieve the required FSR a floor space exclusion of 2% has been applied to this application as per section 10.11.1 of the district schedule, to accommodate improved building performance. 1. A/C unit at north side within building envelope 2. Bar sink located in lower floor open lounge 3. Schedule B Anthony Wang P.Eng (604-618-6236) Architectural and Structural 4. Schedule B Paullus K.F. Young P.Eng (604-841-7748) Geotechnical 5. BC Housing C-Val Ltd Note: This is a 2 storey building pursuant to the Zoning and Development By-Law ******THIS PERMIT HAS BEEN ISSUED UNDER THE REQUIREMENTS OF VBBL 2019****** All rooms adjacent to North and South exposing building face shall be sprinklered. "Combustible projections or roof soffits on an exposing building face shall not project to less than .45m from the property line and shall be in compliance with VBBL 2019 9.10.15.5.(9)" | Milani Electric Limited
MP-2023-02068 | 2023-11-22 | 3304 MAYFAIR AVENUE, Vancouver, BC | Mechanical Permit | NULL | NULL | Issued | NULL | P&K Mechanical Ltd
GP-2023-01970 | 2023-07-04 | 3238 COLUMBIA STREET, Vancouver, BC | Gas Permit | Residential | New | Issued | Residential - All black iron piping including fittings.2PSIG natural gas line. Boiler vent 2 inch central thermo. Piping only for 1 Range ( 85000 btu ) , 1 Dryer ( 30000 btu) and 1 Bbq (50000 btu) >BP: To construct a two-storey one family dwelling (Building 2) with attached garage and shared bike storage on the South portion of the site, providing five parking spaces (2 garage + 3 surface) having vehicular access from the lane. | POLLY MECHANICAL LTD
EP-2023-05631 | 2023-06-26 | 3238 COLUMBIA STREET, Vancouver, BC | Electrical Permit | Residential | New | Issued | Installation / Repair - Residential - SECURITY ALARM, CABLE, DATA, TEL & FINISH SECURITY. >BP: To develop a two-storey one family dwelling (Building 2) with attached garage and shared bike storage on the South portion of the site, providing five parking spaces (2 garage + 3 surface) having vehicular access from the lane. Building Review Notes: - This permit is for Building 2 (1FD). See BP-2022-00086 for Building 1 (4FD). - Project Value: Building 1: 1,000,000, Building 2: 200,000 - Building to be sprinklered to NFPA 13R. | Charanjit Singh
MP-2023-00840 | 2023-05-12 | 3238 COLUMBIA STREET, Vancouver, BC | Mechanical Permit | NULL | NULL | Issued | NULL | Blueline Plumbing & Heating Ltd
PP-2023-01478 | 2023-04-27 | 3238 COLUMBIA STREET, Vancouver, BC | Plumbing Permit | Residential | New | Issued | Residential - Start rough soon >BP: To develop a two-storey one family dwelling (Building 2) with attached garage and shared bike storage on the South portion of the site, providing five parking spaces (2 garage + 3 surface) having vehicular access from the lane. | Blueline Plumbing & Heating Ltd
EP-2022-10115 | 2022-12-01 | 3238 COLUMBIA STREET, Vancouver, BC | Electrical Permit | Commercial | New | Issued | Installation / Repair - Commercial - 1FD - infill house >BP: To develop a two-storey one family dwelling (Building 2) with attached garage and shared bike storage on the South portion of the site, providing five parking spaces (2 garage + 3 surface) having vehicular access from the lane. Building Review Notes: - This permit is for Building 2 (1FD). See BP-2022-00086 for Building 1 (4FD). - Building to be sprinklered to NFPA 13R. | Arise Electrical Ltd
SP-2022-01251 | 2022-10-03 | 3238 COLUMBIA STREET, Vancouver, BC | Sprinkler Permit | Residential | New | Issued | Residential - New Sprinkler System for a two-storey one family dwelling (Building 2) with attached garage and shared bike storage on the South portion of the site, providing five parking spaces (2 garage + 3 surface) having vehicular access from the lane. Building to be sprinklered to NFPA 13R. | Max Fire Pro Ltd
PP-2023-02449 | NULL | 2052 W 57TH AVENUE, Vancouver, BC V6P 1V2 | Plumbing Permit | Residential | New | Application Incomplete | Residential - plumbing | Can-Asia Plumbing & Heating
SP-2023-01311 | 2023-07-20 | 2923 E 44TH AVENUE #3, Vancouver, BC V5R 3A9 | Sprinkler Permit | Residential | New | Completed | Residential - LWH - #3 - Install sprinklers in LWH | Gold Key Fire Protection Ltd
EP-2023-03872 | 2023-05-04 | 2923 E 44TH AVENUE #3, Vancouver, BC V5R 3A9 | Electrical Permit | Residential | New | Completed | Installation / Repair - Residential - Security Alarm Installation, Telephone, Data and Cable >BP: To construct a 2 storey laneway house building ($195,570) with 1 open parking pad, providing a total of 1 parking spaces, having vehicular access from the 20' Lane. Note: This is a 1 ½ storey building pursuant to the Zoning & Development By-law. 1. Covenant not required with existing house 2. No Strata Titling permitted 3. No A/C Unit proposed 4. Entire building to be sprinklered 13D 5. Schedule B: (Jason Hui) P.Eng (778.319.3403) Structural 6. Schedule B: (Jason Hui) P.Eng (778.319.3403) Geotechnical 7. HPO: Residential Builder- JBI Development Ltd. | Torrent Technologies Ltd
EP-2023-02328 | 2023-04-04 | 2923 E 44TH AVENUE #3, Vancouver, BC V5R 3A9 | Electrical Permit | Residential | New | Completed | Installation / Repair - Residential - New electrical work at laneway house >BP: To construct a 2 storey laneway house building ($195,570) with 1 open parking pad, providing a total of 1 parking spaces, having vehicular access from the 20' Lane. Note: This is a 1 ½ storey building pursuant to the Zoning & Development By-law. 1. Covenant not required with existing house 2. No Strata Titling permitted 3. No A/C Unit proposed 4. Entire building to be sprinklered 13D 5. Schedule B: (Jason Hui) P.Eng (778.319.3403) Structural 6. Schedule B: (Jason Hui) P.Eng (778.319.3403) Geotechnical 7. HPO: Residential Builder- JBI Development Ltd. | Econ Energy Group Ltd
PP-2023-00493 | 2023-02-13 | 2923 E 44TH AVENUE #3, Vancouver, BC V5R 3A9 | Plumbing Permit | Residential | New | Completed | Residential - Plumbing for Laneway house <BP: To construct a 2 storey laneway house building with 1 open parking pad, providing a total of 1 parking spaces, having vehicular access from the 20' Lane. Note: This is a 1 ½ storey building pursuant to the Zoning & Development By-law. 1. Covenant not required with existing house 2. No Strata Titling permitted 3. No A/C Unit proposed 4. Entire building to be sprinklered 13D 5. Schedule B: (Jason Hui) P.Eng (778.319.3403) Structural 6. Schedule B: (Jason Hui) P.Eng (778.319.3403) Geotechnical 7. HPO: Residential Builder- JBI Development Ltd. | Rain Coast Plumbing & Heating Ltd
EP-2022-06947 | 2022-08-17 | 2923 E 44TH AVENUE #3, Vancouver, BC V5R 3A9 | Electrical Permit | Residential | New | Expired | Temporary Power - Residential - To provide temporary power. Amended from 100amps service to 200 amps. | Econ Energy Group Ltd
PP-2022-04356 | 2022-12-07 | 2923 E 44TH AVENUE #3, Vancouver, BC V5R 3A9 | Plumbing Permit | Residential | New | Completed | Residential - 30 Meters Piping >BP: To construct a 2 storey laneway house building ($218,425) with an open parking pad, providing 1 parking space, having vehicular access from the lane. ** Amend 12/09/2022** Please correct address from 2931 E 44th to 2923 E 44th and correct DB-2022-01498 | Canadian Excavating Ltd
EP-2023-02076 | 2023-03-24 | 668 W 19TH AVENUE #3, Vancouver, BC | Electrical Permit | Residential | New | Issued | Installation / Repair - Residential - New Laneway House >BP: To construct a 2 storey laneway house building ($160,825) with an attached garage and 1 open parking pad, providing a total of 2 parking spaces, having vehicular access from the 20' Lane. Note: This is a 1 ½ storey building pursuant to the Zoning & Development By-law. 1. Covenant not required with existing house 2. No Strata Titling permitted 3. No A/C Unit proposed 4. Entire building to be sprinklered 13R 5. Schedule B: (Beerinder Sidhu) P.Eng (604.339.0034) Structural 6. Schedule B: (Zhao Guan) P.Eng (778.868.5635) Geotechnical 7. HPO: Residential Builder- PD Moore Homes Inc. NOTE: To achieve the required FSR. A floor space exclusion of 3% has been applied to this application as per section 11.24.18 of the district schedule, to accommodate improved building performance. NOTE: Information regarding the principal building on the survey and site plan is for reference only. Any discrepancy between information regarding the principal building on the survey and/or site plan and approved permit drawings for the principal building are neither approved nor authorized under this laneway house permit. *EXISTING HOUSE* Note: Bldg 1 (principal bldg) addressed #1-668 W 19th Av retained on site. ***This permit is issued under the VBBL 2019, with updated energy requirements as per bylaw # 12997 effective Jan 01, 2022.***. | Prabhjot Singh Battu
PP-2023-01026 | 2023-03-24 | 668 W 19TH AVENUE #3, Vancouver, BC | Plumbing Permit | Residential | New | Issued | Residential - Install out side sump >BP: To construct a 2 storey laneway house building with an attached garage and 1 open parking pad, providing a total of 2 parking spaces, having vehicular access from the 20' Lane. | Nihal Excavating & Landscaping Ltd
SP-2023-00663 | 2023-04-17 | 668 W 19TH AVENUE #3, Vancouver, BC | Sprinkler Permit | Residential | New | Issued | Residential - LWH - #3 - New sprinkler system >DB: To construct a 2 storey laneway house building with an attached garage and 1 open parking pad, providing a total of 2 parking spaces, having vehicular access from the 20' Lane. Note: This is a 1 ½ storey building pursuant to the Zoning & Development By-law. 1. Covenant not required with existing house 2. No Strata Titling permitted 3. No A/C Unit proposed 4. Entire building to be sprinklered 13R | Haven Fire Protection Ltd
PP-2023-01292 | 2023-04-14 | 668 W 19TH AVENUE #3, Vancouver, BC | Plumbing Permit | Residential | New | Issued | Residential - Installation of Plumbing Fixtures in Laneway House >BP: To construct a 2 storey laneway house building with an attached garage and 1 open parking pad, providing a total of 2 parking spaces, having vehicular access from the 20' Lane. | Century Twenty One Gas & Heating Co. Ltd
MP-2023-01069 | 2023-06-09 | 668 W 19TH AVENUE #3, Vancouver, BC | Mechanical Permit | NULL | NULL | Issued | NULL | Century Twenty One Gas & Heating Co. Ltd
EP-2023-06120 | 2023-07-07 | 668 W 19TH AVENUE #3, Vancouver, BC | Electrical Permit | Residential | New | Issued | Installation / Repair - Residential - Rough in and installation of alarm, tv, tel, net. >BP: To construct a 2 storey laneway house building ($160,825) with an attached garage and 1 open parking pad, providing a total of 2 parking spaces, having vehicular access from the 20' Lane. Note: This is a 1 ½ storey building pursuant to the Zoning & Development By-law. 1. Covenant not required with existing house 2. No Strata Titling permitted 3. No A/C Unit proposed 4. Entire building to be sprinklered 13R 5. Schedule B: (Beerinder Sidhu) P.Eng (604.339.0034) Structural 6. Schedule B: (Zhao Guan) P.Eng (778.868.5635) Geotechnical 7. HPO: Residential Builder- PD Moore Homes Inc. NOTE: To achieve the required FSR. A floor space exclusion of 3% has been applied to this application as per section 11.24.18 of the district schedule, to accommodate improved building performance. *EXISTING HOUSE* Note: Bldg 1 (principal bldg) addressed #1-668 W 19th Av retained on site. ***This permit is issued under the VBBL 2019, with updated energy requirements as per bylaw # 12997 effective Jan 01, 2022.***. | Static Security Inc
MP-2023-01441 | 2023-08-08 | 1751 E 28TH AVENUE, Vancouver, BC | Mechanical Permit | NULL | NULL | Issued | NULL | M & P Plumbing & Heating Ltd
PP-2022-02633 | 2022-12-14 | 1751 E 28TH AVENUE, Vancouver, BC | Plumbing Permit | Residential | New | Issued | Residential - Sump | PTL Contracting Ltd
GP-2023-03645 | 2023-11-23 | 1751 E 28TH AVENUE, Vancouver, BC | Gas Permit | Residential | New | Issued | Residential - 2 Ranges & 1 BBQ Box & 1 Fireplace Installation of ranges and bbq box Piping only for fireplace >BP: To develop a two-family dwelling with an attached garage at the front providing 2 parking spaces having vehicular access from 28th Avenue | M & P Plumbing & Heating Ltd
EP-2024-00099 | 2024-01-05 | 1751 E 28TH AVENUE, Vancouver, BC | Electrical Permit | Residential | New | Issued | Installation / Repair - Residential - Electrical wiring and finish installation. >BP: To construct a two-family dwelling with an attached garage at the front providing 2 parking spaces having vehicular access from 28th Avenue. The entire building, INCLUDING THE ATTACHED GARAGE (if applicable), to be sprinklered to 2x NFPA 13D. Note: This is a 2 storey building pursuant to the Zoning and Development By-Law 1. A/C unit proposed on East SY, int. upper floor closet 2. No bar sink proposed 3. Schedule B: Weizheng Su, P.Eng (604-367-6645) Structural & Geotechnical 4. HPO: Residential Builder, Vanwell Homes Ltd. "Combustible projections or roof soffits on an exposing building face shall not project to less than .45m from the property line and shall be in compliance with VBBL 2014 9.10.15.5.(9)" ***This permit is issued under the VBBL 2019, with updated energy requirements as per bylaw # 12997 effective Jan 01, 2022.*** | ICAN Electrical Ltd.
PP-2023-03959 | 2023-11-09 | 4456 CHALDECOTT STREET #3, Vancouver, BC V6S 2K1 | Plumbing Permit | Residential | New | Issued | Residential - LWH - #3 - Plumbing >DB: To construct a 2 storey laneway house building with an open parking pad, providing 1 parking space, having vehicular access from the lane. Note: This is a 1 ½ storey building pursuant to the Zoning & Development By-law 1- Covenant registered at the Land Title Office under CB326198 2- No Strata Titling permitted 3- HEAT PUMP unit proposed 7- Entire Building to have NFPA 13-D ****ALL PROJECT COORDINATOR NOTES HAS BEEN ACCEPTED BY THE APPLICANT**** ***This permit is issued under the VBBL 2019*** | WDR CONTRACTING LTD
SP-2023-01778 | 2023-09-27 | 4456 CHALDECOTT STREET #3, Vancouver, BC V6S 2K1 | Sprinkler Permit | Residential | New | Issued | Residential - installation of a new fire sprinkler system >BP: To construct a 2 storey laneway house building with an open parking pad, providing 1 parking space, having vehicular access from the lane. Note: This is a 1 ½ storey building pursuant to the Zoning & Development By-law 1- Covenant registered at the Land Title Office under CB326198 2- No Strata Titling permitted 3- HEAT PUMP unit proposed 4- Schedule B: ANTONY WANG P.Eng (604-618-6236) Structural & Architectural 5- Schedule B: GEO ZHAO GUAN P.Eng (778-868-5635) Geotechnical 6- HPO: Residential Builder – Comfort Development Ltd #20387 7- Entire Building to have NFPA 13-D | CENTRE LINE FIRE SPRINKLERS LTD
EP-2023-06672 | 2023-08-10 | 4456 CHALDECOTT STREET #3, Vancouver, BC V6S 2K1 | Electrical Permit | Residential | New | Issued | Installation / Repair - Residential - New laneway house electric and low voltage installation >BP: To construct a 2 storey laneway house building with an open parking pad, providing 1 parking space, having vehicular access from the lane. Note: This is a 1 ½ storey building pursuant to the Zoning & Development By-law 1- Covenant registered at the Land Title Office under CB326198 2- No Strata Titling permitted 3- HEAT PUMP unit proposed 4- Schedule B: ANTONY WANG P.Eng (604-618-6236) Structural & Architectural 5- Schedule B: GEO ZHAO GUAN P.Eng (778-868-5635) Geotechnical 6- HPO: Residential Builder – Comfort Development Ltd #20387 7- Entire Building to have NFPA 13-D ****ALL PROJECT COORDINATOR NOTES HAS BEEN ACCEPTED BY THE APPLICANT**** ***This permit is issued under the VBBL 2019*** | Higo Electric Ltd
EP-2023-04940 | 2023-06-05 | 1788 CYPRESS STREET, Vancouver, BC V6J 0H9 | Electrical Permit | Commercial | NULL | Issued | Annual / Operating - Maintenance of existing operating electrical equipment. | Adept Electrical Services Ltd
PP-2023-01901 | 2023-05-29 | 3839 KAMLOOPS STREET, Vancouver, BC | Plumbing Permit | Residential | New | Completed | Residential - LWH - plumbing >DB: To construct a 2 storey laneway house building with an attached garage and 1 open parking pad, providing a total of 2 parking spaces, having vehicular access from the 20' Lane. Note: This is a 1 ½ storey building pursuant to the Zoning & Development By-law. 1. Covenant not required with existing house 2. No Strata Titling permitted 3. A/C Unit proposed rear yard South elevation adjacent to Laneway House. 42" in height cedar enclosure to be provided. 4. Entire building to be sprinklered 13D | Gurumehar Plumbing & Heating Ltd
SP-2023-01290 | 2023-07-18 | 3839 KAMLOOPS STREET, Vancouver, BC | Sprinkler Permit | Residential | New | Completed | Residential - LWH - New sprinkler installation >DB: To construct a 2 storey laneway house building with an attached garage and 1 open parking pad, providing a total of 2 parking spaces, having vehicular access from the 20' Lane. Note: This is a 1 ½ storey building pursuant to the Zoning & Development By-law. 1. Covenant not required with existing house 2. No Strata Titling permitted 3. A/C Unit proposed rear yard South elevation adjacent to Laneway House. 42" in height cedar enclosure to be provided. 4. Entire building to be sprinklered 13D ***This permit is issued under the VBBL 2019, with updated energy requirements as per bylaw # 12997 effective Jan 01, 2022.*** | Real Tech Fire Protection Ltd
EP-2023-06332 | 2023-07-14 | 3839 KAMLOOPS STREET, Vancouver, BC | Electrical Permit | Residential | New | Completed | Installation / Repair - Residential - Installation of TV, data, CCTV, alarm. >BP: To construct a 2 storey laneway house building ($186,252.50) with an attached garage and 1 open parking pad, providing a total of 2 parking spaces, having vehicular access from the 20' Lane. Note: This is a 1 ½ storey building pursuant to the Zoning & Development By-law. 1. Covenant not required with existing house 2. No Strata Titling permitted 3. A/C Unit proposed rear yard South elevation adjacent to Laneway House. 42" in height cedar enclosure to be provided. 4. Entire building to be sprinklered 13D 5. Schedule B: (P. Khorram) P.Eng (604 506 4446) Structural 6. Schedule B: (P. Khorram) P.Eng (604 506 4446) Geotechnical 7. HPO: Residential Builder- (51 Street Developments Ltd.) NOTE: To achieve the required FSR. A floor space exclusion of 3% has been applied to this application as per section 11.24.18 of the district schedule, to accommodate improved building performance. NOTE: Information regarding the principal building on the survey and site plan is for reference only. Any discrepancy between information regarding the principal building on the survey and/or site plan and approved permit drawings for the principal building are neither approved nor authorized under this laneway house permit. Note: Bldg 1 (principal bldg) addressed 2498 E 22ND AVENUE retained on site. ***This permit is issued under the VBBL 2019, with updated energy requirements as per bylaw # 12997 effective Jan 01, 2022.*** | AIGO TECHNOLOGY INC
GP-2023-01956 | 2023-06-29 | 3839 KAMLOOPS STREET, Vancouver, BC | Gas Permit | Residential | New | Completed | Residential - gas underground from main house gas meter to laneway and complete bbq and gas range >BP: To construct a 2 storey laneway house building ($186,252.50) with an attached garage and 1 open parking pad, providing a total of 2 parking spaces, having vehicular access from the 20' Lane. >Amend: July 4th -Rough-in for instant hot water @ 125,000BTU >>>>Amend: July 12th -please update BBQ x 2 =60,000 btu, gas range x 1 =40000 btu . | M-7 Mechanicals Ltd
PP-2023-01449 | 2023-04-25 | 3839 KAMLOOPS STREET, Vancouver, BC | Plumbing Permit | Residential | New | Completed | Residential - One Sump No Pump | CANADIAN EXCAVATING LTD.
EP-2023-01869 | 2023-03-08 | 3839 KAMLOOPS STREET, Vancouver, BC | Electrical Permit | Residential | New | Issued | Temporary Power - Residential - To provide temporary power. | Apaar Electrical Ltd
EP-2023-01867 | 2023-05-23 | 3839 KAMLOOPS STREET, Vancouver, BC | Electrical Permit | Residential | New | Completed | Installation / Repair - Residential - Construction of new laneway house *200A main service located on laneway EP-2023-01869: Temp power for single family fed from private pole/ Special permission EP-2023-01867: Laneway EP-2023-02320: Single Family disconnect/ reconnect *An approved mechanical permit is required for the installation of air conditioning or heat pump unit at the time of installation before an electrical inspection will be performed *Permit Amendment Jul 18, 2023: -"Please add Air Conditioner" >BP: To construct a 2 storey laneway house building ($186,252.50) with an attached garage and 1 open parking pad, providing a total of 2 parking spaces, having vehicular access from the 20' Lane. Note: This is a 1 ½ storey building pursuant to the Zoning & Development By-law. 1. Covenant not required with existing house 2. No Strata Titling permitted 3. No A/C Unit proposed 4. Entire building to be sprinklered 13D 5. Schedule B: (P. Khorram) P.Eng (604 506 4446) Structural 6. Schedule B: (P. Khorram) P.Eng (604 506 4446) Geotechnical 7. HPO: Residential Builder- (51 Street Developments Ltd.) Note: Bldg 1 (principal bldg) addressed 2498 E 22ND AVENUE retained on site. ***This permit is issued under the VBBL 2019, with updated energy requirements as per bylaw # 12997 effective Jan 01, 2022.*** | Apaar Electrical Ltd
PP-2022-02991 | 2022-08-29 | 2870 E 51ST AVENUE, Vancouver, BC | Plumbing Permit | Residential | New | Completed | Residential - SUMP | Jewel Mini Excavating Ltd
EP-2022-08141 | 2022-09-29 | 2870 E 51ST AVENUE, Vancouver, BC | Electrical Permit | Residential | New | Completed | Installation / Repair - Residential - rough wiring and finishing of new LWH. Main services - 200 amps LWH - 100amp Main house - 125 amps | OPTIMUM ELECTRICAL LTD
PP-2022-03335 | 2022-09-22 | 2870 E 51ST AVENUE, Vancouver, BC | Plumbing Permit | Residential | New | Completed | Residential - Plumbing for: >BP: To construct a 2 storey laneway house building ($224,660) with 1 open parking pad, providing a total of 1 parking spaces, having vehicular access from the 20' Lane. | Skyway Plumbing & gas Ltd
EP-2022-09487 | 2022-11-08 | 2870 E 51ST AVENUE, Vancouver, BC | Electrical Permit | Residential | New | Completed | Installation / Repair - Residential - tv,telephone,alarm prewire and complete >BP: To construct a 2 storey laneway house building ($224,660) with 1 open parking pad, providing a total of 1 parking spaces, having vehicular access from the 20' Lane. Note: This is a 1 ½ storey building pursuant to the Zoning & Development By-law. 1. Covenant not required with existing house 2. No Strata Titling permitted 3. No A/C Unit proposed 4. Entire building to be sprinklered 13D 5. Schedule B: (Md. Shahidul Alam) P.Eng (604.653.7475) Structural 6. Schedule B: (Md. Shahidul Alam) P.Eng (604.653.7475) Geotechnical 7. HPO: Residential Builder- Bright Star Holding Incorporated NOTE: To achieve the required FSR. A floor space exclusion of 3% has been applied to this application as per section 11.24.18 of the district schedule, to accommodate improved building performance. NOTE: Information regarding the principal building on the survey and site plan is for reference only. Any discrepancy between information regarding the principal building on the survey and/or site plan and approved permit drawings for the principal building are neither approved nor authorized under this laneway house permit. *EXISTING HOUSE* Note: Bldg 1 (principal bldg) addressed 6713 KILLARNEY ST retained on site. ***This permit is issued under the VBBL 2019, with updated energy requirements as per bylaw # 12997 effective Jan 01, 2022.***. | Tvisha Technologies Ltd
SP-2022-01666 | 2022-10-12 | 2870 E 51ST AVENUE, Vancouver, BC | Sprinkler Permit | Residential | New | Completed | Residential - LWH - To install piping and fixtures for a new laneway house. >DB: To construct a 2 storey laneway house building with 1 open parking pad, providing a total of 1 parking spaces, having vehicular access from the 20' Lane. Note: This is a 1 ½ storey building pursuant to the Zoning & Development By-law. 1. Covenant not required with existing house 2. No Strata Titling permitted 3. No A/C Unit proposed 4. Entire building to be sprinklered 13D | Skyway Plumbing & gas Ltd
EP-2022-09526 | 2022-11-09 | 310 E 43RD AVENUE, Vancouver, BC V5W 1T3 | Electrical Permit | Residential | New | Expired | Temporary Power - Residential - To provide temporary power. | Roop Electric Co Ltd
EP-2022-08936 | 2022-10-31 | 1535 E 58TH AVENUE #3, Vancouver, BC | Electrical Permit | Residential | New | Completed | Installation / Repair - Residential - House wiring of new laneway being built >BP: To construct a 2 storey laneway house building ($208,395.00) with an open parking pad, providing 1 parking space, having vehicular access from the lane. Note: This is a 1 ½ storey building pursuant to the Zoning & Development By-law Note: Bldg 1 (principal bldg) addressed 1535 E 58th Ave retained on site. 1. No A/C unit proposed 2. Schedule B: Md. Shahidul Alam P Eng (604) 653-7475 Structural & Geotechnical 3. HPO: Residential Builder- Mezetta Homes Ltd #41347 4. Entire Building to have NFPA 13-D | Coast Electric Ltd.
EP-2022-08933 | 2022-11-10 | 1535 E 58TH AVENUE #3, Vancouver, BC | Electrical Permit | Residential | Tenant Improvement | Expired | Temporary Power - Residential - To provide temporary power. | Coast Electric Ltd.
MP-2022-00648 | 2022-12-05 | 1535 E 58TH AVENUE #3, Vancouver, BC | Mechanical Permit | NULL | NULL | Completed | NULL | AKAL Plumbing & Heating Ltd
EP-2023-00026 | 2023-01-04 | 1535 E 58TH AVENUE #3, Vancouver, BC | Electrical Permit | Residential | New | Completed | Installation / Repair - Residential - Extra Low Voltage Pre wire & Finishing for TV, Tel , Data & Security Alarm System >BP: To construct a 2 story laneway house building with an open parking pad, providing 1 parking space, having vehicular access from the lane. Note: This is a 1 ½ storey building pursuant to the Zoning & Development By-law Note: Bldg 1 (principal bldg) addressed 1535 E 58th Ave retained on site. 1. No A/C unit proposed 2. Schedule B: Md. Shahidul Alam P Eng (604) 653-7475 Structural & Geotechnical 3. HPO: Residential Builder- Mezetta Homes Ltd #41347 4. Entire Building to have NFPA 13-D | Secure Worx AV & Automation Inc
GP-2023-00015 | 2023-01-04 | 1535 E 58TH AVENUE #3, Vancouver, BC | Gas Permit | Residential | New | Completed | Residential - This is a new laneway house with 2 fixtures >BP: To construct a 2 story laneway house building with an open parking pad, providing 1 parking space, having vehicular access from the lane. Note: This is a 1 ½ storey building pursuant to the Zoning & Development By-law Note: Bldg 1 (principal bldg) addressed 1535 E 58th Ave retained on site. 1. No A/C unit proposed 2. Schedule B: Md. Shahidul Alam P Eng (604) 653-7475 Structural & Geotechnical 3. HPO: Residential Builder- Mezetta Homes Ltd #41347 4. Entire Building to have NFPA 13-D | AKAL Plumbing & Heating Ltd
SP-2023-00103 | 2023-01-19 | 1535 E 58TH AVENUE #3, Vancouver, BC | Sprinkler Permit | Residential | New | Completed | Residential - LWH - #3 - Install sprinklers in LWH >DB: To construct a 2 storey laneway house building with an open parking pad, providing 1 parking space, having vehicular access from the lane. Note: This is a 1 ½ storey building pursuant to the Zoning & Development By-law Note: Bldg 1 (principal bldg) addressed 1535 E 58th Ave retained on site. 1. No A/C unit proposed 4. Entire Building to have NFPA 13-D | Gold Key Fire Protection Ltd
PP-2022-03294 | 2022-09-21 | 1535 E 58TH AVENUE #3, Vancouver, BC | Plumbing Permit | Residential | New | Completed | Residential - Plumbing for: >BP: To construct a 2 storey laneway house building ($208,395.00) with an open parking pad, providing 1 parking space, having vehicular access from the lane. | AKAL Plumbing & Heating Ltd
PP-2022-03427 | 2022-09-28 | 1535 E 58TH AVENUE #3, Vancouver, BC | Plumbing Permit | Residential | New | Completed | Residential - Sump | AKAL DEMOLITION & EXCAVATING LTD
EP-2023-03034 | 2023-05-11 | 3649 TURNER STREET #3, Vancouver, BC | Electrical Permit | Residential | New | Completed | Installation / Repair - Residential - Electrical wiring of new laneway being built >BP: To construct a 2 storey laneway house building ($204,720.00) with an open parking pad, providing 1 parking space, having vehicular access from the lane. Note: This is a 1 ½ storey building pursuant to the Zoning & Development By-law Note: Bldg 1 (principal bldg) addressed # 1 - 3649 Turner Street retained on site. 1. No A/C unit proposed 2. Schedule B: Md Shahidul Alam 604-653-7475S tructural & Geotechnical 3. HPO: Residential Builder - Mezetta Home Ltd # 41347 4. Entire Building to have NFPA 13-D ****ALL PROJECT COORDINATOR NOTES HAS BEEN ACCEPTED BY THE APPLICANT**** ***This permit is issued under the VBBL 2019, with updated energy requirements as per bylaw # 12997 effective Jan 01, 2022. | Coast Electric Ltd.
PP-2023-01030 | 2023-03-24 | 3649 TURNER STREET #3, Vancouver, BC | Plumbing Permit | Residential | New | Completed | Residential - One sump out of the Lanway >BP: To construct a 2 storey laneway house building with an open parking pad, providing 1 parking space, having vehicular access from the lane. | Jewel Mini Excavating Ltd
PP-2023-00933 | 2023-03-20 | 3649 TURNER STREET #3, Vancouver, BC | Plumbing Permit | Residential | New | Completed | Residential - This is new laneway house with 9 fixtures. >BP: To construct a 2 storey laneway house building ($204,720.00) with an open parking pad, providing 1 parking space, having vehicular access from the lane. Note: This is a 1 ½ storey building pursuant to the Zoning & Development By-law Note: Bldg 1 (principal bldg) addressed # 1 - 3649 Turner Street retained on site. 1. No A/C unit proposed 2. Schedule B: Md Shahidul Alam 604-653-7475S tructural & Geotechnical 3. HPO: Residential Builder - Mezetta Home Ltd # 41347 4. Entire Building to have NFPA 13-D Building 2 #3-3649 Turner St - Laneway House | AKAL Plumbing & Heating Ltd
SP-2023-01137 | 2023-06-27 | 3649 TURNER STREET #3, Vancouver, BC | Sprinkler Permit | Residential | New | Completed | Residential - NEW HOME >BP: To construct a 2 storey laneway house building ($204,720.00) with an open parking pad, providing 1 parking space, having vehicular access from the lane. Note: This is a 1 ½ storey building pursuant to the Zoning & Development By-law Note: Bldg 1 (principal bldg) addressed # 1 - 3649 Turner Street retained on site. 1. No A/C unit proposed 2. Schedule B: Md Shahidul Alam 604-653-7475S tructural & Geotechnical 3. HPO: Residential Builder - Mezetta Home Ltd # 41347 4. Entire Building to have NFPA 13-D | SBMS Construction Ltd
EP-2023-05104 | 2023-06-08 | 3649 TURNER STREET #3, Vancouver, BC | Electrical Permit | Residential | New | Completed | Installation / Repair - Residential - Extra Low Voltage Pre wire & Finishing for TV, Tel, Data and Security Alarm System. >BP: To construct a 2 storey laneway house building ($204,720.00) with an open parking pad, providing 1 parking space, having vehicular access from the lane. Note: This is a 1 ½ storey building pursuant to the Zoning & Development By-law Note: Bldg 1 (principal bldg) addressed # 1 - 3649 Turner Street retained on site. 1. No A/C unit proposed 2. Schedule B: Md Shahidul Alam 604-653-7475S tructural & Geotechnical 3. HPO: Residential Builder - Mezetta Home Ltd # 41347 4. Entire Building to have NFPA 13-D ****ALL PROJECT COORDINATOR NOTES HAS BEEN ACCEPTED BY THE APPLICANT**** ***This permit is issued under the VBBL 2019, with updated energy requirements as per bylaw # 12997 effective Jan 01, 2022.*** | Secure Worx AV & Automation Inc
PP-2023-02135 | 2023-06-16 | 2439 W 20TH AVENUE #3, Vancouver, BC | Plumbing Permit | Residential | New | Completed | Residential - LWH - #3 - New plumbing for Single family residential >DB: To construct a 1 storey laneway house building with 1 open parking pad, providing a total of 1 parking spaces, having vehicular access from the 20' Lane. 1. Covenant not required with existing house 2. No Strata Titling permitted 3. Entire building to be sprinklered 13D 4. A/C proposed – Exterior component located in rear yard, Interior component located in closest ***This permit is issued under the VBBL 2019, with updated energy requirements as per bylaw # 12997 effective Jan 01, 2022.*** | ASPRA PLUMBING & HEATING LTD.
EP-2023-05788 | 2023-07-11 | 2439 W 20TH AVENUE #3, Vancouver, BC | Electrical Permit | Residential | New | Completed | Installation / Repair - Residential - ¦ #3LWH: 200A ¦ Electrical provisions for new laneway home. New 200 amp duplex meter base on laneway. Underground feed to existing 125-amp panel in house and underground to new 100-amp in laneway *An approved mechanical permit is required for the installation of air conditioning or heat pump unit at the time of installation before an electrical inspection will be performed >Permit Amendment Nov 16, 2023 -"Load Calculations to attach to file" *Document(s) uploaded to "Application Documents" tab for Electrical Inspector review. Documents are at pending status at time of permit amendment approval >BP: To construct a 1 storey laneway house building ($217,987.5) with 1 open parking pad, providing a total of 1 parking spaces, having vehicular access from the 20' Lane. 1. Covenant not required with existing house 2. No Strata Titling permitted 3. Entire building to be sprinklered 13D 4. A/C proposed – Exterior component located in rear yard, Interior component located in closest 5. Schedule B: (Jason Hui) P.Eng (778.319.3403) Structural 6. Schedule B: (Jason Hui) P.Eng (778.319.3403) Geotechnical 7. HPO: Residential Builder- Pantheon Developments Ltd NOTE: Information regarding the principal building on the survey and site plan is for reference only. Any discrepancy between information regarding the principal building on the survey and/or site plan and approved permit drawings for the principal building are neither approved nor authorized under this laneway house permit. *EXISTING HOUSE* Note: Bldg 1 (principal bldg) addressed #1-2439 W 20th Av retained on site. ***This permit is issued under the VBBL 2019, with updated energy requirements as per bylaw # 12997 effective Jan 01, 2022.*** | Wespac Electrical Contractor Ltd
MP-2023-01286 | 2023-07-13 | 2439 W 20TH AVENUE #3, Vancouver, BC | Mechanical Permit | NULL | NULL | Completed | NULL | Centigrade Mechanical Ltd
PP-2023-01274 | 2023-04-13 | 2439 W 20TH AVENUE #3, Vancouver, BC | Plumbing Permit | Residential | New | Issued | Residential - Installing rainwater leaders new sump Tying in to existing sewer and storm connections >BP: To construct a 1 storey laneway house building with 1 open parking pad, providing a total of 1 parking spaces, having vehicular access from the 20' Lane. | BAJ MINI-EXCAVATING
SP-2023-01678 | 2023-09-14 | 2439 W 20TH AVENUE #3, Vancouver, BC | Sprinkler Permit | Residential | New | Completed | Residential - LWH - #3 - To Install 9 sprinkler heads To construct a 2 storey laneway house building 1 open parking pad having vehicular access from the 20' Lane. Note: The entire building, INCLUDING THE ATTACHED GARAGE (if applicable), to be sprinklered to NFPA 13D Note: This is a 1 ½ storey building pursuant to the Zoning & Development By-law. 1. Covenant registered at the Land Title Office under CB217306 2. No Strata Titling permitted 3. Heat Pump proposed **THIS PERMIT HAS BEEN ISSUED UNDER THE REQUIREMENTS OF VBBL #12511 (2019) ** | General Sprinkler Systems Ltd
GP-2023-02627 | 2023-09-08 | 2439 W 20TH AVENUE #3, Vancouver, BC | Gas Permit | Residential | New | Completed | Residential - 1 Range and 1 BBQ >BP: To construct a 1 storey laneway house building ($217,987.5) with 1 open parking pad, providing a total of 1 parking spaces, having vehicular access from the 20' Lane. 1. Covenant not required with existing house 2. No Strata Titling permitted 3. Entire building to be sprinklered 13D 4. A/C proposed – Exterior component located in rear yard, Interior component located in closest 5. Schedule B: (Jason Hui) P.Eng (778.319.3403) Structural 6. Schedule B: (Jason Hui) P.Eng (778.319.3403) Geotechnical 7. HPO: Residential Builder- Pantheon Developments Ltd | ASPRA PLUMBING & HEATING LTD.
SP-2022-01497 | 2022-09-15 | 3218 E 21ST AVENUE #3, Vancouver, BC V5M 2X2 | Sprinkler Permit | Residential | New | Completed | Residential - Install sprinklers in LWH >BP: To construct a 2 storey laneway house building ($144,385) with 1 open parking pad, providing a total of 1 parking spaces, having vehicular access from the 20' Lane. Note: This is a 1 ½ storey building pursuant to the Zoning & Development By-law. 1. Covenant not required with existing house 2. No Strata Titling permitted 3. No A/C Unit proposed 4. Entire building to be sprinklered 13D 5. Schedule B: (Jason Hui) P.Eng (778.319.3403) Structural 6. Schedule B: (Jason Hui) P.Eng (778.319.3403) Geotechnical 7. HPO: Residential Builder- E-Loyal Construction Ltd. *EXISTING HOUSE* Note: Bldg 1 (principal bldg) addressed #1-3218 E 21st Av retained on site. ***This permit is issued under the VBBL 2019, with updated energy requirements as per bylaw # 12997 effective Jan 01, 2022.*** | Gold Key Fire Protection Ltd
EP-2022-07248 | 2022-08-29 | 3218 E 21ST AVENUE #3, Vancouver, BC V5M 2X2 | Electrical Permit | Residential | New | Completed | Installation / Repair - Residential - Alarm,CCTV,Tel/TV/Data,intercom,etc >BP: To construct a 2 storey laneway house building ($144,385) with 1 open parking pad, providing a total of 1 parking spaces, having vehicular access from the 20' Lane. Note: This is a 1 ½ storey building pursuant to the Zoning & Development By-law. 1. Covenant not required with existing house 2. No Strata Titling permitted 3. No A/C Unit proposed 4. Entire building to be sprinklered 13D 5. Schedule B: (Jason Hui) P.Eng (778.319.3403) Structural 6. Schedule B: (Jason Hui) P.Eng (778.319.3403) Geotechnical 7. HPO: Residential Builder- E-Loyal Construction Ltd. NOTE: To achieve the required FSR. A floor space exclusion of 3% has been applied to this application as per section 11.24.18 of the district schedule, to accommodate improved building performance. Address Information: Principle Dwelling: #1-3218 E 21st Av Secondary Suite: #2-3218 E 21st Av Laneway home: #3-3218 E 21st Av The address number is to be posted to the principal dwelling building and is to be visible from the street. The suite numbers are to be posted at the suite entries in accordance with the Building By-law. NOTE: Information regarding the principal building on the survey and site plan is for reference only. Any discrepancy between information regarding the principal building on the survey and/or site plan and approved permit drawings for the principal building are neither approved nor authorized under this laneway house permit. *EXISTING HOUSE* Note: Bldg 1 (principal bldg) addressed #1-3218 E 21st Av retained on site. ***This permit is issued under the VBBL 2019, with updated energy requirements as per bylaw # 12997 effective Jan 01, 2022.** | AIGO TECHNOLOGY INC
EP-2022-06243 | 2022-07-25 | 3218 E 21ST AVENUE #3, Vancouver, BC V5M 2X2 | Electrical Permit | Residential | New | Completed | Installation / Repair - Residential - LWH - #3 - Install electrical service, panel box, light fixtures ,bathroom fan, smoke detector, receptacles and switches, wiring branch/appliance circuits. To construct a 2 storey laneway house building with 1 open parking pad, providing a total of 1 parking spaces, having vehicular access from the 20' Lane. Note: This is a 1 ½ storey building pursuant to the Zoning & Development By-law. 1. Covenant not required with existing house 2. No Strata Titling permitted 3. No A/C Unit proposed AMEND: AUG 23/2022 Upload of Revised Electrical Load Calculation, main breaker size change from 125A to 100A AMEND: AUG 25/2022 PER DEI: Laneway house service is 200A,requested by inspector to amend the permit showing 200 A service. AMEND: AUG 26/2022 REVISED ELECTRICAL LOAD CALCULATIONS UPLOADED | Myarc Electrical Inc
PP-2022-02511 | 2022-07-18 | 3218 E 21ST AVENUE #3, Vancouver, BC V5M 2X2 | Plumbing Permit | Residential | New | Completed | Residential - Storm and sanitary connections for new Laneway home | Canstar Excavating & Landscaping Ltd
PP-2022-02673 | 2022-08-02 | 3218 E 21ST AVENUE #3, Vancouver, BC V5M 2X2 | Plumbing Permit | Residential | New | Completed | Residential - New Plumbing fixtures for: >BP: To construct a 2 storey laneway house building ($144,385) with 1 open parking pad, providing a total of 1 parking spaces, having vehicular access from the 20' Lane. Note: This is a 1 ½ storey building pursuant to the Zoning & Development By-law. 1. Covenant not required with existing house 2. No Strata Titling permitted 3. No A/C Unit proposed 4. Entire building to be sprinklered 13D 5. Schedule B: (Jason Hui) P.Eng (778.319.3403) Structural 6. Schedule B: (Jason Hui) P.Eng (778.319.3403) Geotechnical 7. HPO: Residential Builder- E-Loyal Construction Ltd. | KSS Mechanical Ltd
PP-2023-01417 | 2023-04-24 | 6377 MCKINNON STREET #3, Vancouver, BC | Plumbing Permit | Residential | New | Issued | Residential - New plumbing in laneway house. >BP: To construct a 2 storey laneway house building with an open parking pad, providing 1 parking space, having vehicular access from the lane. Note: This is a 1 storey building pursuant to the Zoning & Development By-law. 1. Covenant registered at the Land Title Office under CA9640534 2. No Strata Titling permitted 3. A/C unit proposed at the rear 4. Schedule B: O. Wegner, P.Eng (604-579-0110) Structural 5. Schedule B: Bryan Lui (604-882-8475) Geotechnical 6. BC Housing Residential Builder - Roadhouse Homes Ltd. | John R Saunders
EP-2023-03325 | 2023-05-24 | 6377 MCKINNON STREET #3, Vancouver, BC | Electrical Permit | Residential | New | Issued | Installation / Repair - Residential - New build of laneway house 2 separate 2 x 200A services Complete new wiring of laneway EV fed from Single Family *An approved mechanical permit is required for the installation of air conditioning or heat pump unit at the time of installation before an electrical inspection will be performed >BP: To construct a 2 storey laneway house building ($195,750) with an open parking pad, providing 1 parking space, having vehicular access from the lane. Note: This is a 1 storey building pursuant to the Zoning & Development By-law. 1. Covenant registered at the Land Title Office under CA9640534 2. No Strata Titling permitted 3. A/C unit proposed at the rear 4. Schedule B: O. Wegner, P.Eng (604-579-0110) Structural 5. Schedule B: Bryan Lui (604-882-8475) Geotechnical 6. BC Housing Residential Builder - Roadhouse Homes Ltd. | Custom City Electric Ltd
MP-2023-00794 | 2023-05-08 | 6377 MCKINNON STREET #3, Vancouver, BC | Mechanical Permit | NULL | NULL | Issued | NULL | Nickel Heating & Ventilation
EP-2023-08358 | 2023-09-15 | 6377 MCKINNON STREET #3, Vancouver, BC | Electrical Permit | Residential | New | Issued | Installation / Repair - Residential - Prewire for Security, CCTV, CATV and Ethernet systems. >BP: To construct a 2 storey laneway house building ($195,750) with an open parking pad, providing 1 parking space, having vehicular access from the lane. Note: This is a 1 storey building pursuant to the Zoning & Development By-law. 1. Covenant registered at the Land Title Office under CA9640534 2. No Strata Titling permitted 3. A/C unit proposed at the rear 4. Schedule B: O. Wegner, P.Eng (604-579-0110) Structural 5. Schedule B: Bryan Lui (604-882-8475) Geotechnical 6. BC Housing Residential Builder - Roadhouse Homes Ltd. ***This permit is issued under the VBBL 2019, with updated energy requirements as per bylaw # 12997 effective Jan 01, 2022.*** | Techline Security & Sound Inc
SP-2023-01771 | 2023-09-26 | 6377 MCKINNON STREET #3, Vancouver, BC | Sprinkler Permit | Residential | New | Issued | Residential - Sprinkler system for laneway >BP: To construct a 2 storey laneway house building with an open parking pad, providing 1 parking space, having vehicular access from the lane. Note: This is a 1 storey building pursuant to the Zoning & Development By-law. 1. Covenant registered at the Land Title Office under CA9640534 2. No Strata Titling permitted 3. A/C unit proposed at the rear 4. Schedule B: O. Wegner, P.Eng (604-579-0110) Structural 5. Schedule B: Bryan Lui (604-882-8475) Geotechnical 6. BC Housing Residential Builder - Roadhouse Homes Ltd | Allright Sprinklers Ltd
EP-2023-09822 | 2023-11-24 | 6377 MCKINNON STREET #3, Vancouver, BC | Electrical Permit | Residential | New | Issued | Installation / Repair - Residential - Installation of solar array on house roof. Installation value is on main house permit.Minimum value on this permit. >BP: To construct a 2 storey laneway house building ($195,750) with an open parking pad, providing 1 parking space, having vehicular access from the lane. Note: This is a 1 storey building pursuant to the Zoning & Development By-law. 1. Covenant registered at the Land Title Office under CA9640534 2. No Strata Titling permitted 3. A/C unit proposed at the rear 4. Schedule B: O. Wegner, P.Eng (604-579-0110) Structural 5. Schedule B: Bryan Lui (604-882-8475) Geotechnical 6. BC Housing Residential Builder - Roadhouse Homes Ltd. Address number assigned as per approved plans for Fire and Emergency response. The address number is to be posted and to the building and to be visible from the street in accordance with the Building By-law prior to final inspection. ***This permit is issued under the VBBL 2019, with updated energy requirements as per bylaw # 12997 effective Jan 01, 2022.*** | Terratek Energy Solutions Inc
EP-2023-05350 | 2023-06-15 | 3209 E GEORGIA STREET, Vancouver, BC V5K 2L2 | Electrical Permit | Residential | New | Completed | Installation / Repair - Residential - ALARM, CCTV, INTERCOM, TELEPHONE,CABLE, COMPUTER, CHIME ROUGH-IN AND COMPLETION. >BP: To construct a 2.5 storey two-family dwelling ($616,500) with a detached accessory building (garage) and 1 open parking at the rear providing 3 parking spaces, having vehicular access from the lane. | Repel Security Systems Ltd
SP-2023-00929 | 2023-05-26 | 3209 E GEORGIA STREET, Vancouver, BC V5K 2L2 | Sprinkler Permit | Residential | New | Completed | Residential - duplex with new sprinklers >BP: To construct a 2.5 storey two-family dwelling with a detached accessory building (garage) and 1 open parking at the rear providing 3 parking spaces, having vehicular access from the lane. Note: The entire building, INCLUDING THE ATTACHED GARAGE (if applicable), to be sprinklered to 2 x NFPA 13D 1. A/C proposed – Exterior component located in Rear, Interior component located in 1/2 storey. 2. Schedule B: (Y.K.Sharma) P.Eng (778.863.7076) Structural & Geotechnical 3. Schedule B: (T.V.Le) P.Eng (604.421.3288) Geotechnical 4. HPO: Residential Builder- SJR Construction Ltd | BC Fire Sprinklers Ltd
EP-2023-04640 | 2023-06-02 | 3209 E GEORGIA STREET, Vancouver, BC V5K 2L2 | Electrical Permit | Residential | New | Completed | Installation / Repair - Residential - Duplex unit with 200 amp main and 125 each side >BP: To construct a 2.5 storey two-family dwelling ($616,500) with a detached accessory building (garage) and 1 open parking at the rear providing 3 parking spaces, having vehicular access from the lane. Note: The entire building, INCLUDING THE ATTACHED GARAGE (if applicable), to be sprinklered to 2 x NFPA 13D 1. A/C proposed – Exterior component located in Rear, Interior component located in 1/2 storey. 2. Schedule B: (Y.K.Sharma) P.Eng (778.863.7076) Structural & Geotechnical 3. Schedule B: (T.V.Le) P.Eng (604.421.3288) Geotechnical 4. HPO: Residential Builder- SJR Construction Ltd Note: This is a 2.5 storey building pursuant to the Zoning and Development By-Law | 24/6 Electric Ltd
EP-2023-05694 | 2023-06-27 | 3209 E GEORGIA STREET, Vancouver, BC V5K 2L2 | Electrical Permit | Residential | New | Issued | Temporary Power - Residential - To provide temporary power. | 24/6 Electric Ltd
PP-2023-00363 | 2023-02-02 | 3209 E GEORGIA STREET, Vancouver, BC V5K 2L2 | Plumbing Permit | Residential | New | Completed | Residential - Sump >BP: To construct a 2.5 storey two-family dwelling ($616,500) with a detached accessory building (garage) and 1 open parking at the rear providing 3 parking spaces, having vehicular access from the lane. | East West Excavating 2022 ltd
EP-2022-05217 | 2022-06-20 | 3209 E GEORGIA STREET, Vancouver, BC V5K 2L2 | Electrical Permit | Residential | New | Expired | Temporary Power - Residential - To provide temporary power. NOTE: Work authorized by this permit is for placement of a temporary power pole only and does not authorize any site construction and/or excavation. A separate Building Permit will be required prior to commencement of any other work on this site. | 24/6 Electric Ltd
PP-2022-04396 | 2022-12-09 | 3350 E 46TH AVENUE #3, Vancouver, BC | Plumbing Permit | Residential | New | Completed | Residential - Plumbing for new lanway house To construct a 2 storey laneway house building with 1 open parking pad, providing a total of 1 parking spaces, having vehicular access from the 20' Lane. Note: This is a 1 ½ storey building pursuant to the Zoning & Development By-law. 1. Covenant not required with existing house 2. No Strata Titling permitted 3. Entire building to be sprinklered 13D 4. Heat pump unit proposed – Exterior component located in rear yard, Interior component located in upper floor 5. Schedule B: (Jason Hui) P.Eng (778.319.3403) Structural 6. Schedule B: (Jason Hui) P.Eng (778.319.3403) Geotechnical 7. HPO: Residential Builder- Lyla Construction Ltd | Rain Coast Plumbing & Heating Ltd
EP-2023-00973 | 2023-02-14 | 3350 E 46TH AVENUE #3, Vancouver, BC | Electrical Permit | Residential | New | Completed | Installation / Repair - Residential - New laneway house electrical work >BP: To construct a 2 storey laneway house building ($223,957.5) with 1 open parking pad, providing a total of 1 parking spaces, having vehicular access from the 20' Lane. *-An approved mechanical permit is required for the installation of air conditioning or heat pump before an electrical inspection will be performed Note: This is a 1 ½ storey building pursuant to the Zoning & Development By-law. 1. Covenant not required with existing house 2. No Strata Titling permitted 3. Entire building to be sprinklered 13D 4. Heat pump unit proposed – Exterior component located in rear yard, Interior component located in upper floor 5. Schedule B: (Jason Hui) P.Eng (778.319.3403) Structural 6. Schedule B: (Jason Hui) P.Eng (778.319.3403) Geotechnical 7. HPO: Residential Builder- Lyla Construction Ltd NOTE: To achieve the required FSR. A floor space exclusion of 3% has been applied to this application as per section 11.24.18 of the district schedule, to accommodate improved building performance. *EXISTING HOUSE* Note: Bldg 1 (principal bldg) addressed #1-3350 E 46th Av retained on site. ***This permit is issued under the VBBL 2019, with updated energy requirements as per bylaw # 12997 effective Jan 01, 2022.*** | Econ Energy Group Ltd
SP-2023-00445 | 2023-03-15 | 3350 E 46TH AVENUE #3, Vancouver, BC | Sprinkler Permit | Residential | New | Completed | Residential - LWH - #3 - Install sprinklers in lwh >DB: To construct a 2 storey laneway house building with 1 open parking pad, providing a total of 1 parking spaces, having vehicular access from the 20' Lane. Note: This is a 1 ½ storey building pursuant to the Zoning & Development By-law. 1. Covenant not required with existing house 2. No Strata Titling permitted 3. Entire building to be sprinklered 13D 4. Heat pump unit proposed – Exterior component located in rear yard, Interior component located in upper floor AMEND: JULY 21/ 2023 Revised drawing attached | Gold Key Fire Protection Ltd
EP-2023-02353 | 2023-03-22 | 3350 E 46TH AVENUE #3, Vancouver, BC | Electrical Permit | Residential | New | Completed | Installation / Repair - Residential - Low Voltage Rough-IN and Completion of alarm system, tel/data/cable >BP: To construct a 2 storey laneway house building ($223,957.5) with 1 open parking pad, providing a total of 1 parking spaces, having vehicular access from the 20' Lane. Note: This is a 1 ½ storey building pursuant to the Zoning & Development By-law. 1. Covenant not required with existing house 2. No Strata Titling permitted 3. Entire building to be sprinklered 13D 4. Heat pump unit proposed – Exterior component located in rear yard, Interior component located in upper floor 5. Schedule B: (Jason Hui) P.Eng (778.319.3403) Structural 6. Schedule B: (Jason Hui) P.Eng (778.319.3403) Geotechnical 7. HPO: Residential Builder- Lyla Construction Ltd | Infinitech Security & Integration Inc.
SP-2023-00058 | 2023-01-12 | 3360 CAROLINA STREET, Vancouver, BC | Sprinkler Permit | Residential | New | Completed | Residential - New sprinkler system >To construct a 2 storey laneway house building ($166,340) with an open parking pad, providing 1 parking space, having vehicular access from the lane. Note: This is a 1 ½ storey building pursuant to the Zoning & Development By-law Note: Bldg 1 (principal bldg) addressed 605 E 18th Ave retained on site. 1. No A/C unit proposed 2. Schedule B: Peter Yee P Eng (604) 255-3868) Structural 3. Schedule B: Lulian Crudu P Eng (604) 553-4984 Gentechnical 4. HPO: Residential Builder- Fixright Construction Ltd #32355 4. Entire Building to have NFPA 13-D ****ALL PROJECT COORDINATOR NOTES HAS BEEN ACCEPTED BY THE APPLICANT**** ******THIS PERMIT HAS BEEN ISSUED UNDER THE REQUIREMENTS OF VBBL #12511 (2019)****** | Haven Fire Protection Ltd
EP-2022-10665 | 2022-12-22 | 3360 CAROLINA STREET, Vancouver, BC | Electrical Permit | Residential | New | Completed | Installation / Repair - Residential - wiring of Lane way house under ground cables and Service, Main Service 200 Amps Lane way house 100 Amps Main House 125 Amps >BP: To construct a 2 story laneway house building with an open parking pad, providing 1 parking space, having vehicular access from the lane. Note: This is a 1 ½ storey building pursuant to the Zoning & Development By-law Note: Bldg 1 (principal bldg) addressed 605 E 18th Ave retained on site. 1. No A/C unit proposed 2. Schedule B: Peter Yee P Eng (604) 255-3868) Structural 3. Schedule B: Lulian Crudu P Eng (604) 553-4984 Gentechnical 4. HPO: Residential Builder- Fixright Construction Ltd #32355 4. Entire Building to have NFPA 13-D | AULAKH ELECTRICAL CORPORATION
EP-2022-08781 | 2022-10-17 | 3360 CAROLINA STREET, Vancouver, BC | Electrical Permit | Residential | New | Completed | Installation / Repair - Residential - Cable,telephone,data,and doorbell >BP: To construct a 2 storey laneway house building ($166,340) with an open parking pad, providing 1 parking space, having vehicular access from the lane. Note: This is a 1 ½ storey building pursuant to the Zoning & Development By-law Note: Bldg 1 (principal bldg) addressed 605 E 18th Ave retained on site. 1. No A/C unit proposed 2. Schedule B: Peter Yee P Eng (604) 255-3868) Structural 3. Schedule B: Lulian Crudu P Eng (604) 553-4984 Gentechnical 4. HPO: Residential Builder- Fixright Construction Ltd #32355 4. Entire Building to have NFPA 13-D | Supertech Systems Ltd
PP-2022-04086 | 2022-11-15 | 3360 CAROLINA STREET, Vancouver, BC | Plumbing Permit | Residential | New | Completed | Residential - sump | Trust Excavation & Demolition Ltd
PP-2022-02947 | 2022-08-24 | 3360 CAROLINA STREET, Vancouver, BC | Plumbing Permit | Residential | New | Completed | Residential - New plumbing for: >BP: To construct a 2 storey laneway house building ($166,340) with an open parking pad, providing 1 parking space, having vehicular access from the lane. Note: This is a 1 ½ storey building pursuant to the Zoning & Development By-law Note: Bldg 1 (principal bldg) addressed 605 E 18th Ave retained on site. 1. No A/C unit proposed 2. Schedule B: Peter Yee P Eng (604) 255-3868) Structural 3. Schedule B: Lulian Crudu P Eng (604) 553-4984 Gentechnical 4. HPO: Residential Builder- Fixright Construction Ltd #32355 4. Entire Building to have NFPA 13-D | A2P PLUMBING & HEATING LTD
PP-2023-00398 | 2023-02-06 | 1316 E 49TH AVENUE, Vancouver, BC | Plumbing Permit | Residential | New | Completed | Residential - 2FD+2SS - FRONT - 1318 E 49TH AV - #1 & #2 BACK - 1316 E 49TH AV - #1 & #2 new plumbing >DB: To construct a 2-storey two-family dwelling with 2 secondary suites located in the basement with a detached accessory building (garage) at the rear providing 2 parking spaces, having vehicular access from the lane. The entire building, INCLUDING THE ATTACHED GARAGE (if applicable), to be sprinklered to 2x NFPA 13D. 1. Covenant registered at the Land Title Office under CB324443-CB324444 2. No strata titling permitted 3. A/C unit proposed in front and rear yard 4. No bar sink proposed | Killarney Mechanical Ltd
SP-2023-00319 | 2023-02-24 | 363 W 16TH AVENUE, Vancouver, BC | Sprinkler Permit | Residential | New | Issued | Residential - New sprinkler system >BP: To construct a new two-storey infill dwelling building containing 1 dwelling unit at the rear of the site and to stratify the lot. 1. Entire building sprinklered to NFPA 13R | Haven Fire Protection Ltd
PP-2023-01343 | 2023-04-18 | 363 W 16TH AVENUE, Vancouver, BC | Plumbing Permit | Residential | New | Issued | Residential - INFILL - Plumbing >BP: To construct a new two-storey infill dwelling building containing 1 dwelling unit ($377,183) at the rear of the site and to stratify the lot. ******Reviewed under the provisions of VBBL 2019******** BRB notes: 1. Entire building sprinklered to NFPA 13R | Lally Plumbing & Heating Ltd
EP-2023-06024 | 2023-07-19 | 363 W 16TH AVENUE, Vancouver, BC | Electrical Permit | Residential | New | Issued | Installation / Repair - Residential - ¦ INFILL- 1FD/ 400A ¦ Main service = 400 Amp / 120/208 in electrical room Each unit service = 200 Amp / 120/208 *MP-2023-01212: Issued (Heating and Cooling) >BP: To construct a new two-storey infill dwelling building containing 1 dwelling unit ($377,183) at the rear of the site and to stratify the lot. ******Reviewed under the provisions of VBBL 2019******** BRB notes: 1. Entire building sprinklered to NFPA 13R 2. Refer to DP-2021-00711 for development permit 3. Refer to BP-2022-02414 for the main dwelling permit | G.S.G. Electric Ltd.
EP-2023-05908 | 2023-06-30 | 363 W 16TH AVENUE, Vancouver, BC | Electrical Permit | Residential | New | Issued | Installation / Repair - Residential - Data cabling & security alarm completion. >BP: To construct a new two-storey infill dwelling building containing 1 dwelling unit ($377,183) at the rear of the site and to stratify the lot. ******Reviewed under the provisions of VBBL 2019******** BRB notes: 1. Entire building sprinklered to NFPA 13R 2. Refer to DP-2021-00711 for development permit 3. Refer to BP-2022-02414 for the main dwelling permit | Xon Automation Ltd
MP-2023-01212 | 2023-07-01 | 363 W 16TH AVENUE, Vancouver, BC | Mechanical Permit | NULL | NULL | Completed | NULL | FAST ROUTE PLUMBING & REFRIGERATION MECHANICAL LTD
GP-2023-02145 | 2023-07-19 | 363 W 16TH AVENUE, Vancouver, BC | Gas Permit | Residential | New | Issued | Residential - 1 Range, 1 BBQ & 1 Fireplace fireplace piping only >BP: To construct a new two-storey infill dwelling building containing 1 dwelling unit | Lally Plumbing & Heating Ltd
MP-2023-00818 | 2023-05-10 | 363 W 16TH AVENUE, Vancouver, BC | Mechanical Permit | NULL | NULL | Issued | NULL | Lally Plumbing & Heating Ltd
GP-2023-01564 | NULL | 2763 E 24TH AVENUE, Vancouver, BC | Gas Permit | Residential | New | Withdrawn | Residential - 2 BBQ & 1 Range | KSS Mechanical Ltd
MP-2023-00234 | 2023-02-21 | 2763 E 24TH AVENUE, Vancouver, BC | Mechanical Permit | NULL | NULL | Completed | NULL | KSS Mechanical Ltd
EP-2023-00849 | 2023-02-03 | 4057 BOUNDARY ROAD #3, Vancouver, BC V5R 2M4 | Electrical Permit | Residential | New | Completed | Installation / Repair - Residential - LANEWAY HOUSE *EP-2023-00849/ LWH: NEW 200A SERVICE *EP-2023-00850/ 1FD: 100A RE-CONNECT >Permit Amendment Oct 05, 2023 -"up load load cal" *Document(s) uploaded to "Application Documents" tab for Electrical Inspector review. Documents are at pending status at time of permit amendment approval >BP: To construct a 2 storey laneway house building ($199,492.5) with 1 open parking pad, providing a total of 1 parking spaces, having vehicular access from the 20' Lane. Note: This is a 1 ½ storey building pursuant to the Zoning & Development By-law. 1. Covenant not required with existing house 2. No Strata Titling permitted 3. No A/C Unit proposed 4. Entire building to be sprinklered 13D 5. Schedule B: (Antony Wang) P.Eng (604.618.6236) Structural 6. Schedule B: (Antony Wang) P.Eng (604.618.6236) Geotechnical 7. HPO: Residential Builder- Koko Construction Ltd. NOTE: To achieve the required FSR. A floor space exclusion of 3% has been applied to this application as per section 11.24.18 of the district schedule, to accommodate improved building performance. NOTE: Information regarding the principal building on the survey and site plan is for reference only. Any discrepancy between information regarding the principal building on the survey and/or site plan and approved permit drawings for the principal building are neither approved nor authorized under this laneway house permit. *EXISTING HOUSE* Note: Bldg 1 (principal bldg) addressed #1-4057 Boundary Rd retained on site. ***This permit is issued under the VBBL 2019, with updated energy requirements as per bylaw # 12997 effective Jan 01, 2022.***. | Simon Electric Ltd
SP-2023-00703 | 2023-04-21 | 4057 BOUNDARY ROAD #3, Vancouver, BC V5R 2M4 | Sprinkler Permit | Residential | New | Completed | Residential - New sprinkler system for laneway >BP: To construct a 2 storey laneway house building with 1 open parking pad, providing a total of 1 parking spaces, having vehicular access from the 20' Lane. Note: This is a 1 ½ storey building pursuant to the Zoning & Development By-law. 1. Covenant not required with existing house 2. No Strata Titling permitted 3. No A/C Unit proposed 4. Entire building to be sprinklered 13D 5. Schedule B: (Antony Wang) P.Eng (604.618.6236) Structural 6. Schedule B: (Antony Wang) P.Eng (604.618.6236) Geotechnical 7. HPO: Residential Builder- Koko Construction Ltd. | Allright Sprinklers Ltd
EP-2023-02700 | 2023-03-29 | 4057 BOUNDARY ROAD #3, Vancouver, BC V5R 2M4 | Electrical Permit | Residential | New | Completed | Installation / Repair - Residential - Low Voltage Rough-In and Completion of Alarm System, Tel/Data/Cable >BP: To construct a 2 storey laneway house building ($199,492.5) with 1 open parking pad, providing a total of 1 parking spaces, having vehicular access from the 20' Lane. Note: This is a 1 ½ storey building pursuant to the Zoning & Development By-law. 1. Covenant not required with existing house 2. No Strata Titling permitted 3. No A/C Unit proposed 4. Entire building to be sprinklered 13D 5. Schedule B: (Antony Wang) P.Eng (604.618.6236) Structural 6. Schedule B: (Antony Wang) P.Eng (604.618.6236) Geotechnical 7. HPO: Residential Builder- Koko Construction Ltd. NOTE: To achieve the required FSR. A floor space exclusion of 3% has been applied to this application as per section 11.24.18 of the district schedule, to accommodate improved building performance. | Infinitech Security & Integration Inc.
NULL | NULL | 4057 BOUNDARY ROAD #3, Vancouver, BC V5R 2M4 | Mechanical Permit | NULL | NULL | Draft | NULL | Koko Construction Ltd.
PP-2022-04123 | 2022-11-16 | 4057 BOUNDARY ROAD #3, Vancouver, BC V5R 2M4 | Plumbing Permit | Residential | New | Completed | Residential - sumps | JVT EXCAVATING & DEMOLITION LTD
PP-2023-00101 | 2023-01-11 | 4057 BOUNDARY ROAD #3, Vancouver, BC V5R 2M4 | Plumbing Permit | Residential | New | Completed | Residential - Plumbing >BP: To construct a 2 story laneway house building with 1 open parking pad, providing a total of 1 parking spaces, having vehicular access from the 20' Lane. Note: This is a 1 ½ storey building pursuant to the Zoning & Development By-law. 1. Covenant not required with existing house 2. No Strata Titling permitted 3. No A/C Unit proposed 4. Entire building to be sprinklered 13D 5. Schedule B: (Antony Wang) P.Eng (604.618.6236) Structural 6. Schedule B: (Antony Wang) P.Eng (604.618.6236) Geotechnical 7. HPO: Residential Builder- Koko Construction Ltd. | HPL Plumbing & Heating Ltd
EP-2023-04535 | 2023-05-24 | 5559 EARLES STREET #3, Vancouver, BC V5R 3S3 | Electrical Permit | Residential | New | Issued | Installation / Repair - Residential - Pre-wiring and completion for TV, Data, Tel an cctv. >BP: To construct a 2 storey laneway house building ($214,822.5) with 1 open parking pad, providing a total of 1 parking spaces, having vehicular access from the 20' Lane. Note: This is a 1 ½ storey building pursuant to the Zoning & Development By-law. 1. Covenant not required with existing house 2. No Strata Titling permitted 3. No A/C Unit proposed 4. Entire building to be sprinklered 13D 5. Schedule B: (Zhanchao Zhao) P.Eng (604.526.1305) Structural 6. Schedule B: (Zhanchao Zhao) P.Eng (604.526.1305) Geotechnical 7. HPO: Residential Builder- AR Event Solutions Inc. NOTE: To achieve the required FSR. A floor space exclusion of 3% has been applied to this application as per section 11.24.18 of the district schedule, to accommodate improved building performance. NOTE: Information regarding the principal building on the survey and site plan is for reference only. Any discrepancy between information regarding the principal building on the survey and/or site plan and approved permit drawings for the principal building are neither approved nor authorized under this laneway house permit. *EXISTING HOUSE* Note: Bldg 1 (principal bldg) addressed #1-5559 Earles St retained on site. ***This permit is issued under the VBBL 2019, with updated energy requirements as per bylaw # 12997 effective Jan 01, 2022.***. | Columbia Security Systems & Surveillance Inc
PP-2023-02253 | 2023-06-26 | 5559 EARLES STREET #3, Vancouver, BC V5R 3S3 | Plumbing Permit | Residential | New | Issued | Residential - Install one outside storm sump | PTL Contracting Ltd
EP-2023-03263 | 2023-04-20 | 5559 EARLES STREET #3, Vancouver, BC V5R 3S3 | Electrical Permit | Residential | New | Issued | Installation / Repair - Residential - Residential - Installing fixture, receptacle , and power distribution for the new lane-way house. Total incoming service : 200amp - Main house : 125 Amp -Lane way house :125 Amp >BP: To construct a 2 storey laneway house building ($214,822.5) with 1 open parking pad, providing a total of 1 parking spaces, having vehicular access from the 20' Lane. Note: This is a 1 ½ storey building pursuant to the Zoning & Development By-law. 1. Covenant not required with existing house 2. No Strata Titling permitted 3. No A/C Unit proposed 4. Entire building to be sprinklered 13D 5. Schedule B: (Zhanchao Zhao) P.Eng (604.526.1305) Structural 6. Schedule B: (Zhanchao Zhao) P.Eng (604.526.1305) Geotechnical 7. HPO: Residential Builder- AR Event Solutions Inc. | Allone Electric Ltd
PP-2023-00450 | 2023-02-09 | 5559 EARLES STREET #3, Vancouver, BC V5R 3S3 | Plumbing Permit | Residential | New | Issued | Residential - LWH - #3 - To install DWV , water pipe and all plumbing fixtures for the LWH >DB: To construct a 2 storey laneway house building with 1 open parking pad, providing a total of 1 parking spaces, having vehicular access from the 20' Lane. Note: This is a 1 ½ storey building pursuant to the Zoning & Development By-law. 1. Covenant not required with existing house 2. No Strata Titling permitted 3. No A/C Unit proposed 4. Entire building to be sprinklered 13D | Bright Star Plumbing & Heating Supply Ltd
SP-2023-00285 | 2023-02-21 | 5559 EARLES STREET #3, Vancouver, BC V5R 3S3 | Sprinkler Permit | Residential | New | Issued | Residential - To install 11 heads fire sprinkler system for the LWH >BP: To construct a 2 storey laneway house building with 1 open parking pad, providing a total of 1 parking spaces, having vehicular access from the 20' Lane. Note: This is a 1 ½ storey building pursuant to the Zoning & Development By-law. 1. Covenant not required with existing house 2. No Strata Titling permitted 3. No A/C Unit proposed 4. Entire building to be sprinklered 13D 5. Schedule B: (Zhanchao Zhao) P.Eng (604.526.1305) Structural 6. Schedule B: (Zhanchao Zhao) P.Eng (604.526.1305) Geotechnical 7. HPO: Residential Builder- AR Event Solutions Inc. | Bright Star Plumbing & Heating Supply Ltd
EP-2023-07948 | 2023-09-12 | 7480 ARBUTUS STREET, Vancouver, BC | Electrical Permit | Residential | New | Issued | Installation / Repair - Residential - ¦ 2FD + 2SS- 200A ¦ 200 amp main service 125 amp for each unit all wiring and finishing *An approved mechanical permit is required for the installation of air conditioning or heat pump unit at the time of installation before an electrical inspection will be performed >BP: To construct a 2 storey two-family dwelling with 2 secondary suites located in the Basement ($963,250.00) with a detached accessory building (garage) and 2 open parking at the rear providing a total of 4 parking spaces, having vehicular access from the lane. 1. Covenant registered at the Land Title Office under CB1800982 2. A/C proposed – Exterior component located in rear yard, Interior component located in second floor closets. 3. Bar sink not proposed. 4. Schedule B: (TONG NGO, P.Eng., 604-372-2120) Architectural Item 1.5 & Structural for Glass Guardrails only. 4. Schedule B: (ALAN PRAHALAD, P.Eng., 604-831-1431) Structural 5. Schedule B: (JASON HUI, P.Eng., 778-319-3403) Geotechnical 6. HPO: Residential Builder- (CYANIC DEVELOPMENTS INC.) | H.L. ELECTRICAL LTD
GP-2023-02690 | 2023-09-14 | 1915 E 37TH AVENUE #3, Vancouver, BC V5P 1E9 | Gas Permit | Residential | New | Issued | Residential - 1 Boiler >GP: To construct a 2 storey laneway house building ($195,000) with an open parking pad, providing 1 parking space, having vehicular access from the lane. | WDR CONTRACTING LTD
SP-2023-01683 | 2023-09-14 | 1915 E 37TH AVENUE #3, Vancouver, BC V5P 1E9 | Sprinkler Permit | Residential | New | Issued | Residential - new sprinkler >BP: To construct a 2 storey laneway house building with an open parking pad, providing 1 parking space, having vehicular access from the lane. Note: This is a 1 ½ storey building pursuant to the Zoning & Development By-law 1. Covenant registered at the Land Title Office under CB450249 2. No Strata Titling permitted 3. No A/C unit proposed 4. Schedule B: Antony Wang P.Eng (604.618.6236) Structural & Geotechnical 5. HPO: Residential Builder- Skymark Engineering Ltd | Real Tech Fire Protection Ltd
EP-2023-08056 | 2023-09-06 | 1915 E 37TH AVENUE #3, Vancouver, BC V5P 1E9 | Electrical Permit | Residential | New | Issued | Installation / Repair - Residential - To Pre-wire and install security Alarm, and TV, DATA, TEL cables. >BP: To construct a 2 storey laneway house building ($195,000) with an open parking pad, providing 1 parking space, having vehicular access from the lane. Note: This is a 1 ½ storey building pursuant to the Zoning & Development By-law 1. Covenant registered at the Land Title Office under CB450249 2. No Strata Titling permitted 3. No A/C unit proposed 4. Schedule B: Antony Wang P.Eng (604.618.6236) Structural & Geotechnical 5. HPO: Residential Builder- Skymark Engineering Ltd ******THIS PERMIT HAS BEEN ISSUED UNDER THE REQUIREMENTS OF VBBL #12511 (2019)****** | Yao Rong Xu
EP-2023-03152 | 2023-04-20 | 1915 E 37TH AVENUE #3, Vancouver, BC V5P 1E9 | Electrical Permit | Residential | New | Issued | Installation / Repair - Residential - Electrical wiring for laneway house and insulation of 200amp overhead service and with three meters. 1st meter-100amp for 1915 E37th Ave(main house) 2nd meter-60amp for #2-1915 E37th Ave(secondary suite) 3rd meter-100amp for #3-1915 E37th Ave(laneway house) >Permit Amendment Sep 14, 2023 -"Attached new load calculation for your reference and approval" *Document(s) uploaded to "Application Documents" tab for Electrical Inspector review. Documents are at pending status at time of permit amendment approval >BP: To construct a 2 storey laneway house building ($195,000) with an open parking pad, providing 1 parking space, having vehicular access from the lane. Note: This is a 1 ½ storey building pursuant to the Zoning & Development By-law 1. Covenant registered at the Land Title Office under CB450249 2. No Strata Titling permitted 3. No A/C unit proposed 4. Schedule B: Antony Wang P.Eng (604.618.6236) Structural & Geotechnical 5. HPO: Residential Builder- Skymark Engineering Ltd ******THIS PERMIT HAS BEEN ISSUED UNDER THE REQUIREMENTS OF VBBL #12511 (2019)****** | Altech Electric Ltd
MP-2023-01173 | 2023-06-26 | 1915 E 37TH AVENUE #3, Vancouver, BC V5P 1E9 | Mechanical Permit | NULL | NULL | Issued | NULL | WDR CONTRACTING LTD
PP-2023-01930 | 2023-05-30 | 1915 E 37TH AVENUE #3, Vancouver, BC V5P 1E9 | Plumbing Permit | Residential | New | Issued | Residential - LWH - #3 - plumbing >DB: To construct a 2 storey laneway house building with an open parking pad, providing 1 parking space, having vehicular access from the lane. Note: This is a 1 ½ storey building pursuant to the Zoning & Development By-law 1. Covenant registered at the Land Title Office under CB450249 2. No Strata Titling permitted 3. No A/C unit proposed | WDR CONTRACTING LTD
EP-2023-05977 | 2023-07-18 | 3635 CAMBRIDGE STREET #3, Vancouver, BC V5K 1M5 | Electrical Permit | Residential | New | Issued | Installation / Repair - Residential - All new rough wiring and finishing for laneway. 3635 No.3. Laneway house 100 Amps power.. >BP: To construct a 2 storey laneway house building ($164,250) with an attached garage and 1 open parking pad, providing a total of 1 parking spaces, having vehicular access from the 20' Lane. Note: The entire building, INCLUDING THE ATTACHED GARAGE (if applicable), to be sprinklered to NFPA 13D Note: This is a 1 ½ storey building pursuant to the Zoning & Development By-law. 1. Covenant registered at the Land Title Office under CA9882400 2. No Strata Titling permitted 3. No A/C Unit proposed 4. Schedule B: (J.J.S HUI) P.Eng (778.319.3403) Structural & Geotechnical 5. HPO: Residential Builder- Animark Holdings Ltd NOTE: To achieve the required FSR. A floor space exclusion of 3% has been applied to this application as per section 11.24.18 of the district schedule, to accommodate improved building performance. NOTE: Information regarding the principal building on the survey and site plan is for reference only. Any discrepancy between information regarding the principal building on the survey and/or site plan and approved permit drawings for the principal building are neither approved nor authorized under this laneway house permit. *NEW HOUSE* Note: See DB-2022-00625 for Bldg 1 on site (principal bldg) addressed #1-3635 Cambridge St **THIS PERMIT HAS BEEN ISSUED UNDER THE REQUIREMENTS OF VBBL #12511 (2019) ** | Boss Electric Ltd.
EP-2023-05976 | 2023-07-04 | 3635 CAMBRIDGE STREET #3, Vancouver, BC V5K 1M5 | Electrical Permit | Residential | New | Issued | Installation / Repair - Residential - Wiring and finishing of extra low voltage. >BP: To construct a 2 storey laneway house building ($164,250) with an attached garage and 1 open parking pad, providing a total of 1 parking spaces, having vehicular access from the 20' Lane. Note: The entire building, INCLUDING THE ATTACHED GARAGE (if applicable), to be sprinklered to NFPA 13D Note: This is a 1 ½ storey building pursuant to the Zoning & Development By-law. 1. Covenant registered at the Land Title Office under CA9882400 2. No Strata Titling permitted 3. No A/C Unit proposed 4. Schedule B: (J.J.S HUI) P.Eng (778.319.3403) Structural & Geotechnical 5. HPO: Residential Builder- Animark Holdings Ltd NOTE: To achieve the required FSR. A floor space exclusion of 3% has been applied to this application as per section 11.24.18 of the district schedule, to accommodate improved building performance. NOTE: Information regarding the principal building on the survey and site plan is for reference only. Any discrepancy between information regarding the principal building on the survey and/or site plan and approved permit drawings for the principal building are neither approved nor authorized under this laneway house permit. *NEW HOUSE* Note: See DB-2022-00625 for Bldg 1 on site (principal bldg) addressed #1-3635 Cambridge St **THIS PERMIT HAS BEEN ISSUED UNDER THE REQUIREMENTS OF VBBL #12511 (2019) ** | Creative Security Solutions Ltd
MP-2023-00575 | 2023-04-03 | 3635 CAMBRIDGE STREET #3, Vancouver, BC V5K 1M5 | Mechanical Permit | NULL | NULL | Issued | NULL | EXCEL MECHANICAL LTD
PP-2023-01159 | 2023-04-03 | 3635 CAMBRIDGE STREET #3, Vancouver, BC V5K 1M5 | Plumbing Permit | Residential | New | Issued | Residential - LWH - #3 - new plumbing >DB: To construct a 2 storey laneway house building with an attached garage and 1 open parking pad, providing a total of 1 parking spaces, having vehicular access from the 20' Lane. Note: The entire building, INCLUDING THE ATTACHED GARAGE (if applicable), to be sprinklered to NFPA 13D Note: This is a 1 ½ storey building pursuant to the Zoning & Development By-law. 1. Covenant registered at the Land Title Office under CA9882400 2. No Strata Titling permitted 3. No A/C Unit proposed | EXCEL MECHANICAL LTD
SP-2023-02031 | 2023-11-03 | 3635 CAMBRIDGE STREET #3, Vancouver, BC V5K 1M5 | Sprinkler Permit | Residential | New | Issued | Residential - Install sprinklers in LWH >BP: To construct a 2 storey laneway house building ($164,250) with an attached garage and 1 open parking pad, providing a total of 1 parking spaces, having vehicular access from the 20' Lane. Note: The entire building, INCLUDING THE ATTACHED GARAGE (if applicable), to be sprinklered to NFPA 13D Note: This is a 1 ½ storey building pursuant to the Zoning & Development By-law. 1. Covenant registered at the Land Title Office under CA9882400 2. No Strata Titling permitted 3. No A/C Unit proposed 4. Schedule B: (J.J.S HUI) P.Eng (778.319.3403) Structural & Geotechnical 5. HPO: Residential Builder- Animark Holdings Ltd | Gold Key Fire Protection Ltd
EP-2022-04531 | 2022-06-01 | 1136 W 27TH AVENUE #3, Vancouver, BC V6H 2B8 | Electrical Permit | Residential | New | Completed | Installation / Repair - Residential - structured wiring, security alarm, surveillance system >BP: To construct a 2 storey laneway house building ($168,472.50) with an open parking pad, providing 1 parking space, having vehicular access from the lane. Note: This is a 1 ½ storey building pursuant to the Zoning & Development By-law Note: Bldg 1 (principal bldg) addressed #1-1136 W 27th Ave. retained on site. 1. No A/C unit proposed 2. Schedule B: ANTONY WANG - 604-618-6236 Structural & Geotechnical 3. HPO: Residential Builder - Golden Luck Construction Ltd. Address number assigned as per approved plans for Fire and Emergency response. The address number is to be posted and to the building and to be visible from the street in accordance with the Building By-law prior to final inspection. ******THIS PERMIT HAS BEEN ISSUED UNDER THE REQUIREMENTS OF VBBL #12511 (2019)****** | Vancouver Audiospace Home Control Ltd
EP-2023-09006 | NULL | 1115 W 48TH AVENUE #3, Vancouver, BC V6M 2N4 | Electrical Permit | Residential | New | Applicant Revisions | Installation / Repair - Residential - ¦ #3LWH ¦ New house and laneway house installation. 2x200A Meterbases. 1x200A for main house. 1x200A for laneway house. >BP: To construct a 2 storey laneway house building ($225,000) with an attached garage and 1 open parking pad, providing a total of 3 parking spaces, having vehicular access from the lane. Note: This is a 1 storey building pursuant to the Zoning & Development By-law. 1. Covenant registered at the Land Title Office under CA9976010 2. No Strata Titling permitted 3. No A/C unit proposed 4. Schedule B: Ke Jian, MA, P.Eng (604-599-8890) Structural 5. Schedule B: Jian Zhong Jin P.Eng. (604-362-7021) Geotechnical 6. BC Housing Residential Builder - Kadium Construction Ltd. | MW. Can. Enterprise Ltd
PP-2023-03037 | 2023-08-25 | 1115 W 48TH AVENUE #3, Vancouver, BC V6M 2N4 | Plumbing Permit | Residential | New | Issued | Residential - LWH - #3 - Plumbing for 1 bathroom laneway house >DB: To construct a 2 storey laneway house building with an attached garage and 1 open parking pad, providing a total of 3 parking spaces, having vehicular access from the lane. Note: This is a 1 storey building pursuant to the Zoning & Development By-law. 1. Covenant registered at the Land Title Office under CA9976010 2. No Strata Titling permitted 3. No A/C unit proposed ******THIS PERMIT HAS BEEN ISSUED UNDER THE REQUIREMENTS OF VBBL #12511 (2019)****** | Apple Mechanical Ltd
SP-2022-01857 | 2022-12-14 | 8591 RIVER DISTRICT CROSSING, Vancouver, BC | Sprinkler Permit | Commercial | Tenant Improvement | Completed | Commercial - Sprinkler alterations and to change the major occupancy from Retail (group E) into Restaurant Class -1 (group A2) in this existing mixed use building on this site. | Active Fire & Safety Services Ltd
EP-2022-07692 | 2022-09-14 | 8591 RIVER DISTRICT CROSSING, Vancouver, BC | Electrical Permit | Commercial | Tenant Improvement | Completed | Installation / Repair - Commercial - Provide power for the restaurant equipment. Run low voltage cable for pos system. Plug and switches for the restaurant. Install lighting etc. >BP: Interior alterations: Interior alterations and to change the major occupancy from Retail (group E) into Restaurant Class -1 (group A2) in this existing mixed use building on this site. | JDM ELECTRICAL LTD
PP-2022-03384 | 2022-09-29 | 8591 RIVER DISTRICT CROSSING, Vancouver, BC | Plumbing Permit | Commercial | New | Completed | Commercial - new commerical one a new unit >BP: Interior alterations: Interior alterations and to change the major occupancy from Retail (group E) into Restaurant Class -1 (group A2) in this existing mixed use building on this site. Related to DP-2021-00971 Building Review Branch Notes: 1) Total proposed Occupant load is 71 seats + 7 staffs = 78 Persons. 2) A permanent sign indicating the above proposed occupant load shall be posted in a conspicuous location near the suite's principal entrance. 3) Separate permit will be required for any changes to the interior seating. 4) Separate permit is required for outdoor patio seating. Additional washroom will be required if total interior and exterior occupant load exceed 100 persons. 5) Sprinkler commitment letters submitted by the Tenant and the Fire Protection Engineer to provide a sprinkler trade permit application within 60 days of the building permit issuance. Mechanical Review Notes: 1. Class 1 cooking operations (Grease-Laden Vapours). 2. Commercial kitchen exhaust systems to NFPA 96 (two Type 1 hoods). Note: "This permit has been reviewed under the 2019 Vancouver Building By-law (#12511)." | J&YMechanical Ltd
EP-2022-09656 | 2023-06-09 | 658 W 41ST AVENUE, Vancouver, BC | Electrical Permit | Commercial | New | Issued | Installation / Repair - Commercial - North East Office: An 11-storey mixed use building with 2 parking levels below. We are installing distribution, fire alarm, lighting, and lighting control. Includes 2x high voltage switchboards. VISTA #6, Service: SF6 - DIST D-Vista 6 (25kV) feeds into: SF6#V6-PH1N, (DIST D-3/4-NEO, SF6#V6-NE, 'T-NE1' 25kV - 600/347 4000kVA and 'T-NE-2' 25kV - 600/347 4000kVA). BP: To construct a new 11-storey mixed use building of office and retail occupancy, transit plaza, mall entrance, entrance to existing medical offices, and a below grade transit concourse with future connection to the existing Oakridge Station. This permit also includes upgrading to the existing Terraces/ Medical building in accordance to Part 11 (work is classified as major horizontal addition). (BP fees revised to include this work) | Houle Electric Limited
PP-2022-04097 | 2023-08-21 | 658 W 41ST AVENUE, Vancouver, BC | Plumbing Permit | Commercial | New | Issued | Commercial - 1. Eleven-storey new office base building Concourse Level to L3 : CRU L4 to L10 : General Office Use Amenity Level 11 : Mechanical Room, Meeting Room Roof Level. 2. Washroom groups on concourse level and level 3 to Amenity level. 3. Janitor room on L4 and L9. 4. Pumped sanitary and storm system buried under grade, including the grease interceptor for future restaurants. 5. The domestic hot water is sourced from the district energy system via heat exchanger. 6. Non portable water and DCW will be sourced from the adjacent building. Non portable water will be used for water closets and urinals in the washroom. >>BP: To construct a new 11-storey mixed use building of office and retail occupancy, transit plaza, mall entrance, entrance to existing medical offices, and a below grade transit concourse with future connection to the existing Oakridge Station. This permit also includes upgrading to the existing Terraces/ Medical building in accordance to Part 11 (work is classified as major horizontal addition). (BP fees revised to include this work) Stage I (Excavation/shoring) under review | Division 15 Mechanical Ltd
EP-2022-10418 | 2022-12-09 | 658 W 41ST AVENUE, Vancouver, BC | Electrical Permit | Commercial | New | Completed | Interim - Commercial - slab, underground, raceways, grounding, and branch circuits. Related to Main Permit: EP-2022-09656. BP: To construct a new 11-storey mixed use building of office and retail occupancy, transit plaza, mall entrance, entrance to existing medical offices, and a below grade transit concourse with future connection to the existing Oakridge Station. This permit also includes upgrading to the existing Terraces/ Medical building in accordance to Part 11 (work is classified as major horizontal addition). (BP fees revised to include this work) Stage I (Excavation/shoring) under review | Houle Electric Limited
MP-2023-00162 | 2023-02-06 | 658 W 41ST AVENUE, Vancouver, BC | Mechanical Permit | NULL | NULL | Issued | NULL | Division 15 Mechanical Ltd
PP-2023-00409 | 2023-03-02 | 658 W 41ST AVENUE, Vancouver, BC | Plumbing Permit | Commercial | New | Issued | Commercial - >>>FOR UNDERGROUND<<< 1. Eleven-storey new office base building Concourse Level to L3 : CRU L4 to L10 : General Office Use Amenity Level 11 : Mechanical Room, Meeting Room Roof Level. 2. Washroom groups on concourse level and level 3 to Amenity level. 3. Janitor room on L4 and L9. 4. Pumped sanitary and storm system buried under grade, including the grease interceptor for future restaurants. 5. The domestic hot water is sourced from the district energy system via heat exchanger. 6. Non portable water and DCW will be sourced from the adjacent building. Non portable water will be used for water closets and urinals in the washroom. *This permit is for below grade plumbing work including concourse level. To remove all the below grade plumbing work from PP-2022-04097. >BP: To construct a new 11-storey mixed use building of office and retail occupancy, transit plaza, mall entrance, entrance to existing medical offices, and a below grade transit concourse with future connection to the existing Oakridge Station. This permit also includes upgrading to the existing Terraces/ Medical building in accordance to Part 11 (work is classified as major horizontal addition). (BP fees revised to include this work) Stage I (Excavation/shoring) issued Jan 30/ 23. Stage II (foundation to grade) in review | Division 15 Mechanical Ltd
SP-2023-01250 | 2023-09-14 | 658 W 41ST AVENUE, Vancouver, BC | Sprinkler Permit | Commercial | New | Issued | Commercial - Oakridge Phase 1 - Transit Plaza (TP) Concourse Levels. To install sprinkler and standpipes to NFPA 2023 throughout the PH1 TP Concourse portion of this mixed-use development for two (2) below grade floor levels; Level P2 and Level P1. Level P2 and P1 is a double height space. There is minor work occurring above grade for sprinklers at a higher elevation (top of exit stair). The work is an extension of the Fire Water Zone #1 infrastructure supply service designed and installed under PH1N (SP-2021-00641), brought through the NEO Concourse scope of work (sprinkler permit currently under review), and serving sprinkler and standpipe systems within the TP Concourse floor spaces. The work is also an extension of sprinkler systems within the NEO Concourse levels (sprinkler permit currently under review) Sprinkler Engineer Kevin O'Neil | Gisborne Industrial Construction Ltd
SP-2023-01249 | 2023-09-14 | 658 W 41ST AVENUE, Vancouver, BC | Sprinkler Permit | Commercial | New | Issued | Commercial - Oakridge Phase 1 - North East Office (NEO) Concourse Levels. To install sprinkler and standpipes to NFPA 2013 throughout the PH1 NEO Concourse portion of this mixed-use development for two (2) below grade floor levels; Level P2 and Level P1. Level P2 and P1 is a double height space. There is minor work occurring above grade for sprinklers at a higher elevation and the FDC location at grade level... The work is an extension of the Fire Water Zone #1 infrastructure supply service designed and installed under PH1N (SP-2021-00641), serving sprinkler and standpipe systems within the NEO Concourse floor spaces. Sprinkler Engineer Kevin O'Neil | Gisborne Industrial Construction Ltd
SP-2023-01726 | 2024-02-02 | 658 W 41ST AVENUE, Vancouver, BC | Sprinkler Permit | Commercial | New | Issued | Commercial - New sprinkler installation per NFPA 13, 14, and 20 in new North East Office Bldg at Oakridge redevelopment. Site Description: To construct a new 11-storey mixed use building of office and retail occupancy, transit plaza, mall entrance, entrance to existing medical offices, and a below grade transit concourse with future connection to the existing Oakridge Station. This permit also includes upgrading to the existing Terraces/ Medical building in accordance to Part 11 (work is classified as major horizontal addition). (BP fees revised to include this work) THIS IS A CERTIFIED PROFESSIONAL PROJECT and the CP is David Steer of Building Code Consultants Ltd. Notes: 1. Fire Suppression System Engineer of Record Scott Rattray, P.L. Eng. of Introba T: 604 687 1800 x2188 E: scott.rattray@introba.com 2. One set of approved drawings and permit to be available for viewing at the jobsite. 3. Construction Standpipe to Bulletin 2017-003-BU/FI, VBBL, NFPA 14, and VFBL. 4. Separate documents and application are required for the tenant improvement. | Gisborne Industrial Construction Ltd
EP-2023-05961 | 2023-07-04 | 3215 E 6TH AVENUE #3, Vancouver, BC V5M 1S6 | Electrical Permit | Residential | New | Issued | Installation / Repair - Residential - Low voltage rough-in and completion of security alarm, tel, data, cable. >BP: To construct a 2 storey laneway house building ($160,657.50) with an attached garage and 1 open parking pad, providing a total of 2 parking spaces, having vehicular access from the 20' Lane. Note: The entire building, INCLUDING THE ATTACHED GARAGE (if applicable), to be sprinklered to NFPA 13D Note: This is a 1 ½ storey building pursuant to the Zoning & Development By-law. 1. Covenant registered at the Land Title Office under CA9662940 2. No A/C Unit proposed 3. Schedule B: (J.J.S.Hui) P.Eng (778.319.3403) Structural & Geotechnical 4. HPO: Residential Builder- Aqua Homes developments ltd NOTE: To achieve the required FSR. A floor space exclusion of 3% has been applied to this application as per section 11.24.18 of the district schedule, to accommodate improved building performance. NOTE: Information regarding the principal building on the survey and site plan is for reference only. Any discrepancy between information regarding the principal building on the survey and/or site plan and approved permit drawings for the principal building are neither approved nor authorized under this laneway house permit. *NEW HOUSE* Note: See DB-2022-00864 for Bldg 1 on site (principal bldg) addressed (1-2) 3215 E 6th Av **THIS PERMIT HAS BEEN ISSUED UNDER THE REQUIREMENTS OF VBBL #12511 (2019) ** | Infinitech Security & Integration Inc.
EP-2023-04864 | 2023-06-09 | 3215 E 6TH AVENUE #3, Vancouver, BC V5M 1S6 | Electrical Permit | Residential | New | Issued | Installation / Repair - Residential - laneway house wiring -2 EV chargers using 1 Divee 40: 3840W- Max 20A overcurrent as per load calculation >BP: To construct a 2 storey laneway house building ($160,657.50) with an attached garage and 1 open parking pad, providing a total of 2 parking spaces, having vehicular access from the 20' Lane. Note: The entire building, INCLUDING THE ATTACHED GARAGE (if applicable), to be sprinklered to NFPA 13D Note: This is a 1 ½ storey building pursuant to the Zoning & Development By-law. 1. Covenant registered at the Land Title Office under CA9662940 2. No A/C Unit proposed 3. Schedule B: (J.J.S.Hui) P.Eng (778.319.3403) Structural & Geotechnical 4. HPO: Residential Builder- Aqua Homes developments ltd NOTE: To achieve the required FSR. A floor space exclusion of 3% has been applied to this application as per section 11.24.18 of the district schedule, to accommodate improved building performance. NOTE: Information regarding the principal building on the survey and site plan is for reference only. Any discrepancy between information regarding the principal building on the survey and/or site plan and approved permit drawings for the principal building are neither approved nor authorized under this laneway house permit. *NEW HOUSE* Note: See DB-2022-00864 for Bldg 1 on site (principal bldg) addressed (1-2) 3215 E 6th Av **THIS PERMIT HAS BEEN ISSUED UNDER THE REQUIREMENTS OF VBBL #12511 (2019) ** | L.H. ELECTRIC LTD
PP-2023-01837 | 2023-05-25 | 3215 E 6TH AVENUE #3, Vancouver, BC V5M 1S6 | Plumbing Permit | Residential | New | Issued | Residential - Plumbing laneway house >BP: To construct a 2 storey laneway house building with an attached garage and 1 open parking pad, providing a total of 2 parking spaces, having vehicular access from the 20' Lane. Note: The entire building, INCLUDING THE ATTACHED GARAGE (if applicable), to be sprinklered to NFPA 13D Note: This is a 1 ½ storey building pursuant to the Zoning & Development By-law. 1. Covenant registered at the Land Title Office under CA9662940 2. No A/C Unit proposed 3. Schedule B: (J.J.S.Hui) P.Eng (778.319.3403) Structural & Geotechnical 4. HPO: Residential Builder- Aqua Homes developments ltd | G & D Hayer Plumbing Ltd
SP-2023-00862 | 2023-05-16 | 3215 E 6TH AVENUE #3, Vancouver, BC V5M 1S6 | Sprinkler Permit | Residential | New | Issued | Residential - new home >BP: To construct a 2 storey laneway house building with an attached garage and 1 open parking pad, providing a total of 2 parking spaces, having vehicular access from the 20' Lane. Note: The entire building, INCLUDING THE ATTACHED GARAGE (if applicable), to be sprinklered to NFPA 13D Note: This is a 1 ½ storey building pursuant to the Zoning & Development By-law. 1. Covenant registered at the Land Title Office under CA9662940 2. No A/C Unit proposed 3. Schedule B: (J.J.S.Hui) P.Eng (778.319.3403) Structural & Geotechnical 4. HPO: Residential Builder- Aqua Homes developments ltd | SBMS Construction Ltd
PP-2023-01076 | 2023-03-28 | 3215 E 6TH AVENUE #3, Vancouver, BC V5M 1S6 | Plumbing Permit | Residential | New | Issued | Residential - LWH - #3 - Sumps | Apollo Excavating & Civil Works Ltd.
EP-2024-00296 | 2024-01-17 | 3489 SAWMILL CRESCENT, Vancouver, BC | Electrical Permit | Commercial | Tenant Improvement | Completed | Installation / Repair - Commercial - Complete alarm and CCTV >Permit Amendment Jan 30, 2024 -Address Details: Amended ¦ Changed address from: 8547 River District Crossing to 3489 Sawmill Crescent | SHS Alarm BC Ltd
EP-2023-00277 | 2023-01-13 | 3489 SAWMILL CRESCENT, Vancouver, BC | Electrical Permit | Commercial | Addition | Completed | Installation / Repair - Commercial - Installation of AV system for background content. >BP: Change of Major Occupancy from Retail (Group E) to Restaurant (Group A2) and demise this unit (originally 8555 River District Crossing) into two suites (3489 Sawmill Cres and 8547 River District Crossing), and provide Interior & Exterior Alterations to one of the suite, Bufala, as the first Tenant Improvement on the ground floor of this mixed-use building. Scope of work includes: - Add exterior entrance on the south elevation with building envelope vestibule. Suite address is re-assigned from 8555 River District Crossing to 3489 Sawmill Crescent. - New Class 1 cooking operation, including new equipment, exhaust hood and ecologizer. - Install six washrooms and interior finishes. *** Reviewed under the VBBL 2019*** Building Review Branch Notes: - See BP-2022-00998 for the interior alterations to the other suite. - Proposed Occupant Load is 111 persons (91 interior seats + 10 waiting + 10 staff). Maximum cannot exceed 150 persons plus staff due to restriction on washroom capacity. Kitchen Review Notes: 1. Class 1 cooking operations (Grease-Laden Vapours). 2. Commercial kitchen exhaust system to NFPA 96 (Type 1 hood). | Allstar Show Industries Inc
PP-2022-03896 | 2022-11-09 | 3489 SAWMILL CRESCENT, Vancouver, BC | Plumbing Permit | Commercial | Tenant Improvement | Completed | Commercial - Install plumbing systems for a restaurant Change of Major Occupancy from Retail (Group E) to Restaurant (Group A2) and demise this unit (originally 8555 River District Crossing) into two suites (3489 Sawmill Cres and 8547 River District Crossing), and provide Interior & Exterior Alterations to one of the suite, Bufala, as the first Tenant Improvement on the ground floor of this mixed-use building. Scope of work includes: - Add exterior entrance on the south elevation with building envelope vestibule. Suite address is re-assigned from 8555 River District Crossing to 3489 Sawmill Crescent. - New Class 1 cooking operation, including new equipment, exhaust hood and ecologizer. - Install six washrooms and interior finishes. | Meridian West Mechanical Ltd
EP-2022-09706 | 2022-11-17 | 3489 SAWMILL CRESCENT, Vancouver, BC | Electrical Permit | Commercial | Tenant Improvement | Completed | Installation / Repair - Commercial - Commercial Kitchen, branch circuits, lighting, distribution, EM lighting, Fire alarm, structured cabling, >BP: Interior and Exterior Alterations to provide first tenant improvement for the new tenant to be used as Restaurant - Class 1 (Group A2), Lucky Taco, in this newly-demised suite on the ground floor of this mixed-use building. Scope of work includes: - Add exterior entrance door - Add operable windows at food pick-up area - New Class 1 Cooking operation, including new equipment, exhaust hood and ecologizer - Install washrooms (one universal and one unisex toilet room) - Interior finishes & furniture *** Reviewed under the VBBL 2019 *** Building Review Branch Notes: - See BP-2022-01123 for change of major occupancy and demising of the unit at 8555 River District Crossing. Mechanical Review Notes: 1. Class 1 cooking operations (Grease-Laden Vapours). 2. Commercial kitchen exhaust system to NFPA 96 (Type 1 hood). AMEND: DEC 5/2022 CHANGE ADDRESS TO 3489 SAWMILL CR & CHANGE BP NUMBER TO BP-2022-01123 | Kybe Electrical Contracting Ltd
SP-2022-01416 | 2023-02-17 | 3489 SAWMILL CRESCENT, Vancouver, BC | Sprinkler Permit | Commercial | Tenant Improvement | Completed | Commercial - For sprinkler system alterations to the 2019 VBBL and NFPA 13, 2013 for the tenant improvements to provide a change of Major Occupancy from Retail (Group E) to Restaurant (Group A2) and demise this unit (originally 8555 River District Crossing) into two suites (3489 Sawmill Cres and 8547 River District Crossing), and provide Interior & Exterior Alterations to one of the suite, Bufala, as the first Tenant Improvement on the ground floor of this mixed-use building. Scope of work includes: Add exterior entrance on the south elevation with building envelope vestibule. Suite address is re-assigned from 8555 River District Crossing to 3489 Sawmill Crescent. New Class 1 cooking operation, including new equipment, exhaust hood and ecologizer. 1. This application does not include any of the following: • Warehouse storage arrangements, or mobile compact storage arrangements. • Changes to the sprinkler system supply piping (e.g. valves, mains, cross-mains, etc.). • Flexible sprinkler pipe. • Information Technology Equipment Rooms (e.g. IT Rooms, LAN Rooms, etc.). • New alternative solutions and/or modifications to existing alternative solutions. Engineer of Record: Ryan Pavey 604-605-0606 pavey@cardinalfire.ca | Active Fire & Safety Services Ltd
PP-2023-02541 | 2023-07-18 | 1558 W 66TH AVENUE #3, Vancouver, BC V6P 2R9 | Plumbing Permit | Residential | New | Issued | Residential - Plumbing for new laneway house >BP: To construct a 2 storey laneway house building with an open parking pad, providing 1 parking space, having vehicular access from the lane. Note: This is a 1 ½ storey building pursuant to the Zoning & Development By-law 1. Covenant registered at the Land Title Office under CA9980410 2. No Strata Titling permitted 3. No A/C unit proposed 4. Schedule B: Jason Hui, P.Eng (778-319-3403) Structural & Geotechnical 5. HPO: Residential Builder - Lyla Construction Ltd. 6. The entire building, INCLUDING THE ATTACHED GARAGE (if applicable), to be sprinklered to NFPA 13D. | Rain Coast Plumbing & Heating Ltd
EP-2023-09732 | 2023-11-23 | 1558 W 66TH AVENUE #3, Vancouver, BC V6P 2R9 | Electrical Permit | Residential | New | Issued | Installation / Repair - Residential - Building new laneway house >BP: To construct a 2 storey laneway house building ($173,840.00) with an open parking pad, providing 1 parking space, having vehicular access from the lane. Note: This is a 1 ½ storey building pursuant to the Zoning & Development By-law 1. Covenant registered at the Land Title Office under CA9980410 2. No Strata Titling permitted 3. No A/C unit proposed 4. Schedule B: Jason Hui, P.Eng (778-319-3403) Structural & Geotechnical 5. HPO: Residential Builder - Lyla Construction Ltd. 6. The entire building, INCLUDING THE ATTACHED GARAGE (if applicable), to be sprinklered to NFPA 13D. ******THIS PERMIT HAS BEEN ISSUED UNDER THE REQUIREMENTS OF VBBL #12511 (2019)****** | Econ Energy Group Ltd
NULL | NULL | 1558 W 66TH AVENUE #3, Vancouver, BC V6P 2R9 | Sprinkler Permit | NULL | NULL | Draft | Residential - Install sprinklers in LWH | Gold Key Fire Protection Ltd
MP-2024-00049 | 2024-01-10 | 1558 W 66TH AVENUE #3, Vancouver, BC V6P 2R9 | Mechanical Permit | NULL | NULL | Issued | NULL | Aeris Air Conditioning ltd
EP-2024-00575 | 2024-01-29 | 1558 W 66TH AVENUE #3, Vancouver, BC V6P 2R9 | Electrical Permit | Residential | New | Issued | Installation / Repair - Residential - Install Low Voltage wiring (networking), Alarm, TV, Data, Tel. Rough-In and Finishing. >BP: To construct a 2 storey laneway house building ($173,840.00) with an open parking pad, providing 1 parking space, having vehicular access from the lane. Note: This is a 1 ½ storey building pursuant to the Zoning & Development By-law 1. Covenant registered at the Land Title Office under CA9980410 2. No Strata Titling permitted 3. No A/C unit proposed 4. Schedule B: Jason Hui, P.Eng (778-319-3403) Structural & Geotechnical 5. HPO: Residential Builder - Lyla Construction Ltd. 6. The entire building, INCLUDING THE ATTACHED GARAGE (if applicable), to be sprinklered to NFPA 13D. ******THIS PERMIT HAS BEEN ISSUED UNDER THE REQUIREMENTS OF VBBL #12511 (2019)****** | Magnificent Security Inc.
MP-2023-00113 | 2023-01-27 | 402 E 59TH AVENUE, Vancouver, BC | Mechanical Permit | NULL | NULL | Completed | NULL | Skyway Plumbing & gas Ltd
EP-2022-06751 | 2022-08-13 | 489 W 2ND AVENUE, Vancouver, BC | Electrical Permit | Commercial | Tenant Improvement | Completed | Installation / Repair - Commercial - Branch Circuit Wiring, Lighting, Emergency Lighting, LV Data Locations >BP: Change of major occupancy classification and minor renovation Interior alterations only to expand the existing fitness center at 489 W 2nd Avenue to the adjacent retail unit 459 W 2nd Avenue in this existing high rise mixed use (fitness center/residential) building. Notes: 1. Occupant load is 192 person 2. Permit application was reviewed for conformance with VBBL 2019. >>>>>>>>>>>> Amend: Sept. 14th - I would like to add Fire Alarm to this permit. We are in need to delete one pullstation which was on an existing door - however the door is being deleted and covered. | Kato Electrical Inc
SP-2022-00767 | 2022-08-16 | 489 W 2ND AVENUE, Vancouver, BC | Sprinkler Permit | Commercial | Tenant Improvement | Completed | Commercial - DEMO 26 SPRINKLER HEADS Change of major occupancy classification and minor renovation. Interior alterations only to expand the existing fitness centre at 489 W 2nd avenue to the adjacent retail unit 459 W 2nd Avenue in this existing high rise mixed use building. | Priority Fire Systems Ltd
PP-2022-03601 | 2022-10-11 | 2991 W 34TH AVENUE #3, Vancouver, BC V6N 2J9 | Plumbing Permit | Residential | New | Issued | Residential - LWH - #3 - Install Two storm Sump one with Pump sump | PTL Contracting Ltd
PP-2023-01510 | 2023-04-28 | 2991 W 34TH AVENUE #3, Vancouver, BC V6N 2J9 | Plumbing Permit | Residential | New | Issued | Residential - LWH - #3 - To install DWV and Water Pipe for the LWH, and install plumbing fixtures for it. >DB: To construct a 1 storey laneway house building with 1 open parking pad, providing a total of 1 parking spaces, having vehicular access from the 20' Lane. 1. Covenant not required with existing house 2. No Strata Titling permitted 3. No A/C Unit proposed 4. Entire building to be sprinklered 13D | Bright Star Plumbing & Heating Supply Ltd
NULL | NULL | 2991 W 34TH AVENUE #3, Vancouver, BC V6N 2J9 | Electrical Permit | Residential | New | Draft | Installation / Repair - Residential - Pre-wiring and Completion for TV, Data, and CCTV | Columbia Security Systems & Surveillance Inc
EP-2023-06171 | 2023-07-24 | 2991 W 34TH AVENUE #3, Vancouver, BC V6N 2J9 | Electrical Permit | Residential | New | Issued | Installation / Repair - Residential - ¦ #3LWH/ 200A ¦ Residential - Installing fixture, receptacle , and power distribution for the new lane-way house. Total incoming service : 200amp - Main house : 100 Amp -Lane way house :125 Amp >BP: To construct a 1 storey laneway house building ($127,740) with 1 open parking pad, providing a total of 1 parking spaces, having vehicular access from the 20' Lane. 1. Covenant not required with existing house 2. No Strata Titling permitted 3. No A/C Unit proposed 4. Entire building to be sprinklered 13D 5. Schedule B: (ZHANCHAO ZHAO) P.Eng (604.526.1305) Structural 6. Schedule B: (ZHANCHAO ZHAO) P.Eng (604.526.1305) Geotechnical 7. HPO: Residential Builder- AR Event Solutions Inc NOTE: To achieve the required FSR. A floor space exclusion of 3% has been applied to this application as per section 11.24.18 of the district schedule, to accommodate improved building performance. *EXISTING HOUSE* Note: Bldg 1 (principal bldg) addressed #1-2991 W 34th Av retained on site. ***This permit is issued under the VBBL 2019, with updated energy requirements as per bylaw # 12997 effective Jan 01, 2022.***. | Allone Electric Ltd
SP-2023-00842 | 2023-05-15 | 2991 W 34TH AVENUE #3, Vancouver, BC V6N 2J9 | Sprinkler Permit | Residential | New | Issued | Residential - To install 8 heads sprinkler system for the LWH. >BP: To construct a 1 storey laneway house building with 1 open parking pad, providing a total of 1 parking spaces, having vehicular access from the 20' Lane. 1. Covenant not required with existing house 2. No Strata Titling permitted 3. No A/C Unit proposed 4. Entire building to be sprinklered 13D 5. Schedule B: (ZHANCHAO ZHAO) P.Eng (604.526.1305) Structural 6. Schedule B: (ZHANCHAO ZHAO) P.Eng (604.526.1305) Geotechnical 7. HPO: Residential Builder- AR Event Solutions Inc | Bright Star Plumbing & Heating Supply Ltd
EP-2023-07517 | 2023-08-18 | 2991 W 34TH AVENUE #3, Vancouver, BC V6N 2J9 | Electrical Permit | Residential | New | Issued | Installation / Repair - Residential - Pre-wiring and completion for CCTV, TV, Data. >BP: To construct a 1 storey laneway house building ($127,740) with 1 open parking pad, providing a total of 1 parking spaces, having vehicular access from the 20' Lane. 1. Covenant not required with existing house 2. No Strata Titling permitted 3. No A/C Unit proposed 4. Entire building to be sprinklered 13D 5. Schedule B: (ZHANCHAO ZHAO) P.Eng (604.526.1305) Structural 6. Schedule B: (ZHANCHAO ZHAO) P.Eng (604.526.1305) Geotechnical 7. HPO: Residential Builder- AR Event Solutions Inc NOTE: To achieve the required FSR. A floor space exclusion of 3% has been applied to this application as per section 11.24.18 of the district schedule, to accommodate improved building performance. ***This permit is issued under the VBBL 2019, with updated energy requirements as per bylaw # 12997 effective Jan 01, 2022.***. | Columbia Security Systems & Surveillance Inc
GP-2023-00902 | NULL | 103 E 64TH AVENUE, Vancouver, BC V5X 2M3 | Gas Permit | Residential | New | Cancelled | Residential - 1 boiler 1bbq 1 range | NULL
PP-2022-04100 | 2022-11-15 | 103 E 64TH AVENUE, Vancouver, BC V5X 2M3 | Plumbing Permit | Residential | New | Completed | Residential - All plumbing work >>BP: To construct a 2 storey + basement two-family dwelling ($665,337.50) with a detached accessory building (garage) and 1 open parking at the rear providing 2 parking spaces, having vehicular access from the lane. 1. A/C proposed – Exterior components located in front and rear yard, Interior component located in crawl space. 2. Bar sink not proposed. 3. Schedule B: (Wen Dong Zhao) P.Eng (604-999-3968) Structural 4. Schedule B: (Jian Zhong Jin) P.Eng (604-362-7021) Geotechnical 5. HPO: Residential Builder- (GB Holdings Ltd.) **THIS PERMIT HAS BEEN ISSUED UNDER THE REQUIREMENTS OF VBBL #12511 (2019) ** | Ekam Plumbing & Heating Ltd
NULL | NULL | 103 E 64TH AVENUE, Vancouver, BC V5X 2M3 | Mechanical Permit | NULL | NULL | Withdrawn | NULL | NULL
MP-2022-00756 | 2022-12-30 | 103 E 64TH AVENUE, Vancouver, BC V5X 2M3 | Mechanical Permit | NULL | NULL | Completed | NULL | Ekam Plumbing & Heating Ltd
PP-2022-02090 | 2022-06-15 | 1475 FRANCES STREET, Vancouver, BC | Plumbing Permit | Commercial | Tenant Improvement | Issued | Commercial - Adding new bathrooms, kitchen and eyewash for tenant improvements Interior and Exterior alterations: Interior and exterior alterations including an addition to the mezzanine area, to combine units 1475, 1469 and 1435 Frances St. into one unit, and to change the use from existing Auto Body Shop to Manufacturing (Printing and Publishing) with ancillary office, in this existing industrial building on this site. | 1230004 BC Ltd
NULL | NULL | 1475 FRANCES STREET, Vancouver, BC | Plumbing Permit | Commercial | Addition | Draft | Commercial - Install of Backflow device for water bottle fill station | 1230004 BC Ltd
SP-2022-00745 | 2022-05-24 | 3328 E 49TH AVENUE, Vancouver, BC V5S 3J5 | Sprinkler Permit | Residential | New | Completed | Residential - fixture ** Amend 09/23/2022** Correct address from 3358 E 49th is now 3328 E 49th To construct a 2 storey laneway house building with 1 open parking pad, providing a total of 1 parking spaces, having vehicular access from the 20' Lane. Note: This is a 1 ½ storey building pursuant to the Zoning & Development By-law. 1. Covenant not required with existing house 2. No Strata Titling permitted 3. No A/C Unit proposed 4. Entire building to be sprinklered 13D 5. Schedule B: (XUE LI CHEN) P.Eng (778.235.5447) Structural 6. Schedule B: (XUE LI CHEN) P.Eng (778.235.5447) Geotechnical 7. HPO: Residential Builder- Yuvraj Properties Ltd | East West Plumbing (2007) Ltd
GP-2022-01584 | 2022-05-26 | 3328 E 49TH AVENUE, Vancouver, BC V5S 3J5 | Gas Permit | Residential | New | Completed | Residential - fixture >>>Amend: Sept. 28th -first amendment processed but address was not corrected -address should be: 3328 E 49th | East West Plumbing (2007) Ltd
PP-2022-01326 | 2022-04-20 | 3328 E 49TH AVENUE, Vancouver, BC V5S 3J5 | Plumbing Permit | Residential | New | Completed | Residential - LWH - fixture To construct a 2 storey laneway house building with 1 open parking pad, providing a total of 1 parking spaces, having vehicular access from the 20' Lane. Note: This is a 1 ½ storey building pursuant to the Zoning & Development By-law. 1. Covenant not required with existing house 2. No Strata Titling permitted 3. No A/C Unit proposed AMEND: SEPT 28/2022 CHANGE TO CORRECT ADDRESS: 3328 E 49TH AV | East West Plumbing (2007) Ltd
PP-2022-04153 | 2022-11-18 | 266 E 21ST AVENUE #3, Vancouver, BC V5V 1R1 | Plumbing Permit | Residential | Renovation | Completed | Residential - converting a garage to a laneway home. 1 kitchen and 1 bathroom (CF-2020-005675) >BP: Building Permit for DP-2021-00501 on garage conversion to laneway house | Tidal Mechanical Ltd
EP-2022-09902 | 2022-12-21 | 266 E 21ST AVENUE #3, Vancouver, BC V5V 1R1 | Electrical Permit | Residential | Renovation | Completed | Installation / Repair - Residential - -200A service upgrade with double meterbase. Refeed laneway and main house panels. *Amend Jun 16, 2023: -Install wiring for sprinkler flow valve switch to be interconnected with smoke detectors and strobe -Install baseboard heater with built in thermostat in attic space REL-CF-2020-005046 LANEWAY -Install strobe fixture on laneway connected to smoke detectors -Install GFCI receptacle in bathroom | Hot Electric Inc.
SP-2023-00608 | 2023-04-11 | 266 E 21ST AVENUE #3, Vancouver, BC V5V 1R1 | Sprinkler Permit | Residential | Renovation | Completed | Residential - Retrofit home with fire sprinklers through out. >BP: Building Permit for DP-2021-00501 on garage conversion to laneway house | Rising Force Fire Sprinkler Installations and Service Inc
EP-2022-09790 | 2022-11-18 | 836 W 66TH AVENUE #3, Vancouver, BC V6P 2R6 | Electrical Permit | Residential | New | Completed | Installation / Repair - Residential - Rough-in of alarm, tv, telephone. Completion of alarm | B&E Low Voltage and Home Automation Ltd
SP-2023-00026 | 2023-01-09 | 836 W 66TH AVENUE #3, Vancouver, BC V6P 2R6 | Sprinkler Permit | Residential | New | Issued | Residential - lwh with new sprinklers >BP: To construct a 2 storey laneway house building ($141,500) with an open parking pad, providing 1 parking space, having vehicular access from the lane. Note: This is a 1 ½ storey building pursuant to the Zoning & Development By-law 1. Covenant registered at the Land Title Office under CA8470270 2. No Strata Titling permitted 3. No A/C unit proposed 4. Schedule B: Saeid Sadeghi, P.Eng (604-913-6604) Structural 5. Schedule B: Zhao Guan, P.Eng (778-868-5635) Geotechnical 6. HPO: Owner Builder - Xiaojin Tan The entire building, INCLUDING THE ATTACHED GARAGE (if applicable), to be sprinklered to NFPA 13D. ******THIS PERMIT HAS BEEN ISSUED UNDER THE REQUIREMENTS OF VBBL #12511 (2019)****** | BC Fire Sprinklers Ltd
GP-2022-02600 | 2022-09-02 | 836 W 66TH AVENUE #3, Vancouver, BC V6P 2R6 | Gas Permit | Residential | New | Issued | Residential - installation for gas appliances >BP: To construct a 2 storey laneway house building ($141,500) with an open parking pad, providing 1 parking space, having vehicular access from the lane. | KDD Plumbing & Heating Ltd
EP-2022-04703 | 2022-06-10 | 836 W 66TH AVENUE #3, Vancouver, BC V6P 2R6 | Electrical Permit | Residential | New | Completed | Installation / Repair - Residential - 200 amp main service. Main house 125 amp.basment 100 amp. Laneway house 125 amp. New wireing and finishing. >BP: To construct a 2 storey laneway house building ($141,500) with an open parking pad, providing 1 parking space, having vehicular access from the lane. Note: This is a 1 ½ storey building pursuant to the Zoning & Development By-law 1. Covenant registered at the Land Title Office under CA8470270 2. No Strata Titling permitted 3. No A/C unit proposed 4. Schedule B: Saeid Sadeghi, P.Eng (604-913-6604) Structural 5. Schedule B: Zhao Guan, P.Eng (778-868-5635) Geotechnical 6. HPO: Owner Builder - Xiaojin Tan Address has been assigned per the approved plans as the fire/emergency access to the laneway house is from the west side. This access must be provided & maintained at all times in accordance with the Building By-law. ******THIS PERMIT HAS BEEN ISSUED UNDER THE REQUIREMENTS OF VBBL #12511 (2019)****** | I & H Electrical Ltd
EP-2022-07202 | 2022-08-26 | 3092 W 32ND AVENUE #3, Vancouver, BC V6L 2C1 | Electrical Permit | Residential | New | Completed | Installation / Repair - Residential - wiring for new laneway house >BP: To construct a 2 storey laneway house building ($225,000) with an attached garage and 1 open parking pad, providing a total of 2 parking spaces, having vehicular access from the 20' Lane. Note: This is a 1 ½ storey building pursuant to the Zoning & Development By-law. 1. Covenant not required with existing house 2. No Strata Titling permitted 3. Entire building to be sprinklered 13D 4. A/C proposed – Exterior component located in rear yard, Interior component located in main floor and upper floor 5. Schedule B: (Jason Hui) P.Eng (778.319.3403) Structural 6. Schedule B: (Jason Hui) P.Eng (778.319.3403) Geotechnical 7. HPO: Residential Builder- MILKYWAY INDUSTRY LTD NOTE: To achieve the required FSR. A floor space exclusion of 3% has been applied to this application as per section 11.24.18 of the district schedule, to accommodate improved building performance. NOTE: Information regarding the principal building on the survey and site plan is for reference only. Any discrepancy between information regarding the principal building on the survey and/or site plan and approved permit drawings for the principal building are neither approved nor authorized under this laneway house permit. *EXISTING HOUSE* Note: Bldg 1 (principal bldg) addressed #1-3092 W 32 Av retained on site. **THIS PERMIT HAS BEEN ISSUED UNDER THE REQUIREMENTS OF VBBL #12511 (2019) ** Amend: Nov 10, 2022 should be 200Amps, because hydro’s service come down to Laneway house | MILKYWAY INDUSTRY LTD
PP-2022-02965 | 2022-08-25 | 3092 W 32ND AVENUE #3, Vancouver, BC V6L 2C1 | Plumbing Permit | Residential | New | Completed | Residential - SUMP | East West Excavating 2022 ltd
PP-2022-03142 | 2022-09-15 | 3092 W 32ND AVENUE #3, Vancouver, BC V6L 2C1 | Plumbing Permit | Residential | New | Completed | Residential - Plumbing for: >BP: To construct a 2 storey laneway house building ($225,000) with an attached garage and 1 open parking pad, providing a total of 2 parking spaces, having vehicular access from the 20' Lane. | Evergreen Plumbing & Heating Ltd
MP-2022-00655 | 2022-12-07 | 3092 W 32ND AVENUE #3, Vancouver, BC V6L 2C1 | Mechanical Permit | NULL | NULL | Completed | NULL | MILKYWAY INDUSTRY LTD
SP-2022-01831 | 2022-11-04 | 3092 W 32ND AVENUE #3, Vancouver, BC V6L 2C1 | Sprinkler Permit | Residential | New | Completed | Residential - new laneway house >BP: To construct a 2 storey laneway house building ($225,000) with an attached garage and 1 open parking pad, providing a total of 2 parking spaces, having vehicular access from the 20' Lane. Note: This is a 1 ½ storey building pursuant to the Zoning & Development By-law. 1. Covenant not required with existing house 2. No Strata Titling permitted 3. Entire building to be sprinklered 13D 4. A/C proposed – Exterior component located in rear yard, Interior component located in main floor and upper floor 5. Schedule B: (Jason Hui) P.Eng (778.319.3403) Structural 6. Schedule B: (Jason Hui) P.Eng (778.319.3403) Geotechnical 7. HPO: Residential Builder- MILKYWAY INDUSTRY LTD NOTE: To achieve the required FSR. A floor space exclusion of 3% has been applied to this application as per section 11.24.18 of the district schedule, to accommodate improved building performance. *EXISTING HOUSE* Note: Bldg 1 (principal bldg) addressed #1-3092 W 32 Av retained on site. **THIS PERMIT HAS BEEN ISSUED UNDER THE REQUIREMENTS OF VBBL #12511 (2019) ** | Yu Fire Protection Inc.
EP-2023-10517 | 2023-11-23 | 277 W 42ND AVENUE, Vancouver, BC V5Y 2T2 | Electrical Permit | Commercial | New | Issued | Temporary Power - Commercial - To provide temporary power. 8 temp CCTV cameras that are installed on wood post to monitor the site during construction. | Fernando Ruiz Galvez
GP-2022-03876 | 2022-12-12 | 803 E 23RD AVENUE, Vancouver, BC V5V 1Y3 | Gas Permit | Residential | Addition | Issued | Residential - New Gas Rough-in >BP: Building Permit for DP-2021-00448 The reconstruction and addition of an existing building containing one dwelling unit to convert to a 2-storey multiple conversion dwelling (MCD) containing 2 dwelling units ($926,512.56) and to stratify the lot. Schedule B, Structural, Dan Wicke, P.Eng., Struct. Eng. (604.484.2859) Schedule B, Electrical, Blake Shine, P.Eng. (604.475.6725) Schedule B, Geotechnical, Ward Phillips, P.Eng. (604.716.8881) submitted for this project. Building Review Branch Notes: 1. This permit has been reviewed under the requirements of VBBL 2019 2. Permit applied for December 21, 2021, new energy requirements n/a. 3. Entire building to be sprinklered to NFPA 13R 4. See BP-2022-00142 for Building 2 on site (2 dwelling unit Infill with 2-car attached garage) | EXCEL MECHANICAL LTD
EP-2022-10497 | NULL | 803 E 23RD AVENUE, Vancouver, BC V5V 1Y3 | Electrical Permit | Residential | Renovation | Withdrawn | Installation / Repair - Residential - Renovation and new build. New laneway house with duplex and raised existing character house turned into a duplex. 400A service to property with car charger (on house panel). | Reliable Electrical Contracting Ltd
EP-2022-10557 | 2023-01-09 | 803 E 23RD AVENUE, Vancouver, BC V5V 1Y3 | Electrical Permit | Residential | Renovation - Dwelling Unit(s) only | Issued | Installation / Repair - Residential - Renovation of character house and addition of duplex unit >Permit Amendment Aug 29, 2023 -"Revised load calculation" *Document(s) uploaded to "Application Documents" tab for Electrical Inspector review. Documents are at pending status at time of permit amendment approval. The reconstruction and addition of an existing building containing one dwelling unit to convert to a 2-storey multiple conversion dwelling (MCD) containing 2 dwelling units and to stratify the lot. | Reliable Electrical Contracting Ltd
PP-2022-04547 | 2023-01-03 | 803 E 23RD AVENUE, Vancouver, BC V5V 1Y3 | Plumbing Permit | Residential | New | Issued | Residential - install sumps- April 3/2023-AMEND two of the four sumps will have pumps, one storm sump & one sanitary sump NOTE: Engineering Assurance letter will be submitted to the Plumbing Inspector on the site. Letter shall conform to the requirements of Vancouver Bulletin 2000-008-EL/P | Ajac Construction & Excavation Inc
MP-2023-00493 | 2023-03-26 | 803 E 23RD AVENUE, Vancouver, BC V5V 1Y3 | Mechanical Permit | NULL | NULL | Issued | NULL | EXCEL MECHANICAL LTD
PP-2023-00744 | 2023-03-06 | 803 E 23RD AVENUE, Vancouver, BC V5V 1Y3 | Plumbing Permit | Residential | New | Issued | Residential - MCD - New duplex >BP: The reconstruction and addition of an existing building containing one dwelling unit to convert to a 2-storey multiple conversion dwelling (MCD) containing 2 dwelling units and to stratify the lot. 3. Entire building to be sprinklered to NFPA 13R 4. See BP-2022-00142 for Building 2 on site (2 dwelling unit Infill with 2-car attached garage) | EXCEL MECHANICAL LTD
EP-2023-05095 | 2023-06-07 | 803 E 23RD AVENUE, Vancouver, BC V5V 1Y3 | Electrical Permit | Residential | New | Issued | Temporary Power - Residential - To provide temporary power. | Reliable Electrical Contracting Ltd
SP-2022-00938 | 2022-08-30 | 803 E 23RD AVENUE, Vancouver, BC V5V 1Y3 | Sprinkler Permit | Commercial | New | Issued | Commercial - MCD - Installation of new fire sprinkler system >BP: The reconstruction and addition of an existing building containing one dwelling unit to convert to a 2-storey multiple conversion dwelling (MCD) containing 2 dwelling units and to stratify the lot. 3. Entire building to be sprinklered to NFPA 13R 4. See BP-2022-00142 for Building 2 on site (2 dwelling unit Infill with 2-car attached garage) | Fire Busters Inc
MP-2023-00819 | 2023-05-10 | 3860 PRINCE ALBERT STREET, Vancouver, BC | Mechanical Permit | NULL | NULL | Issued | NULL | EXCEL MECHANICAL LTD
PP-2023-00742 | 2023-03-06 | 3860 PRINCE ALBERT STREET, Vancouver, BC | Plumbing Permit | Residential | New | Issued | Residential - INFILL - 2FD - new Infill duplex >BP: To construct a 2-storey two-family dwelling Infill building with an attached 2 car garage and one small car surface parking space, all having vehicular access from the lane. 3. Entire building to be sprinklered to NFPA 13R 4. See BP-2021-00141 for Building 1 on site (MCD) | EXCEL MECHANICAL LTD
PP-2023-01194 | NULL | 3860 PRINCE ALBERT STREET, Vancouver, BC | Plumbing Permit | Residential | New | Withdrawn | Residential - New duplex plumbing >BP: To construct a 2-storey two-family dwelling Infill building with an attached 2 car garage and one small car surface parking space, all having vehicular access from the lane. | EXCEL MECHANICAL LTD
EP-2022-10556 | 2023-01-09 | 3860 PRINCE ALBERT STREET, Vancouver, BC | Electrical Permit | Residential | New | Issued | Installation / Repair - Residential - New duplex infill house. Rough wiring and finishing >Permit Amendment Aug 29, 2023 -"Revised load calculation" *Document(s) uploaded to "Application Documents" tab for Electrical Inspector review. Documents are at pending status at time of permit amendment approval >BP: To construct a 2-storey two-family dwelling Infill building with an attached 2 car garage and one small car surface parking space, all having vehicular access from the lane. | Reliable Electrical Contracting Ltd
GP-2022-03900 | 2022-12-12 | 3860 PRINCE ALBERT STREET, Vancouver, BC | Gas Permit | Residential | New | Issued | Residential - INFILL - 2FD - Underground gas, gas rough-in >To construct a 2-storey two-family dwelling Infill building ($573,487.44) with an attached 2 car garage and one small car surface parking space, all having vehicular access from the lane. Schedule B, Structural, Dan Wicke, P.Eng., Struct. Eng. (604.484.2859) Schedule B, Electrical, Blake Shine, P.Eng. (604.475.6725) Schedule B, Geotechnical, Ward Phillips, P.Eng. (604.716.8881) submitted for this project. Building Review Branch Notes: 1. This permit has been reviewed under the requirements of VBBL 2019 2. Permit applied for December 21, 2021, new energy requirements n/a. 3. Entire building to be sprinklered to NFPA 13R 4. See BP-2021-00141 for Building 1 on site (MCD) | EXCEL MECHANICAL LTD
SP-2022-00939 | 2022-08-30 | 3870 PRINCE ALBERT STREET, Vancouver, BC | Sprinkler Permit | Commercial | New | Issued | Commercial - INFILL - 2FD -Installation of new fire sprinkler system >BP: To construct a 2-storey two-family dwelling Infill building with an attached 2 car garage and one small car surface parking space, all having vehicular access from the lane. 3. Entire building to be sprinklered to NFPA 13R 4. See BP-2021-00141 for Building 1 on site (MCD) | Fire Busters Inc
EP-2023-04156 | 2023-05-12 | 1299 RAYMUR AVENUE, Vancouver, BC | Electrical Permit | Commercial | New | Issued | Temporary Power - Commercial - To provide temporary power. NOTE: Work authorized by this permit is for placement of a temporary power pole only and does not authorize any site construction and/or excavation. A separate Building Permit will be required prior to commencement of any other work on this site. | 0777792 BC Ltd
EP-2023-07909 | 2023-08-31 | 1299 RAYMUR AVENUE, Vancouver, BC | Electrical Permit | Commercial | Renovation | Issued | Installation / Repair - Commercial - Wiring of replacement Sewage Pump Station for City of Vancouver. There will be new grounding to main service as it will be relocated. >BP: Replacing the existing pump station by constructing a new pump station which includes electrical room and valve room in this Park. Note: Application is reviewed under VBBL 2019 | McGladdery Electrical Services Ltd
PP-2024-00127 | 2024-02-06 | 1299 RAYMUR AVENUE, Vancouver, BC | Plumbing Permit | Commercial | New | Issued | Commercial - DWV and water piping for new CoV sanitary pump station. **Seperate civil permit required for outside work*** | ABSOLUTE INDUSTRIAL MECHANICAL LTD
EP-2023-08016 | 2023-09-05 | 1065 E 56TH AVENUE #3, Vancouver, BC V5X 1S1 | Electrical Permit | Residential | New | Issued | Installation / Repair - Residential - Installation of tv, tel, data, security alarm, cctv. >BP: To construct a 2 storey laneway house building ($146,500.00) with 1 open parking pad, having vehicular access from the 20' Lane. Note: This is a 1 ½ storey building pursuant to the Zoning & Development By-law. 1. Covenant registered at the Land Title Office under CB205102. 2. No Strata Titling permitted 3. No A/C Unit proposed 4. Schedule B: (ALAN PRAHALAD, P.Eng., 604-831-1431.) Structural / Geotechnical 5. HPO: Residential Builder- Lombardi Developments Ltd. | Static Security Inc
SP-2023-01491 | 2023-08-16 | 1065 E 56TH AVENUE #3, Vancouver, BC V5X 1S1 | Sprinkler Permit | Residential | New | Issued | Residential - Piping and fixture installation >BP: To construct a 2 storey laneway house building with 1 open parking pad, having vehicular access from the 20' Lane. Note: This is a 1 ½ storey building pursuant to the Zoning & Development By-law. 1. Covenant registered at the Land Title Office under CB205102. 2. No Strata Titling permitted 3. No A/C Unit proposed 4. Schedule B: (ALAN PRAHALAD, P.Eng., 604-831-1431.) Structural / Geotechnical 5. HPO: Residential Builder- Lombardi Developments Ltd. | RG Plumbing Ltd
EP-2023-06948 | 2023-08-16 | 1065 E 56TH AVENUE #3, Vancouver, BC V5X 1S1 | Electrical Permit | Residential | New | Issued | Installation / Repair - Residential - ¦ #3LWH- ¦ Laneway wiring -Full wiring plus finishing and 100 amp service.. >BP: To construct a 2 storey laneway house building ($146,500.00) with 1 open parking pad, having vehicular access from the 20' Lane. Note: This is a 1 ½ storey building pursuant to the Zoning & Development By-law. 1. Covenant registered at the Land Title Office under CB205102. 2. No Strata Titling permitted 3. No A/C Unit proposed 4. Schedule B: (ALAN PRAHALAD, P.Eng., 604-831-1431.) Structural / Geotechnical 5. HPO: Residential Builder- Lombardi Developments Ltd. | ALPHA ONE ELECTRIC LTD
PP-2023-02571 | 2023-07-20 | 1065 E 56TH AVENUE #3, Vancouver, BC V5X 1S1 | Plumbing Permit | Residential | New | Completed | Residential - LWH - #3 - new plumbing >DB: To construct a 2 storey laneway house building with 1 open parking pad, having vehicular access from the 20' Lane. Note: This is a 1 ½ storey building pursuant to the Zoning & Development By-law. 1. Covenant registered at the Land Title Office under CB205102. 2. No Strata Titling permitted 3. No A/C Unit proposed **THIS PERMIT HAS BEEN ISSUED UNDER THE REQUIREMENTS OF VBBL #12511 (2019) ** | Killarney Mechanical Ltd
GP-2023-01582 | 2023-05-19 | 1493 W 52ND AVENUE, Vancouver, BC | Gas Permit | Residential | New | Issued | Residential - 2FD - EAST - 1493 W 52ND AV WEST - 1495 W 52ND AV Install 1 gas fireplace in new home construction. vent up and over through the north wall. vent and connect only. The entire building, INCLUDING THE ATTACHED GARAGE (if applicable), to be sprinklered to 2 x NFPA 13D. >DB: To construct a two-storey two-family dwelling, with a detached accessory building (garage) at the rear providing 2 parking spaces, having vehicular access from the lane. Note: This is a 2 storey building pursuant to the Zoning and Development By-Law. 1. A/C units proposed in the rear yard 2. Bar sinks proposed in the basement | The LM Fireplace Warehouse Ltd.
SP-2023-00932 | 2023-05-29 | 1493 W 52ND AVENUE, Vancouver, BC | Sprinkler Permit | Residential | New | Issued | Residential - Install sprinklers in duplex >BP: To construct a two-storey two-family dwelling, with a detached accessory building (garage) at the rear providing 2 parking spaces, having vehicular access from the lane. Note: This is a 2 storey building pursuant to the Zoning and Development By-Law. 1. A/C units proposed in the rear yard 2. Bar sinks proposed in the basement 3. Schedule B: ANTONY WANG Structural 4. Schedule B: MATT KOKAN Geotechnical 5. BC Housing Residential Builder - Victorson Construction Group Ltd. | Gold Key Fire Protection Ltd
EP-2023-02870 | 2023-04-20 | 1493 W 52ND AVENUE, Vancouver, BC | Electrical Permit | Residential | New | Issued | Installation / Repair - Residential - Rough wire and finishing of duplex >BP: To construct a two-storey two-family dwelling ($884,625), with a detached accessory building (garage) at the rear providing 2 parking spaces, having vehicular access from the lane. Note: This is a 2 storey building pursuant to the Zoning and Development By-Law. 1. A/C units proposed in the rear yard 2. Bar sinks proposed in the basement 3. Schedule B: ANTONY WANG Structural 4. Schedule B: MATT KOKAN Geotechnical 5. BC Housing Residential Builder - Victorson Construction Group Ltd. ******THIS PERMIT HAS BEEN ISSUED UNDER THE REQUIREMENTS OF VBBL #12511 (2019)****** | All In Electric Inc
GP-2023-00874 | 2023-03-13 | 1493 W 52ND AVENUE, Vancouver, BC | Gas Permit | Residential | New | Issued | Residential - 1493 w52 ave to install 1 boiler 1 range 1 bbq 1 fireplace fireplace piping only 1495 w52 ave to install 1 boiler 1 range 1 bbq 1 fireplace fireplace piping only >BP: To construct a two-storey two-family dwelling , with a detached accessory building (garage) at the rear providing 2 parking spaces, having vehicular access from the lane. | Symbolistic Heating Ltd
PP-2023-00280 | 2023-01-26 | 1493 W 52ND AVENUE, Vancouver, BC | Plumbing Permit | Residential | New | Issued | Residential - Installing new plumbing fixtures inside the duplex >To construct a two-storey two-family dwelling ($884,625), with a detached accessory building (garage) at the rear providing 2 parking spaces, having vehicular access from the lane. Note: This is a 2 storey building pursuant to the Zoning and Development By-Law. 1. A/C units proposed in the rear yard 2. Bar sinks proposed in the basement 3. Schedule B: ANTONY WANG Structural 4. Schedule B: MATT KOKAN Geotechnical 5. BC Housing Residential Builder - Victorson Construction Group Ltd. Address number assigned as per approved plans for Fire and Emergency response. The address number is to be posted and to the building and to be visible from the street in accordance with the Building By-law prior to final inspection. ******THIS PERMIT HAS BEEN ISSUED UNDER THE REQUIREMENTS OF VBBL #12511 (2019)****** | SUNSHINE PLUMBING LTD
MP-2023-00126 | 2023-01-31 | 1493 W 52ND AVENUE, Vancouver, BC | Mechanical Permit | NULL | NULL | Issued | NULL | SUNSHINE PLUMBING LTD
EP-2022-09745 | 2022-11-17 | 1493 W 52ND AVENUE, Vancouver, BC | Electrical Permit | Residential | Tenant Improvement | Expired | Temporary Power - Residential - To provide temporary power. Valid: Oct. 27, 2022 - Oct. 26, 2023 Renewal of EP-2022-00556 | Ino-Tek Electric Ltd.
EP-2022-07780 | 2022-10-03 | 1493 W 52ND AVENUE, Vancouver, BC | Electrical Permit | Residential | New | Cancelled | Installation / Repair - Residential - New wiring for: >BP: To construct a two-storey two-family dwelling ($884,625), with a detached accessory building (garage) at the rear providing 2 parking spaces, having vehicular access from the lane. Note: This is a 2 storey building pursuant to the Zoning and Development By-Law. 1. A/C units proposed in the rear yard 2. Bar sinks proposed in the basement 3. Schedule B: ANTONY WANG Structural 4. Schedule B: MATT KOKAN Geotechnical 5. BC Housing Residential Builder - Victorson Construction Group Ltd. Address number assigned as per approved plans for Fire and Emergency response. The address number is to be posted and to the building and to be visible from the street in accordance with the Building By-law prior to final inspection. ******THIS PERMIT HAS BEEN ISSUED UNDER THE REQUIREMENTS OF VBBL #12511 (2019)****** | AML Construction Ltd
PP-2022-03489 | 2022-10-03 | 1493 W 52ND AVENUE, Vancouver, BC | Plumbing Permit | Residential | New | Issued | Residential - SUMPS | G & K Excavation and Demolition Services Ltd
GP-2023-01587 | 2023-05-19 | 1495 W 52ND AVENUE, Vancouver, BC | Gas Permit | Residential | New | Issued | Residential - 2FD - EAST - 1493 W 52ND AV WEST - 1495 W 52ND AV INSTALL 1 GAS FIREPLACE, VENT UP AND OVER AND THROUGH THE NORTH WALL, VENT AND CONNECT ONLY The entire building, INCLUDING THE ATTACHED GARAGE (if applicable), to be sprinklered to 2 x NFPA 13D. >DB: To construct a two-storey two-family dwelling, with a detached accessory building (garage) at the rear providing 2 parking spaces, having vehicular access from the lane. Note: This is a 2 storey building pursuant to the Zoning and Development By-Law. 1. A/C units proposed in the rear yard 2. Bar sinks proposed in the basement | The LM Fireplace Warehouse Ltd.
GP-2023-01847 | 2023-06-19 | 1487 W 52ND AVENUE, Vancouver, BC | Gas Permit | Residential | New | Issued | Residential - 2 Fireplaces >BP: To construct a two-storey two-family dwelling Amend: June 19, 2023 - added second fireplace for the Duplex | The LM Fireplace Warehouse Ltd.
EP-2023-06418 | 2023-07-26 | 1487 W 52ND AVENUE, Vancouver, BC | Electrical Permit | Residential | New | Issued | Installation / Repair - Residential - New construction Duplex electrical and low voltage cabling through house >BP: To construct a two-storey two-family dwelling ($911,187.50), with a detached accessory building (garage) at the rear providing 2 parking spaces, having vehicular access from the lane. Note: This is a 2 storey building pursuant to the Zoning and Development By-Law. 1. A/C units proposed in the rear yard 2. Bar sinks proposed in the basement 3. Schedule B: ANTONY WANG Structural 4. Schedule B: MATT KOKAN Geotechnical 5. BC Housing Residential Builder - Victorson Construction Group Ltd. Address number assigned as per approved plans for Fire and Emergency response. The address number is to be posted and to the building and to be visible from the street in accordance with the Building By-law prior to final inspection. ******THIS PERMIT HAS BEEN ISSUED UNDER THE REQUIREMENTS OF VBBL #12511 (2019)****** | All In Electric Inc
GP-2023-02291 | 2023-08-02 | 1487 W 52ND AVENUE, Vancouver, BC | Gas Permit | Residential | New | Issued | Residential - 2 Boilers, 2 Ranges, 2 Fireplace& 2 BBQ's Fireplace venting by others >BP: To construct a two-storey two-family dwelling | Symbolistic Heating Ltd
PP-2023-00633 | 2023-02-23 | 1487 W 52ND AVENUE, Vancouver, BC | Plumbing Permit | Residential | New | Issued | Residential - installing new plumbing fixtures inside the duplex >BP: To construct a two-storey two-family dwelling , with a detached accessory building (garage) at the rear providing 2 parking spaces, having vehicular access from the lane. Note: This is a 2 storey building pursuant to the Zoning and Development By-Law. 1. A/C units proposed in the rear yard 2. Bar sinks proposed in the basement 3. Schedule B: ANTONY WANG Structural 4. Schedule B: MATT KOKAN Geotechnical 5. BC Housing Residential Builder - Victorson Construction Group Ltd. | SUNSHINE PLUMBING LTD
MP-2023-00274 | 2023-03-01 | 1487 W 52ND AVENUE, Vancouver, BC | Mechanical Permit | NULL | NULL | Issued | NULL | SUNSHINE PLUMBING LTD
PP-2022-03488 | 2022-10-03 | 1487 W 52ND AVENUE, Vancouver, BC | Plumbing Permit | Residential | New | Issued | Residential - Install drain tile sumps | G & K Excavation and Demolition Services Ltd
NULL | NULL | 1487 W 52ND AVENUE, Vancouver, BC | Electrical Permit | Residential | New | Draft | Installation / Repair - Residential - complete electrical installation for this new Duplex building | AML Construction Ltd
EP-2022-07778 | 2022-10-11 | 1487 W 52ND AVENUE, Vancouver, BC | Electrical Permit | Residential | New | Cancelled | Installation / Repair - Residential - Complete wiring for this new duplex building To construct a two-storey two-family dwelling , with a detached accessory building (garage) at the rear providing 2 parking spaces, having vehicular access from the lane. Note: This is a 2 storey building pursuant to the Zoning and Development By-Law. 1. A/C units proposed in the rear yard 2. Bar sinks proposed in the basement 3. Schedule B: ANTONY WANG Structural 4. Schedule B: MATT KOKAN Geotechnical 5. BC Housing Residential Builder - Victorson Construction Group Ltd. | AML Construction Ltd
SP-2023-01459 | 2023-08-09 | 1487 W 52ND AVENUE, Vancouver, BC | Sprinkler Permit | Residential | New | Issued | Residential - Install sprinklers in duplex -The entire building, INCLUDING THE ATTACHED GARAGE (if applicable), to be sprinklered to 2 x NFPA 13D. >BP: To construct a two-storey two-family dwelling ($911,187.50), with a detached accessory building (garage) at the rear providing 2 parking spaces, having vehicular access from the lane. Note: This is a 2 storey building pursuant to the Zoning and Development By-Law. 1. A/C units proposed in the rear yard 2. Bar sinks proposed in the basement 3. Schedule B: ANTONY WANG Structural 4. Schedule B: MATT KOKAN Geotechnical 5. BC Housing Residential Builder - Victorson Construction Group Ltd. ******THIS PERMIT HAS BEEN ISSUED UNDER THE REQUIREMENTS OF VBBL #12511 (2019)****** | Gold Key Fire Protection Ltd
GP-2023-01848 | NULL | 1489 W 52ND AVENUE, Vancouver, BC | Gas Permit | Residential | New | Cancelled | Residential - install 1 gas fireplace in new home construction, vent up and out the wall, vent and connect only | The LM Fireplace Warehouse Ltd.
GP-2023-02284 | 2023-08-02 | 1483 W 52ND AVENUE, Vancouver, BC | Gas Permit | Residential | New | Issued | Residential - 2 Fireplaces VENT UP AND OUT THE WALL FOR BOTH. VENT AND CONNECT ONLY >BP: To construct a two-storey two-family dwelling | The LM Fireplace Warehouse Ltd.
EP-2023-06417 | 2023-07-26 | 1483 W 52ND AVENUE, Vancouver, BC | Electrical Permit | Residential | New | Issued | Installation / Repair - Residential - New Construction Duplex electrical and low voltage cabling thru house >BP: To construct a two-storey two-family dwelling ($911,187.50), with a detached accessory building (garage) at the rear providing 2 parking spaces, having vehicular access from the lane. Note: This is a 2 storey building pursuant to the Zoning and Development By-Law. 1. A/C units proposed in the rear yard 2. Bar sinks proposed in the basement 3. Schedule B: ANTONY WANG Structural 4. Schedule B: MATT KOKAN Geotechnical 5. BC Housing Residential Builder - Victorson Construction Group Ltd. Address number assigned as per approved plans for Fire and Emergency response. The address number is to be posted and to the building and to be visible from the street in accordance with the Building By-law prior to final inspection. ******THIS PERMIT HAS BEEN ISSUED UNDER THE REQUIREMENTS OF VBBL #12511 (2019)****** | All In Electric Inc
MP-2023-00275 | 2023-03-01 | 1483 W 52ND AVENUE, Vancouver, BC | Mechanical Permit | NULL | NULL | Issued | NULL | SUNSHINE PLUMBING LTD
PP-2023-00634 | 2023-02-23 | 1483 W 52ND AVENUE, Vancouver, BC | Plumbing Permit | Residential | New | Issued | Residential - installing new plumbing fixtures inside the duplex >BP: To construct a two-storey two-family dwelling , with a detached accessory building (garage) at the rear providing 2 parking spaces, having vehicular access from the lane. Note: This is a 2 storey building pursuant to the Zoning and Development By-Law. 1. A/C units proposed in the rear yard 2. Bar sinks proposed in the basement 3. Schedule B: ANTONY WANG Structural 4. Schedule B: MATT KOKAN Geotechnical 5. BC Housing Residential Builder - Victorson Construction Group Ltd. | SUNSHINE PLUMBING LTD
GP-2023-01129 | 2023-04-03 | 1483 W 52ND AVENUE, Vancouver, BC | Gas Permit | Residential | New | Issued | Residential - Install 2 Boilers, 2 Ranges 2, BBQ's & 2 Fireplaces Fireplace piping only >BP: To construct a two-storey two-family dwelling | Symbolistic Heating Ltd
EP-2022-07781 | 2022-10-06 | 1483 W 52ND AVENUE, Vancouver, BC | Electrical Permit | Residential | New | Cancelled | Installation / Repair - Residential - Complete wiring to this new duplex building >BP: To construct a two-storey two-family dwelling ($911,187.50), with a detached accessory building (garage) at the rear providing 2 parking spaces, having vehicular access from the lane. Note: This is a 2 storey building pursuant to the Zoning and Development By-Law. 1. A/C units proposed in the rear yard 2. Bar sinks proposed in the basement 3. Schedule B: ANTONY WANG Structural 4. Schedule B: MATT KOKAN Geotechnical 5. BC Housing Residential Builder - Victorson Construction Group Ltd. Address number assigned as per approved plans for Fire and Emergency response. The address number is to be posted and to the building and to be visible from the street in accordance with the Building By-law prior to final inspection. ******THIS PERMIT HAS BEEN ISSUED UNDER THE REQUIREMENTS OF VBBL #12511 (2019)****** | AML Construction Ltd
PP-2022-03487 | 2022-10-03 | 1483 W 52ND AVENUE, Vancouver, BC | Plumbing Permit | Residential | New | Issued | Residential - Install drain tile sumps | G & K Excavation and Demolition Services Ltd
EP-2022-09937 | 2022-11-25 | 1483 W 52ND AVENUE, Vancouver, BC | Electrical Permit | Residential | Addition | Expired | Temporary Power - Residential - To provide temporary power. Valid 11/25/2022 until 11/24/2023 | Ino-Tek Electric Ltd.
SP-2023-01782 | 2023-09-27 | 1483 W 52ND AVENUE, Vancouver, BC | Sprinkler Permit | Residential | New | Issued | Residential - Install sprinklers in duplex >BP: To construct a two-storey two-family dwelling with a detached accessory building (garage) at the rear providing 2 parking spaces, having vehicular access from the lane. Note: This is a 2 storey building pursuant to the Zoning and Development By-Law. 1. A/C units proposed in the rear yard 2. Bar sinks proposed in the basement 3. Schedule B: ANTONY WANG Structural 4. Schedule B: MATT KOKAN Geotechnical 5. BC Housing Residential Builder - Victorson Construction Group Ltd. | Gold Key Fire Protection Ltd
EP-2023-10956 | 2023-12-06 | 1483 W 52ND AVENUE, Vancouver, BC | Electrical Permit | Commercial | Addition | Issued | Temporary Power - Commercial - To provide temporary power. Valid: Oct. 27, 2021 - Oct. 26, 2022 expired EP-2020-07776 | Ino-Tek Electric Ltd.
PP-2022-03518 | 2022-10-05 | 1427 E 27TH AVENUE, Vancouver, BC V5N 2W6 | Plumbing Permit | Residential | New | Issued | Residential - 1FD - New plumbing >BP: BUILDING 5 (Unit 3) 1427 E 27th Av Building Permit for DP-2021-00416 (One-Family Infill Building) To construct a 2-storey one-family dwelling, parking for unit provided in building 1 (BP-2021-06466) | Mann Plumbing and Heating (2019) Ltd
EP-2022-10720 | 2023-01-31 | 1427 E 27TH AVENUE, Vancouver, BC V5N 2W6 | Electrical Permit | Residential | New | Issued | Installation / Repair - Residential - Building 5 - New construction. 400AMP, 120/240V, 1PH, 3W; main consumer's service FOR UNIT 1,2 & 3 >BP: BUILDING 5 (Unit 3) 1427 E 27th Av Building Permit for DP-2021-00416 (One-Family Infill Building) To construct a 2-storey one-family dwelling ($520,000), parking for unit provided in building 1 (BP-2021-06466) Schedule B (Structural and Geotechnical) Antony Wang, P.Eng. (604.618.6236) provided for this project. See BP-2021-06466 for Building 1 on site (principal building) addressed 1417 E 27th Avenue for time entries, and documents. Building Review Branch Notes: 1. This permit has been issued reviewed the requirements of the VBBL #12511 (2019) 2. Entire building to be sprinklered to NFPA 13R | MSD Electrical Ltd.
PP-2022-03035 | 2022-08-30 | 1427 E 27TH AVENUE, Vancouver, BC V5N 2W6 | Plumbing Permit | Residential | New | Issued | Residential - BLDG 5 - Site Services >BP: BUILDING 5 (Unit 3) 1427 E 27th Av To construct a 2-storey one-family dwelling, parking for unit provided in building 1 (BP-2021-06466) | Dryland Excavating Ltd
GP-2022-02621 | 2022-09-01 | 1427 E 27TH AVENUE, Vancouver, BC V5N 2W6 | Gas Permit | Residential | New | Issued | Residential - To install a Boiler & Range & BBQ >BP: To construct a 2-storey one-family dwelling ($520,000), parking for unit provided in building 1 (BP-2021-06466) | JOT MECHANICAL LTD
SP-2022-01245 | 2022-08-17 | 1427 E 27TH AVENUE, Vancouver, BC V5N 2W6 | Sprinkler Permit | Residential | New | Issued | Residential - install new fire sprinkler system. >BP: BUILDING 5 (Unit 3) 1427 E 27th Av Building Permit for DP-2021-00416 (One-Family Infill Building) To construct a 2-storey one-family dwelling ($520,000), parking for unit provided in building 1 (BP-2021-06466) Schedule B (Structural and Geotechnical) Antony Wang, P.Eng. (604.618.6236) provided for this project. See BP-2021-06466 for Building 1 on site (principal building) addressed 1417 E 27th Avenue for time entries, and documents. Building Review Branch Notes: 1. This permit has been issued reviewed the requirements of the VBBL #12511 (2019) 2. Entire building to be sprinklered to NFPA 13R | CENTRE LINE FIRE SPRINKLERS LTD
EP-2023-03544 | 2023-04-25 | 1427 E 27TH AVENUE, Vancouver, BC V5N 2W6 | Electrical Permit | Residential | New | Issued | Installation / Repair - Residential - Tv, data, phone, security alarm rough in and finishing. >BP: BUILDING 5 (Unit 3) 1427 E 27th Av Building Permit for DP-2021-00416 (One-Family Infill Building) To construct a 2-storey one-family dwelling ($520,000), parking for unit provided in building 1 (BP-2021-06466) | Charanjit Singh
MP-2023-00151 | 2023-02-06 | 1427 E 27TH AVENUE, Vancouver, BC V5N 2W6 | Mechanical Permit | NULL | NULL | Issued | NULL | Mann Plumbing and Heating (2019) Ltd
MP-2023-00152 | 2023-02-06 | 1419 E 27TH AVENUE, Vancouver, BC V5N 2W6 | Mechanical Permit | NULL | NULL | Issued | NULL | Mann Plumbing and Heating (2019) Ltd
EP-2023-03548 | 2023-04-25 | 1419 E 27TH AVENUE, Vancouver, BC V5N 2W6 | Electrical Permit | Residential | New | Issued | Installation / Repair - Residential - Tv, data, phone, security alarm rough in and finishing. >BP: BUILDING 2 (Unit 4) 1419 E 27th Av - 1st & 2nd Storey (1FD) Building Permit for DP-2021-00416 (One-Family Infill Building and attached 1 car garage) To construct a 2-storey one-family dwelling ($520,000) with an attached one-car garage, having vehicular access from the north lane. | Charanjit Singh
SP-2022-01246 | 2022-08-17 | 1419 E 27TH AVENUE, Vancouver, BC V5N 2W6 | Sprinkler Permit | Residential | New | Issued | Residential - install new fire sprinkler system. >>>>>AMEND: Aug. 19th this permit should be associated with BP-2021-06467 and address: 1419 E 27th Ave Amend: Aug 22, 2022 The sprinkler count on the application should be 17 Main 10spr Upper 7 spr >>BUILDING 2 (Unit 4) 1419 E 27th Av - 1st & 2nd Storey (1FD) Building Permit for DP-2021-00416 (One-Family Infill Building and attached 1 car garage) To construct a 2-storey one-family dwelling ($520,000) with an attached one-car garage, having vehicular access from the north lane. Schedule B (Structural and Geotechnical) Antony Wang, P.Eng. (604.618.6236) provided for this project. See BP-2021-06466 for Building 1 on site (principal building) addressed 1417 E 27th Avenue for time entries, and documents. Building Review Branch Notes: 1. This permit has been reviewed under the requirements of the VBBL #12511 (2019) 2. Entire building to be sprinklered to NFPA 13R | CENTRE LINE FIRE SPRINKLERS LTD
GP-2022-02619 | 2022-09-01 | 1419 E 27TH AVENUE, Vancouver, BC V5N 2W6 | Gas Permit | Residential | New | Issued | Residential - To install a Boiler & Range & BBQ >BP: To construct a 2-storey one-family dwelling ($520,000) with an attached one-car garage, having vehicular access from the north lane. | JOT MECHANICAL LTD
PP-2022-03032 | 2022-08-30 | 1419 E 27TH AVENUE, Vancouver, BC V5N 2W6 | Plumbing Permit | Residential | New | Issued | Residential - BLDG 2 - Site Services >BP: BUILDING 2 (Unit 4) 1419 E 27th Av - 1st & 2nd Storey (1FD) To construct a 2-storey one-family dwelling with an attached one-car garage, having vehicular access from the north lane. | Dryland Excavating Ltd
EP-2022-10736 | 2023-01-31 | 1419 E 27TH AVENUE, Vancouver, BC V5N 2W6 | Electrical Permit | Residential | New | Issued | Installation / Repair - Residential - Building 2 - New construction 400AMP, 120/240V, 1PH, 3W; main consumer's service FOR UNIT 4,5 & 6 >BP: BUILDING 2 (Unit 4) 1419 E 27th Av - 1st & 2nd Storey (1FD) Building Permit for DP-2021-00416 (One-Family Infill Building and attached 1 car garage) To construct a 2-storey one-family dwelling ($520,000) with an attached one-car garage, having vehicular access from the north lane. Schedule B (Structural and Geotechnical) Antony Wang, P.Eng. (604.618.6236) provided for this project. See BP-2021-06466 for Building 1 on site (principal building) addressed 1417 E 27th Avenue for time entries, and documents. Building Review Branch Notes: 1. This permit has been reviewed under the requirements of the VBBL #12511 (2019) 2. Entire building to be sprinklered to NFPA 13R | MSD Electrical Ltd.
PP-2022-03514 | 2022-10-05 | 1419 E 27TH AVENUE, Vancouver, BC V5N 2W6 | Plumbing Permit | Residential | New | Issued | Residential - 1FD - New plumbing >BP: BUILDING 2 (Unit 4) 1419 E 27th Av - 1st & 2nd Storey (1FD) Building Permit for DP-2021-00416 (One-Family Infill Building and attached 1 car garage) To construct a 2-storey one-family dwelling with an attached one-car garage, having vehicular access from the north lane. | Mann Plumbing and Heating (2019) Ltd
PP-2022-03513 | 2022-10-05 | 1417 E 27TH AVENUE, Vancouver, BC V5N 2W6 | Plumbing Permit | Commercial | New | Issued | Commercial - New plumbing for : >BP: To construct a 2-storey one-family dwelling ($520,000) with an attached three-car garage, providing parking for units 1-3 and having vehicular access from the west lane. Schedule B (Structural and Geotechnical) Antony Wang, P.Eng. (604.618.6236) provided for this project. Building Review Branch Notes: 1. This permit has been reviewed under the requirements of the VBBL #12511 (2019) 2. Entire building to be sprinklered to NFPA 13R | Mann Plumbing and Heating (2019) Ltd
EP-2022-10717 | 2023-01-31 | 1417 E 27TH AVENUE, Vancouver, BC V5N 2W6 | Electrical Permit | Residential | New | Issued | Installation / Repair - Residential - Building 1 - New construction. 400AMP, 120/240V, 1PH, 3W; main consumer's service FOR UNIT 1,2 & 3 >BP: BUILDING 1 (Unit 1) 1417 E 27th Av - 1st & 2nd Storey (1FD) **Primary site/building address** Building Permit for DP-2021-00416 (One-Family Infill Building and attached 3 car garage) To construct a 2-storey one-family dwelling ($520,000) with an attached three-car garage, providing parking for units 1-3 and having vehicular access from the west lane. Schedule B (Structural and Geotechnical) Antony Wang, P.Eng. (604.618.6236) provided for this project. Building Review Branch Notes: 1. This permit has been reviewed under the requirements of the VBBL #12511 (2019) 2. Entire building to be sprinklered to NFPA 13R | MSD Electrical Ltd.
PP-2022-03031 | 2022-08-30 | 1417 E 27TH AVENUE, Vancouver, BC V5N 2W6 | Plumbing Permit | Residential | New | Issued | Residential - BLDG 1 - site services >BP: BUILDING 1 (Unit 1) 1417 E 27th Av - 1st & 2nd Storey (1FD) **Primary site/building address** To construct a 2-storey one-family dwelling with an attached three-car garage, providing parking for units 1-3 and having vehicular access from the west lane. | Dryland Excavating Ltd
GP-2022-02618 | 2022-09-01 | 1417 E 27TH AVENUE, Vancouver, BC V5N 2W6 | Gas Permit | Residential | New | Issued | Residential - To install a Boiler & Range & BBQ >BP: To construct a 2-storey one-family dwelling ($520,000) with an attached three-car garage, providing parking for units 1-3 and having vehicular access from the west lane. | JOT MECHANICAL LTD
SP-2022-01247 | 2022-08-17 | 1417 E 27TH AVENUE, Vancouver, BC V5N 2W6 | Sprinkler Permit | Residential | New | Issued | Residential - install new fire sprinkler system. >BUILDING 1 (Unit 1) 1417 E 27th Av - 1st & 2nd Storey (1FD) **Primary site/building address** Building Permit for DP-2021-00416 (One-Family Infill Building and attached 3 car garage) To construct a 2-storey one-family dwelling ($520,000) with an attached three-car garage, providing parking for units 1-3 and having vehicular access from the west lane. Schedule B (Structural and Geotechnical) Antony Wang, P.Eng. (604.618.6236) provided for this project. Building Review Branch Notes: 1. This permit has been reviewed under the requirements of the VBBL #12511 (2019) 2. Entire building to be sprinklered to NFPA 13R | CENTRE LINE FIRE SPRINKLERS LTD
EP-2023-03549 | 2023-04-25 | 1417 E 27TH AVENUE, Vancouver, BC V5N 2W6 | Electrical Permit | Residential | New | Issued | Installation / Repair - Residential - Tv, data, phone and security alarm rough wire and finishing. >BP: BUILDING 1 (Unit 1) 1417 E 27th Av - 1st & 2nd Storey (1FD) **Primary site/building address** Building Permit for DP-2021-00416 (One-Family Infill Building and attached 3 car garage) To construct a 2-storey one-family dwelling ($520,000) with an attached three-car garage, providing parking for units 1-3 and having vehicular access from the west lane. | Charanjit Singh
EP-2023-02738 | 2023-03-29 | 1417 E 27TH AVENUE, Vancouver, BC V5N 2W6 | Electrical Permit | Residential | New | Issued | Temporary Power - Residential - To provide temporary power. | MSD Electrical Ltd.
MP-2023-00156 | 2023-02-06 | 1417 E 27TH AVENUE, Vancouver, BC V5N 2W6 | Mechanical Permit | NULL | NULL | Issued | NULL | Mann Plumbing and Heating (2019) Ltd
MP-2023-00153 | 2023-02-06 | 1421 E 27TH AVENUE, Vancouver, BC V5N 2W6 | Mechanical Permit | NULL | NULL | Issued | NULL | Mann Plumbing and Heating (2019) Ltd
EP-2023-03547 | NULL | 1421 E 27TH AVENUE, Vancouver, BC V5N 2W6 | Electrical Permit | Residential | New | Withdrawn | Installation / Repair - Residential - Tv data phone alarm rough in and finishing | Charanjit Singh
EP-2023-03546 | 2023-04-25 | 1421 E 27TH AVENUE, Vancouver, BC V5N 2W6 | Electrical Permit | Residential | New | Issued | Installation / Repair - Residential - Tv, data, phone, security alarm rough in and finishing. >BP: BUILDING 3 (Unit 5 & 6) 1421 E 27th Av - 1st & 2nd Storey (1FD) 1423 E 27th Av - 1st & 2nd Storey (1FD) Building Permit for DP-2021-00416 (Two-Family Infill Building and attached 2 car garage) To construct a 2-storey two-family dwelling ($520,000) with an attached two-car garage providing parking for units 5-6, having vehicular access from the north lane. >>>Amend: May 18, 2023 -Total cost should be $3600 for this Duplex with address: BUILDING 3 (Unit 5 & 6) 1421 E 27th Av - 1st & 2nd Storey (1FD) 1423 E 27th Av - 1st & 2nd Storey (1FD) (note: EP-2023-03547 will be withdrawn as it was a duplicated application for this same duplex. thank you) | Charanjit Singh
SP-2022-01244 | 2022-08-17 | 1421 E 27TH AVENUE, Vancouver, BC V5N 2W6 | Sprinkler Permit | Residential | New | Issued | Residential - install new fire sprinkler system. >BP: BUILDING 3 (Unit 5 & 6) 1421 E 27th Av - 1st & 2nd Storey (1FD) 1423 E 27th Av - 1st & 2nd Storey (1FD) Building Permit for DP-2021-00416 (Two-Family Infill Building and attached 2 car garage) To construct a 2-storey two-family dwelling ($520,000) with an attached two-car garage providing parking for units 5-6, having vehicular access from the north lane. Schedule B (Structural and Geotechnical) Antony Wang, P.Eng. (604.618.6236) provided for this project. See BP-2021-06466 for Building 1 on site (principal building) addressed 1417 E 27th Avenue for time entries, and documents. Building Review Branch Notes: 1. This permit has been reviewed under the requirements of the VBBL #12511 (2019) 2. Entire building to be sprinklered to NFPA 13R | CENTRE LINE FIRE SPRINKLERS LTD
GP-2022-02620 | 2022-09-01 | 1421 E 27TH AVENUE, Vancouver, BC V5N 2W6 | Gas Permit | Residential | New | Issued | Residential - To install 2 boiler 2 range 2 BBQ This is duplex house each has boiler range BBQ >BP: To construct a 2-storey two-family dwelling ($520,000) with an attached two-car garage providing parking for units 5-6, having vehicular access from the north lane. | JOT MECHANICAL LTD
PP-2022-03033 | 2022-08-30 | 1421 E 27TH AVENUE, Vancouver, BC V5N 2W6 | Plumbing Permit | Residential | New | Issued | Residential - BLDG 3 - Site Services >BP: BUILDING 3 (Unit 5 & 6) 1421 E 27th Av - 1st & 2nd Storey (1FD) 1423 E 27th Av - 1st & 2nd Storey (1FD) To construct a 2-storey two-family dwelling with an attached two-car garage providing parking for units 5-6, having vehicular access from the north lane. | Dryland Excavating Ltd
EP-2022-10738 | 2023-01-31 | 1421 E 27TH AVENUE, Vancouver, BC V5N 2W6 | Electrical Permit | Residential | New | Issued | Installation / Repair - Residential - Building 3 - New construction duplex house 400AMP, 120/240V, 1PH, 3W; main consumer's service FOR UNIT 4,5 & 6 >BP: BUILDING 3 (Unit 5 & 6) 1421 E 27th Av - 1st & 2nd Storey (1FD) 1423 E 27th Av - 1st & 2nd Storey (1FD) Building Permit for DP-2021-00416 (Two-Family Infill Building and attached 2 car garage) To construct a 2-storey two-family dwelling ($520,000) with an attached two-car garage providing parking for units 5-6, having vehicular access from the north lane. Schedule B (Structural and Geotechnical) Antony Wang, P.Eng. (604.618.6236) provided for this project. See BP-2021-06466 for Building 1 on site (principal building) addressed 1417 E 27th Avenue for time entries, and documents. Building Review Branch Notes: 1. This permit has been reviewed under the requirements of the VBBL #12511 (2019) 2. Entire building to be sprinklered to NFPA 13R | MSD Electrical Ltd.
PP-2022-03515 | 2022-10-06 | 1421 E 27TH AVENUE, Vancouver, BC V5N 2W6 | Plumbing Permit | Residential | New | Issued | Residential - 2FD - New plumbing >BP: BUILDING 3 (Unit 5 & 6) 1421 E 27th Av - 1st & 2nd Storey (1FD) 1423 E 27th Av - 1st & 2nd Storey (1FD) Building Permit for DP-2021-00416 (Two-Family Infill Building and attached 2 car garage) To construct a 2-storey two-family dwelling with an attached two-car garage providing parking for units 5-6, having vehicular access from the north lane. | Mann Plumbing and Heating (2019) Ltd
PP-2022-03516 | NULL | 1423 E 27TH AVENUE, Vancouver, BC V5N 2W6 | Plumbing Permit | Residential | New | Cancelled | Residential - New plumbing | Mann Plumbing and Heating (2019) Ltd
MP-2023-00154 | 2023-02-06 | 1423 E 27TH AVENUE, Vancouver, BC V5N 2W6 | Mechanical Permit | NULL | NULL | Issued | NULL | Mann Plumbing and Heating (2019) Ltd
MP-2023-00155 | 2023-02-06 | 1425 E 27TH AVENUE, Vancouver, BC V5N 2W6 | Mechanical Permit | NULL | NULL | Issued | NULL | Mann Plumbing and Heating (2019) Ltd
EP-2023-03545 | 2023-04-25 | 1425 E 27TH AVENUE, Vancouver, BC V5N 2W6 | Electrical Permit | Residential | New | Issued | Installation / Repair - Residential - Tv, data, phone, security alarm rough in and finishing. >BP: BUILDING 4 (Unit 2) 1425 E 27th Av - 1st & 2nd Storey (1FD) Building Permit for DP-2021-00416 To construct a 2-storey one-family dwelling ($520,000), parking for unit 2 provided in building 1 (BP-2021-06466) | Charanjit Singh
PP-2022-03517 | 2022-10-05 | 1425 E 27TH AVENUE, Vancouver, BC V5N 2W6 | Plumbing Permit | Residential | New | Issued | Residential - 1FD - New plumbing >BP: BUILDING 4 (Unit 2) 1425 E 27th Av - 1st & 2nd Storey (1FD) Building Permit for DP-2021-00416 To construct a 2-storey one-family dwelling, parking for unit 2 provided in building 1 (BP-2021-06466) | Mann Plumbing and Heating (2019) Ltd
EP-2022-10737 | 2023-01-31 | 1425 E 27TH AVENUE, Vancouver, BC V5N 2W6 | Electrical Permit | Residential | New | Issued | Installation / Repair - Residential - Building 4 - New construction. 400AMP, 120/240V, 1PH, 3W; main consumer's service FOR UNIT 1,2 & 3 >BP: BUILDING 4 (Unit 2) 1425 E 27th Av - 1st & 2nd Storey (1FD) Building Permit for DP-2021-00416 To construct a 2-storey one-family dwelling ($520,000), parking for unit 2 provided in building 1 (BP-2021-06466) Schedule B (Structural and Geotechnical) Antony Wang, P.Eng. (604.618.6236) provided for this project. See BP-2021-06466 for Building 1 on site (principal building) addressed 1417 E 27th Avenue for time entries, and documents. Building Review Branch Notes: 1. This permit has been reviewed under the requirements of the VBBL #12511 (2019) 2. Entire building to be sprinklered to NFPA 13R | MSD Electrical Ltd.
PP-2022-03034 | 2022-08-30 | 1425 E 27TH AVENUE, Vancouver, BC V5N 2W6 | Plumbing Permit | Residential | New | Issued | Residential - BLDG 4 - Site Services >BP: BUILDING 4 (Unit 2) 1425 E 27th Av - 1st & 2nd Storey (1FD) Building Permit for DP-2021-00416 To construct a 2-storey one-family dwelling, parking for unit 2 provided in building 1 (BP-2021-06466) | Dryland Excavating Ltd
GP-2022-02622 | 2022-09-01 | 1425 E 27TH AVENUE, Vancouver, BC V5N 2W6 | Gas Permit | Residential | New | Issued | Residential - To install a Boiler & Range & BBQ >Amend: June 6th, 2023 -address should be: 1425 E 27th and correct BP-2021-06469 >BP: BUILDING 4 (Unit 2) 1425 E 27th Av - 1st & 2nd Storey (1FD) Building Permit for DP-2021-00416 To construct a 2-storey one-family dwelling ($520,000), parking for unit 2 provided in building 1 (BP-2021-06466) | JOT MECHANICAL LTD
SP-2022-01206 | 2022-08-17 | 1425 E 27TH AVENUE, Vancouver, BC V5N 2W6 | Sprinkler Permit | Residential | New | Issued | Residential - installation of a new fire sprinkler system: >> Amend: Aug. 19th this permit should be associated with BP-2021-06469 address: 1425 E 27th >BP: BUILDING 4 (Unit 2) 1425 E 27th Av - 1st & 2nd Storey (1FD) Building Permit for DP-2021-00416 To construct a 2-storey one-family dwelling ($520,000), parking for unit 2 provided in building 1 (BP-2021-06466) Schedule B (Structural and Geotechnical) Antony Wang, P.Eng. (604.618.6236) provided for this project. See BP-2021-06466 for Building 1 on site (principal building) addressed 1417 E 27th Avenue for time entries, and documents. Building Review Branch Notes: 1. This permit has been reviewed under the requirements of the VBBL #12511 (2019) 2. Entire building to be sprinklered to NFPA 13R | CENTRE LINE FIRE SPRINKLERS LTD
EP-2022-05129 | 2022-06-17 | 94 W KING EDWARD AVENUE, Vancouver, BC V5Y 2H7 | Electrical Permit | Residential | New | Completed | Installation / Repair - Residential - Access Control, Cameras, entryphone >BP: To construct 6 new, two to three storey, residential buildings consisting a total of 51 town homes over 1 underground level of parking with vehicular access from the lane. The project will be sprinklered and equipped with a monitored fire alarm system. VBBL2014. Building 1 - 10 units is under BP-2020-02208. Building 2 - 11 units is under BP-2020-02209. Building 3 - 6 units is under BP-2020-02210. Building 4 - 11 units is under BP-2020-02211. Building 5 - 10 units is under BP-2020-02212. Building 6 - 3 units is under BP-2020-02213. STAGE 1 - Excavation and Shoring only issued on July 20, 2020. STAGE 2 - Foundation to Grade issued on Sept. 1, 2020. STAGE 3 - Full Construction issued on Dec. 4th, 2020. Revision 1 (May 13, 2022)- Changing number of units from 55 to 51 units regards to Building 2 (14 dwelling units to 11 dwelling units) and Building 6 (4 dwelling units to 3 dwellings). | Best Built-In Centre Ltd
EP-2022-05309 | 2022-07-06 | 94 W KING EDWARD AVENUE, Vancouver, BC V5Y 2H7 | Electrical Permit | Commercial | NULL | Expired | Annual / Operating - Annual permit for electrical work | AZ ELECTRICAL SERVICES LTD
EP-2022-06168 | 2022-07-21 | 1015 E HASTINGS STREET, Vancouver, BC | Electrical Permit | Commercial | New | Expired | Temporary Power - Commercial - To provide temporary power. | Berts Electric (2001) Ltd
SP-2023-00646 | NULL | 1015 E HASTINGS STREET, Vancouver, BC | Sprinkler Permit | Commercial | New | Applicant Revisions | Commercial - Sprinkler protection on residential, business and personal services, retail, restaurant, low hazard industrial (Parking) >BP: To construct a 16 storey (15 storeys Z&D) mixed use building containing 1st storey (Level P1) - storage, building services and loading area, 2nd to 3rd storeys (L1 to L2) - Social Service Centre (w/ shelter) and ancillary Bike Repair Shop – Class B (2nd storey) and Retail (3rd storey + mezz.), and two 3-storey townhouse dwelling units, entrance from Glen Dr., at 2nd storey (L1) West side of building: 4th to 5th storeys - 25 dwelling units of supportive housing 6th to 15th storeys - 87 dwelling units of affordable housing 16th storey - Amenity space East side of building: 5th storey to 13th storeys - 56 dwelling units of secured market rental housing 14th storey - Amenity space, all over 2 levels of underground parking access from lane. There is a continuous 2 hour fire separation between West side and East side of the building. Firefighting Response Points located at - 375 Glen Dr - market rental lobby - 1045 E Hastings St - affordable rental lobby | NULL
EP-2023-06440 | 2023-07-17 | 1015 E HASTINGS STREET, Vancouver, BC | Electrical Permit | Commercial | New | Issued | Temporary Power - Commercial - To provide temporary power. | Alpine Electric Ltd
PP-2023-02780 | 2023-09-06 | 1015 E HASTINGS STREET, Vancouver, BC | Plumbing Permit | Commercial | New | Issued | Commercial - Underground/ Below-grade plumbing. >BP: To construct a 16 storey (15 storeys Z&D) mixed use building containing 1st storey (Level P1) - storage, building services and loading area, 2nd to 3rd storeys (L1 to L2) - Social Service Centre (w/ shelter) and ancillary Bike Repair Shop – Class B (2nd storey) and Cafe (retail limited food, 3rd storey + mezz.), and two 3-storey townhouse dwelling units, entrance from Glen Dr., at 2nd storey (L1) West side of building: 4th to 5th storeys - 25 dwelling units of supportive housing 6th to 15th storeys - 87 dwelling units of affordable housing 16th storey - Amenity space East side of building: 5th storey to 13th storeys - 56 dwelling units of secured market rental housing 14th storey - Amenity space, all over 2 levels of underground parking access from lane. Fit out of social service centre, ancillary bike repair shop and cafe are included in this building permit application. There is a continuous 2 hour fire separation between West side and East side of the building. Firefighting Response Points located at - 375 Glen Dr - market rental lobby - 1045 E Hastings St - affordable rental lobby | National Hydronics Ltd
NULL | NULL | 1015 E HASTINGS STREET, Vancouver, BC | Sprinkler Permit | NULL | New | Withdrawn | NULL | NULL
PP-2022-02274 | NULL | 46 W KING EDWARD AVENUE, Vancouver, BC V5K 2K7 | Plumbing Permit | Commercial | New | Applicant Revisions | Commercial - Oil & Grit seperator per civil drawings | Matcon Underground Utilities Ltd
SP-2023-00709 | 2023-04-24 | 503 E 58TH AVENUE #3, Vancouver, BC V5X 1W1 | Sprinkler Permit | Residential | New | Completed | Residential - Install sprinklers in lwh >BP To construct a One storey laneway house building with an attached garage and 1 open parking pad, providing a total of 3 parking spaces, having vehicular access from the lane. Note: This is a one storey building pursuant to the Zoning & Development By-law 1- No strata titling permitted. 2- Bar sink proposed in main floor. 3-No A/C unit proposed. 4- Schedule B: Jason Hui, P.Eng (778.319.3403) Structural & Geotechnical 5- HPO: Mountainview Enterprises Ltd. | Gold Key Fire Protection Ltd
EP-2023-02768 | 2023-04-14 | 503 E 58TH AVENUE #3, Vancouver, BC V5X 1W1 | Electrical Permit | Residential | New | Completed | Installation / Repair - Residential - Wiring and service for new laneway house. Main house = 150 Amp Laneway = 100 Amp >Permit Amendment Oct 10, 2023 -Load calculations updated *Document(s) uploaded to "Application Documents" tab for Electrical Inspector review. Documents are at pending status at time of permit amendment approval >BP: To construct a One storey laneway house building with an attached garage and 1 open parking pad, providing a total of 3 parking spaces, having vehicular access from the lane. Note: This is a one storey building pursuant to the Zoning & Development By-law 1- No strata titling permitted. 2- Bar sink proposed in main floor. 3-No A/C unit proposed. 4- Schedule B: Jason Hui, P.Eng (778.319.3403) Structural & Geotechnical 5- HPO: Mountainview Enterprises Ltd. ******THIS PERMIT HAS BEEN ISSUED UNDER THE REQUIREMENTS OF VBBL #12511 (2019)****** Combustible projections or roof soffits on an exposing building face shall not project to less than .45m from the property line and shall be in compliance with VBBL 2019 9.10.15.5.(9) The entire building, INCLUDING THE ATTACHED GARAGE (if applicable), to be sprinklered to NFPA 13D. | G.S.G. Electric Ltd.
EP-2023-02515 | 2023-03-24 | 503 E 58TH AVENUE #3, Vancouver, BC V5X 1W1 | Electrical Permit | Residential | New | Completed | Installation / Repair - Residential - Install tv, telephone, alarm prewire and complete. >BP: To construct a One storey laneway house building with an attached garage and 1 open parking pad, providing a total of 3 parking spaces, having vehicular access from the lane. Note: This is a one storey building pursuant to the Zoning & Development By-law 1- No strata titling permitted. 2- Bar sink proposed in main floor. 3-No A/C unit proposed. 4- Schedule B: Jason Hui, P.Eng (778.319.3403) Structural & Geotechnical 5- HPO: Mountainview Enterprises Ltd. ******THIS PERMIT HAS BEEN ISSUED UNDER THE REQUIREMENTS OF VBBL #12511 (2019)****** Combustible projections or roof soffits on an exposing building face shall not project to less than .45m from the property line and shall be in compliance with VBBL 2019 9.10.15.5.(9) The entire building, INCLUDING THE ATTACHED GARAGE (if applicable), to be sprinklered to NFPA 13D. | Tvisha Technologies Ltd
PP-2023-00265 | 2023-01-25 | 503 E 58TH AVENUE #3, Vancouver, BC V5X 1W1 | Plumbing Permit | Residential | New | Completed | Residential - To install piping and fixtures for a new laneway house . >BP: To construct a One storey laneway house building with an attached garage and 1 open parking pad, providing a total of 3 parking spaces, having vehicular access from the lane. Note: This is a one storey building pursuant to the Zoning & Development By-law 1- No strata titling permitted. 2- Bar sink proposed in main floor. 3-No A/C unit proposed. 4- Schedule B: Jason Hui, P.Eng (778.319.3403) Structural & Geotechnical 5- HPO: Mountainview Enterprises Ltd. | Skyway Plumbing & gas Ltd
EP-2023-07723 | 2023-08-23 | 848 E 38TH AVENUE, Vancouver, BC V5W 1J3 | Electrical Permit | Residential | New | Issued | Temporary Power - Residential - To provide temporary power. | Spotlight Electrical Inc
EP-2022-04898 | 2022-06-15 | 8460 ASH STREET, Vancouver, BC V6P 3M2 | Electrical Permit | Commercial | New | Expired | Temporary Power - Commercial - To provide temporary power. Valid June 15/2022 until June 14/2023 | Allwest Electric Ltd
EP-2022-04895 | 2022-06-20 | 8420 ASH STREET, Vancouver, BC V6P 3M2 | Electrical Permit | Commercial | New | Expired | Temporary Power - Commercial - To provide temporary power. Valid June 20/2022 until June 19/2023 | Allwest Electric Ltd
PP-2024-00087 | NULL | 8420 ASH STREET, Vancouver, BC V6P 3M2 | Plumbing Permit | Commercial | New | Payment Pending | Commercial - Plumbing for 29 storey multi dwelling secured market housing units. | Allstar Mechanical Ltd
NULL | NULL | 8420 ASH STREET, Vancouver, BC V6P 3M2 | Plumbing Permit | Commercial | New | Withdrawn | Commercial - Plumbing for a 29 storey, 252 units building at 8420 Ash St. | Allstar Mechanical Ltd
NULL | NULL | 8420 ASH STREET, Vancouver, BC V6P 3M2 | Plumbing Permit | Commercial | New | Withdrawn | Commercial - plumbing in a 29 storey multi dwelling secured rental housing units | Allstar Mechanical Ltd
NULL | NULL | 8420 ASH STREET, Vancouver, BC V6P 3M2 | Plumbing Permit | Commercial | New | Withdrawn | Commercial - Plumbing in a 29 storey multi dwelling secured market housing | Allstar Mechanical Ltd
NULL | NULL | 8420 ASH STREET, Vancouver, BC V6P 3M2 | Plumbing Permit | Commercial | New | Withdrawn | Commercial - Plumbing in a 29 storey multi-dwelling secured market rental housing | Allstar Mechanical Ltd
NULL | NULL | 8420 ASH STREET, Vancouver, BC V6P 3M2 | Sprinkler Permit | Commercial | New | Payment Pending | Commercial - Installation of Automatic Sprinkler System | Allstar Mechanical Ltd
SP-2023-00510 | NULL | 8420 ASH STREET, Vancouver, BC V6P 3M2 | Sprinkler Permit | Commercial | New | Applicant Revisions | Commercial - ***** Parkade and Standpipe Only ***** TO install sprinklers to NFPA 13 2013 throughout the parkade and standpipes to NFPA 14 2013 throughout this 29-storey (27-storey Z&D) multi-dwelling secured market rental housing units with 6 level podium and 2 levels of below grade parking. Parking ramp access from lane will be shared with adjacent building at 8460 Ash St and through parkade opening at Level P1. The building is connected to 8460 Ash St at the property line and is separated by 2 h party wall firewall per 3.1.10. Party wall firewall begins at the lowest parking level and terminates at the shared exterior terraces at Levels 2 and 7. First storey at Level 0. Fire department response point at Level 1 principal entrance facing Ash St. | Allstar Mechanical Ltd
NULL | NULL | 8420 ASH STREET, Vancouver, BC V6P 3M2 | Electrical Permit | Commercial | New | Draft | Installation / Repair - Commercial - Electrical installation for construction of a residential building consisting of 252 units from level 1 to the 27th plus a mechanical level. temp power permit is EP-2022-04895 | Allwest Electric Ltd
EP-2023-03306 | 2024-01-15 | 8420 ASH STREET, Vancouver, BC V6P 3M2 | Electrical Permit | Commercial | New | Issued | Installation / Repair - Commercial - Electrical Installation for construction of a residential building consisting of 27 residential floors and 2 parkade levels. >BP: To construct a 29-storey (27-storey Z&D) multi-dwelling secured market rental housing units with 6 level podium and 2 levels of below grade parking. Parking ramp access from lane will be shared with adjacent building at 8460 Ash St and through parkade opening at Level P1. The building is connected to 8460 Ash St at the property line and is separated by 2 h party wall firewall per 3.1.10. Party wall firewall begins at the lowest parking level and terminates at the shared exterior terraces at Levels 2 and 7. First storey at Basement level. Level 28 (29th storey) contains outdoor amenity spaces, garden shed and mechanical rooms. Fire department response point at Level 1 principal entrance facing Ash St. Total dwelling units = 252. This permit has been reviewed under the 2019 Vancouver Building By-law (#12511). Building to be sprinklered to NFPA 13 requirements. Radio Antenna System to be installed in this building. STAGED CONSTRUCTION Stage 1 - Excavation and Shoring - issued November 24, 2022 Stage 2 - Foundation to Grade - issued April 19, 2023 Stage 3 - Full Construction - issued September 12, 2023 | Allwest Electric Ltd
PP-2023-01223 | 2023-05-02 | 8420 ASH STREET, Vancouver, BC V6P 3M2 | Plumbing Permit | Commercial | New | Issued | Commercial - ****Underground Only**** Building A includes (sanitary drainage, parkade drains, sumps, oil interceptor >BP: To construct a 29-storey (27-storey Z&D) multi-dwelling secured market rental housing units with 6 level podium and 2 levels of below grade parking. Parking ramp access from lane will be shared with adjacent building at 8460 Ash St and through parkade opening at Level P1. The building is connected to 8460 Ash St at the property line and is separated by 2 h party wall firewall per 3.1.10. Party wall firewall begins at the lowest parking level and terminates at the shared exterior terraces at Levels 2 and 7. First storey at Level 0. Fire department response point at Level 1 principal entrance facing Ash St. Total dwelling units = 252. This permit has been reviewed under the 2019 Vancouver Building By-law (#12511). Building to be sprinklered to NFPA 13 requirements. STAGED CONSTRUCTION Stage 1 - Excavation and Shoring - issued November 24, 2022 Stage 2 - Foundation to Level 1 structure only - in review | Allstar Mechanical Ltd
EP-2023-05617 | 2023-06-22 | 8420 ASH STREET, Vancouver, BC V6P 3M2 | Electrical Permit | Commercial | New | Issued | Temporary Power - Commercial - To provide temporary power. Valid June 20/2022 until June 19/2023 | Allwest Electric Ltd
EP-2023-03898 | 2023-05-05 | 8420 ASH STREET, Vancouver, BC V6P 3M2 | Electrical Permit | Commercial | New | Completed | Interim - Commercial - Grounding, Slab works in parkade, distribution rough in slab, fire alarm in slab. emergency conductors in slab, branch wiring with in slab. main permit is EP-2023-03306 >BP: To construct a 29-storey (27-storey Z&D) multi-dwelling secured market rental housing units with 6 level podium and 2 levels of below grade parking. Parking ramp access from lane will be shared with adjacent building at 8460 Ash St and through parkade opening at Level P1. The building is connected to 8460 Ash St at the property line and is separated by 2 h party wall firewall per 3.1.10. Party wall firewall begins at the lowest parking level and terminates at the shared exterior terraces at Levels 2 and 7. First storey at Level 0. Fire department response point at Level 1 principal entrance facing Ash St. Total dwelling units = 252. This permit has been reviewed under the 2019 Vancouver Building By-law (#12511). Building to be sprinklered to NFPA 13 requirements. STAGED CONSTRUCTION Stage 1 - Excavation and Shoring - issued November 24, 2022 Stage 2 - Foundation to Level 1 structure only - April 19, 2023 >>>Amend: July 7th, 2023 -correct FSR number for Dallazanna, Anthony E should be: CEL010043494, Class A | Allwest Electric Ltd
EP-2022-07854 | 2022-09-28 | 8495 CAMBIE STREET, Vancouver, BC V6P 3J9 | Electrical Permit | Commercial | New | Expired | Temporary Power - Commercial - To provide temporary power. FOR TEMPORARY SECURITY EQUIPMENT | 0777792 BC Ltd
EP-2023-09264 | 2023-10-13 | 8495 CAMBIE STREET, Vancouver, BC V6P 3J9 | Electrical Permit | Commercial | New | Issued | Temporary Power - Commercial - To provide temporary power. Renewal of EP-2022-07854 Valid: Sep 28, 2023 to Sep 27, 2024 | 0777792 BC Ltd
NULL | NULL | 8491 CAMBIE STREET, Vancouver, BC V6P 3J9 | Sprinkler Permit | Commercial | New | Payment Pending | Commercial - Installation of Automatic Sprinkler System | Allstar Mechanical Ltd
EP-2023-05242 | 2023-07-12 | 8491 CAMBIE STREET, Vancouver, BC V6P 3J9 | Electrical Permit | Commercial | New | Completed | Interim - Commercial - Installation of grounding, slab works, distribution rough in slab, fire alarm in slab, emergency conductors in slab, branch wiring within slab. Hydro incoming conduits. >BP: To construct a 33-storey market rental tower which includes a 4 level podium. The building has a total of 272 Residential Units and one CRU unit shell, all over 4 levels of underground parking. 05-Dec-2022 - Stage 1 (excavation and shoring) issued. 16-May-2023 - Stage 2 (foundation to grade, struct only) issued. | Allwest Electric Ltd
EP-2023-05619 | 2023-06-22 | 8491 CAMBIE STREET, Vancouver, BC V6P 3J9 | Electrical Permit | Commercial | New | Issued | Temporary Power - Commercial - To provide temporary power. Valid June 15/2022 til June 14/2023 | Allwest Electric Ltd
PP-2023-02198 | 2023-06-28 | 8491 CAMBIE STREET, Vancouver, BC V6P 3J9 | Plumbing Permit | Commercial | New | Issued | Commercial - *** Foundation only *** >BP: To construct a 33-storey market rental tower which includes a 4 level podium. The building has a total of 272 Residential Units and one CRU unit shell, all over 4 levels of underground parking. | Allstar Mechanical Ltd
EP-2023-03307 | 2023-08-28 | 8491 CAMBIE STREET, Vancouver, BC V6P 3J9 | Electrical Permit | Commercial | New | Issued | Installation / Repair - Commercial - Electrical installation for a residential building with 272 units over 32 floors and 4 parkade levels. >BP: To construct a 33-storey market rental tower which includes a 4 level podium. The building has a total of 272 Residential Units and one CRU unit shell, all over 4 levels of underground parking. 05-Dec-2022 - Stage 1 (excavation and shoring) issued. 16-May-2023 - Stage 2 (foundation to grade, struct only) issued. Stage 3-Full permit -In Review NEW OWNER - UPDATED DOCUMENTS TO BE SUBMITTED | Allwest Electric Ltd
SP-2023-00733 | NULL | 8491 CAMBIE STREET, Vancouver, BC V6P 3J9 | Sprinkler Permit | Commercial | New | Applicant Revisions | Commercial - installation of automatic sprinkler system >BP: BP Stage 1 issued before DP. To construct a 33-storey market rental tower which includes a 4 level podium. The building has a total of 272 Residential Units and one CRU unit shell, all over 4 levels of underground parking. 5-Dec-2022 - Stage 1 (excavation and shoring) issued. Stage 2 ( found to grade) struct. only submitted -DP is not issue yet -drawings to be revised, exclude above grade str. drawings from the drawing set | NULL
EP-2022-04900 | 2022-06-15 | 8491 CAMBIE STREET, Vancouver, BC V6P 3J9 | Electrical Permit | Commercial | New | Expired | Temporary Power - Commercial - To provide temporary power. Valid June 15/2022 til June 14/2023 | Allwest Electric Ltd
EP-2023-03305 | 2024-01-15 | 8460 ASH STREET, Vancouver, BC V6P 3M2 | Electrical Permit | Commercial | New | Issued | Installation / Repair - Commercial - Electrical Installation for construction of a 18-storey multi-dwelling tower with 6 level podium and 3 levels of below grade parking. >BP: To construct a 18-storey (16-storey Z&D) multi-dwelling non-market co-op tower with 6 level podium and 3 levels of below grade parking. Parking ramp access from lane via adjacent building at 8420 Ash St and through parkade opening at Level P1. The building is connected to 8420 Ash St at the property line and is separated by a 2 h party wall firewall per 3.1.10. Party wall firewall begins at the lowest parking level and terminates at the shared exterior terraces at Levels 2 and 7. First storey at Level Basement. Fire department response point at Level 1 principal entrance facing Ash St. Total dwelling unit = 125. This permit has been reviewed under the 2019 Vancouver Building By-law (#12511). Building to be sprinklered to NFPA 13 requirements. Radio Antenna System to be installed in this building. STAGED CONSTRUCTION Stage 1 - Excavation and Shoring - issued November 24, 2022 Stage 2 - Foundation to Level 1 structure only - issued April 19, 2023 Stage 3 - Full Construction - issued September 12, 2023 | Allwest Electric Ltd
SP-2023-00511 | NULL | 8460 ASH STREET, Vancouver, BC V6P 3M2 | Sprinkler Permit | Commercial | New | Applicant Revisions | Commercial - installation of automatic sprinkler system >BP: To construct a 18-storey (16-storey Z&D) multi-dwelling non-market co-op tower with 6 level podium and 3 levels of below grade parking. Parking ramp access from lane via adjacent building at 8420 Ash St and through parkade opening at Level P1. The building is connected to 8420 Ash St at the property line and is separated by a 2 h party wall firewall per 3.1.10. Party wall firewall begins at the lowest parking level and terminates at the shared exterior terraces at Levels 2 and 7. First storey at Level 0. Fire department response point at Level 1 principal entrance facing Ash St. Total dwelling unit = 125. This permit has been reviewed under the 2019 Vancouver Building By-law (#12511). Building to be sprinklered to NFPA 13 requirements. STAGED CONSTRUCTION Stage 1 - Excavation and Shoring - issued November 24, 2022 Stage 2 - Foundation to Level 1 structure only - in review | NULL
EP-2023-05618 | 2023-06-22 | 8460 ASH STREET, Vancouver, BC V6P 3M2 | Electrical Permit | Commercial | New | Issued | Temporary Power - Commercial - To provide temporary power. Valid June 15/2022 until June 14/2023 | Allwest Electric Ltd
PP-2023-01884 | 2023-05-31 | 8460 ASH STREET, Vancouver, BC V6P 3M2 | Plumbing Permit | Commercial | New | Issued | Commercial - ****Underground Only**** Building B includes (sanitary drainage, parkade drains, sumps, oil interceptor >BP: To construct a 18-storey (16-storey Z&D) multi-dwelling non-market co-op tower with 6 level podium and 3 levels of below grade parking. Parking ramp access from lane via adjacent building at 8420 Ash St and through parkade opening at Level P1. The building is connected to 8420 Ash St at the property line and is separated by a 2 h party wall firewall per 3.1.10. Party wall firewall begins at the lowest parking level and terminates at the shared exterior terraces at Levels 2 and 7. First storey at Level 0. Fire department response point at Level 1 principal entrance facing Ash St. Total dwelling unit = 125. This permit has been reviewed under the 2019 Vancouver Building By-law (#12511). Building to be sprinklered to NFPA 13 requirements. STAGED CONSTRUCTION Stage 1 - Excavation and Shoring - issued November 24, 2022 Stage 2 - Foundation to Level 1 structure only - issued April 19, 2023 | Allstar Mechanical Ltd
EP-2023-04747 | 2023-05-30 | 8460 ASH STREET, Vancouver, BC V6P 3M2 | Electrical Permit | Commercial | New | Completed | Interim - Commercial - Grounding, Slab works in parkade, distribution rough in slab, fire alarm in slab. emergency conductors in slab, branch wiring with in slab. main permit is EP-2023-03305. >BP: To construct a 18-storey (16-storey Z&D) multi-dwelling non-market co-op tower with 6 level podium and 3 levels of below grade parking. Parking ramp access from lane via adjacent building at 8420 Ash St and through parkade opening at Level P1. The building is connected to 8420 Ash St at the property line and is separated by a 2 h party wall firewall per 3.1.10. Party wall firewall begins at the lowest parking level and terminates at the shared exterior terraces at Levels 2 and 7. First storey at Level 0. Fire department response point at Level 1 principal entrance facing Ash St. Total dwelling unit = 125. This permit has been reviewed under the 2019 Vancouver Building By-law (#12511). Building to be sprinklered to NFPA 13 requirements. STAGED CONSTRUCTION Stage 1 - Excavation and Shoring - issued November 24, 2022 Stage 2 - Foundation to Level 1 structure only - issued April 19, 2023 | Allwest Electric Ltd
NULL | NULL | 8460 ASH STREET, Vancouver, BC V6P 3M2 | Sprinkler Permit | Commercial | New | Payment Pending | Commercial - Installation of Automatic Sprinkler System | Allstar Mechanical Ltd
NULL | NULL | 1575 W GEORGIA STREET, Vancouver, BC V6G 2V3 | Electrical Permit | Commercial | Renovation | Draft | Installation / Repair - Commercial - Wiring of receptacles | Bally's Fast Electric Inc
EP-2023-02699 | 2023-03-29 | 2045 KASLO STREET, Vancouver, BC V5M 1K6 | Electrical Permit | Residential | New | Completed | Installation / Repair - Residential - Complete Security ALARM VAC / INTERCOM / TEL / CABLE / LOW VOLTAGE WIRING >BP: To construct a 2 storey laneway house building ($172,250) with an open parking pad, providing 1 parking space, having vehicular access from the lane. Note: This is a 1 ½ storey building pursuant to the Zoning & Development By-law 1- Covenant registered at the Land Title Office under CA9544285 2- No strata titling permitted 3- Schedule B: Alan Prahalad, P.Eng (604.831.1431) Structural & Geotechnical 4- HPO: Residential Builder - Stat Construction Ltd | Advanced Alarm-Tech Ltd
SP-2023-00658 | 2023-04-17 | 2045 KASLO STREET, Vancouver, BC V5M 1K6 | Sprinkler Permit | Residential | New | Completed | Residential - Install sprinklers in lwh >BP: To construct a 2 storey laneway house building with an open parking pad, providing 1 parking space, having vehicular access from the lane. Note: This is a 1 ½ storey building pursuant to the Zoning & Development By-law 1- Covenant registered at the Land Title Office under CA9544285 2- No strata titling permitted 3- Schedule B: Alan Prahalad, P.Eng (604.831.1431) Structural & Geotechnical 4- HPO: Residential Builder - Stat Construction Ltd | Gold Key Fire Protection Ltd
PP-2023-00336 | 2023-02-01 | 2045 KASLO STREET, Vancouver, BC V5M 1K6 | Plumbing Permit | Residential | New | Completed | Residential - Plumbing for laneway Feb 1/23-AMEND -supposed to be 2796 e 4th building permit 2021-05967 -laneway address is 2045 Kaslo >BP: To construct a 2 storey laneway house building ($172,250) with an open parking pad, providing 1 parking space, having vehicular access from the lane. Note: This is a 1 ½ storey building pursuant to the Zoning & Development By-law 1- Covenant registered at the Land Title Office under CA9544285 2- No strata titling permitted 3- Schedule B: Alan Prahalad, P.Eng (604.831.1431) Structural & Geotechnical 4- HPO: Residential Builder - Stat Construction Ltd | Atlantis Plumbing & Heating Ltd
EP-2023-01566 | 2023-03-09 | 2045 KASLO STREET, Vancouver, BC V5M 1K6 | Electrical Permit | Residential | New | Completed | Installation / Repair - Residential - Laneway house wiring >BP: To construct a 2 storey laneway house building ($172,250) with an open parking pad, providing 1 parking space, having vehicular access from the lane. Note: This is a 1 ½ storey building pursuant to the Zoning & Development By-law 1- Covenant registered at the Land Title Office under CA9544285 2- No strata titling permitted 3- Schedule B: Alan Prahalad, P.Eng (604.831.1431) Structural & Geotechnical 4- HPO: Residential Builder - Stat Construction Ltd ******THIS PERMIT HAS BEEN ISSUED UNDER THE REQUIREMENTS OF VBBL #12511 (2019)****** | STAT ELECTRICS LIMITED
MP-2022-00649 | 2022-12-06 | 5438 HIGHBURY STREET, Vancouver, BC | Mechanical Permit | NULL | NULL | Completed | NULL | UComfort Services Inc
EP-2022-07597 | 2022-09-09 | 5438 HIGHBURY STREET, Vancouver, BC | Electrical Permit | Residential | New | Completed | Installation / Repair - Residential - Extra low voltage: Alarm/voice/data/cable - Complete Security Alarm System >BP: To construct a 2 storey laneway house building ($225,000) with an attached garage and 1 open parking pad, providing a total of 3 parking spaces, having vehicular access from the lane Note: This is a 1 ½ storey building pursuant to the Zoning & Development By-law Note: Bldg 1 (principal bldg) addressed 3792 W 38th Ave retained on site. 1. No A/C unit proposed 2. Schedule B: Antony Wang P.Eng (604-618-6236) Structural & Geotechnical 3. HPO: Residential Builder- XIn Tu DBA: Sen Lei Homes #40404 4. Entire Building to have NFPA 13-D | Digimax Solutions Ltd
SP-2022-01593 | 2022-09-29 | 5438 HIGHBURY STREET, Vancouver, BC | Sprinkler Permit | Residential | New | Completed | Residential - New Sprinkler System for: >BP: To construct a 2 storey laneway house building ($225,000) with an attached garage and 1 open parking pad, providing a total of 3 parking spaces, having vehicular access from the lane Note: This is a 1 ½ storey building pursuant to the Zoning & Development By-law Note: Bldg 1 (principal bldg) addressed 3792 W 38th Ave retained on site. 1. No A/C unit proposed 2. Schedule B: Antony Wang P.Eng (604-618-6236) Structural & Geotechnical 3. HPO: Residential Builder- XIn Tu DBA: Sen Lei Homes #40404 4. Entire Building to have NFPA 13-D | Alco Fire Protection Ltd
EP-2022-07407 | 2022-09-09 | 5438 HIGHBURY STREET, Vancouver, BC | Electrical Permit | Residential | New | Completed | Installation / Repair - Residential - Wiring for new Laneway house >BP: To construct a 2 storey laneway house building ($225,000) with an attached garage and 1 open parking pad, providing a total of 3 parking spaces, having vehicular access from the lane Note: This is a 1 ½ storey building pursuant to the Zoning & Development By-law Note: Bldg 1 (principal bldg) addressed 3792 W 38th Ave retained on site. 1. No A/C unit proposed 2. Schedule B: Antony Wang P.Eng (604-618-6236) Structural & Geotechnical 3. HPO: Residential Builder- XIn Tu DBA: Sen Lei Homes #40404 4. Entire Building to have NFPA 13-D ****ALL PROJECT COORINATOR NOTES HAS BEEN ACCEPTED BY THE APPLICANT**** ******THIS PERMIT HAS BEEN ISSUED UNDER THE REQUIREMENTS OF VBBL #12511 (2019)****** | MILKYWAY INDUSTRY LTD
PP-2022-02621 | 2022-07-27 | 5438 HIGHBURY STREET, Vancouver, BC | Plumbing Permit | Residential | New | Completed | Residential - LWH - plumbing for a new living house To construct a 2 storey laneway house building with an attached garage and 1 open parking pad, providing a total of 3 parking spaces, having vehicular access from the lane Note: This is a 1 ½ storey building pursuant to the Zoning & Development By-law Note: Bldg 1 (principal bldg) addressed 3792 W 38th Ave retained on site. 1. No A/C unit proposed | JPRO PLUMBING & HEATING LTD.
EP-2022-07871 | 2022-09-16 | 1129 E 15TH AVENUE, Vancouver, BC V5T 2S7 | Electrical Permit | Residential | New | Expired | Temporary Power - Residential - To provide temporary power. | C G Electrical Contractors Ltd
EP-2022-09113 | 2022-10-28 | 703 SE MARINE DRIVE, Vancouver, BC | Electrical Permit | Commercial | Tenant Improvement | Completed | Installation / Repair - Commercial - Install new 200amp service, install fire alarm pull station and exit sign - the building owner divides one space in two space, so this means one new front door. That way we are installing one new pull station for new tenant >BP: Exterior and interior alterations to demise this existing retail unit into 3 units on the ground floor of this existing mixed-use building. Ok for the exterior alterations per Karen (POD) OK for field review per Mahmoud Valizadehasl Letters of assurance submitted: Sch B (Arch): Joel Schwartz, P.Eng., 604.320.1999 Sch B (Strc): Vincent W Liu, P.Eng., 778.889.6768 Addressing Notes: #701, #703, #705 SW Marine Drive. #701 has divided into 3 units, #703 & #705 have been assigned to the newly created spaces and #701 retained for the remaining space. #701, #703 & #705 are to be posted as shown on the approved plans & clearly visible from the street prior to final inspection. Notes: 1. Energy upgrade triggers: E2 - Lighting - Upgrade to Local Control (per 9.4.1.1.(a) of ASHRAE 90.1-2016) 2. This building is sprinklered. DBI to determine if Sprinkler permit is required for this scope of work. | Marcel Electric Inc
PP-2023-01967 | 2023-06-14 | 703 SE MARINE DRIVE, Vancouver, BC | Plumbing Permit | Commercial | New | Completed | Commercial - Plumbing >DB: Exterior and interior alterations to demise this existing retail unit into 3 units on the ground floor of this existing mixed-use building. AMEND: NOV 16/2023 add 2 backflow assemblies and 1 grease interceptor fixture REQUESTED DWGS UPLOADED | ROYAN MECHANICAL LTD
EP-2023-06714 | 2023-07-25 | 703 SE MARINE DRIVE, Vancouver, BC | Electrical Permit | Commercial | Tenant Improvement | Completed | Installation / Repair - Commercial - TENANT IMPROVEMENT IN EXISTING BUILDING . COMPLETE ROUGH WIRING AND FINISHING 31-750V. EXISITNG FIRE ALARM DEVICES AND 400AMP 3 PHASE PANEL. >BP: >BP: Exterior and interior alterations to demise this existing retail unit into 3 units on the ground floor of this existing mixed-use building. Ok for the exterior alterations per Karen (POD) OK for field review per Mahmoud Valizadehasl Letters of assurance submitted: Sch B (Arch): Joel Schwartz, P.Eng., 604.320.1999 Sch B (Strc): Vincent W Liu, P.Eng., 778.889.6768 Addressing Notes: #701, #703, #705 SW Marine Drive. #701 has divided into 3 units, #703 & #705 have been assigned to the newly created spaces and #701 retained for the remaining space. #701, #703 & #705 are to be posted as shown on the approved plans & clearly visible from the street prior to final inspection. Notes: 1. Energy upgrade triggers: E2 - Lighting - Upgrade to Local Control (per 9.4.1.1.(a) of ASHRAE 90.1-2016) 2. This building is sprinklered. DBI to determine if Sprinkler permit is required for this scope of work. | Simplex Electrical Ltd
PP-2023-03957 | NULL | 703 SE MARINE DRIVE, Vancouver, BC | Plumbing Permit | Commercial | New | Application Incomplete | Commercial - Plumbing | ROYAN MECHANICAL LTD
SP-2023-01520 | 2023-08-21 | 703 SE MARINE DRIVE, Vancouver, BC | Sprinkler Permit | Commercial | Tenant Improvement | Completed | Commercial - To add heads for T.I. >BP: Interior alterations to provide first TI to this existing retail shell space (Group E), for a new Retail – Limited food tenant (Group E) on a portion of the ground floor in this existing mixed use (commercial/residential) high rise building on this site. Included in the scope of work is the installation of Class 5 (no grease laden vapours) kitchen cooking equipment. The venting is out the front existing louvres. *****This application does not include any of the following: 1. Not more than 20 sprinklers (add, relocate, or remove), 2. hydraulic calculations, 3. change in occupancy and /or hazard classification, 4. warehouse storage arrangements, 5. mobile compact storage arrangements, 6. alternative solutions, 7. changes to the sprinkler system supply piping (e.g. valves, mains, cross-mains, branch-lines, etc.), or 8. flexible sprinkler pipe. | Max Fire Pro Ltd
NULL | NULL | 703 SE MARINE DRIVE, Vancouver, BC | Sprinkler Permit | Commercial | New | Withdrawn | Commercial - To add new heads in T.I. | Max Fire Pro Ltd
EP-2024-00038 | 2024-01-04 | 705 SE MARINE DRIVE, Vancouver, BC | Electrical Permit | Commercial | Tenant Improvement | Issued | Installation / Repair - Commercial - Relocate existing 400 Amp feeder from unit #705 and move to unit #701. Existing power is 120/208volt, 400 Amp 3 phase. See EP-2024-00036 for relocation of 200 A feeder to this unit. | Marcel Electric Inc
EP-2023-05199 | 2023-06-15 | 705 SE MARINE DRIVE, Vancouver, BC | Electrical Permit | Commercial | Addition | Completed | Installation / Repair - Commercial - Install 5 cameras -rough wire only *Amend Jun 22, 2023 -8 cameras roughing and installation | UNION BRIGHT ELECTRIC LTD.
EP-2023-05113 | NULL | 705 SE MARINE DRIVE, Vancouver, BC | Electrical Permit | Commercial | Tenant Improvement | Withdrawn | Installation / Repair - Commercial - Low voltag work include: wiring with CAT-5E cable and install 6 secuity cameras -over T-bar ceiling , wiring LV cable for network, camera. >BP: Interior alterations to provide first TI and change of the use from Retail Store to Animal Clinic on the ground floor of this existing mixed-use building. Sch B (Mech & Plumb): Alex P.L. Lee, #46590, 604-324-8763, Leeson Engineering Inc. E-signature verified. E2 Upgrade: Lighting - Upgrade to incorporate scheduled shutoff (Per 9.4.1.1.(i) of ASHRAE 90.1-2016) | Vadas Electric Service Inc.
EP-2023-02355 | 2023-03-23 | 705 SE MARINE DRIVE, Vancouver, BC | Electrical Permit | Commercial | Tenant Improvement | Completed | Installation / Repair - Commercial - Tenant improve, one animal clinic >BP: 705 SE MARINE DRIVE 8190 Fraser Street Interior alterations to provide first TI and change of the use from Retail Store to Animal Clinic on the ground floor of this existing mixed-use building. Sch B (Mech & Plumb): Alex P.L. Lee, #46590, 604-324-8763, Leeson Engineering Inc. E-signature verified. E2 Upgrade: Lighting - Upgrade to incorporate scheduled shutoff (Per 9.4.1.1.(i) of ASHRAE 90.1-2016) | Vadas Electric Service Inc.
PP-2023-00913 | 2023-03-22 | 705 SE MARINE DRIVE, Vancouver, BC | Plumbing Permit | Commercial | New | Completed | Commercial - new pet shop >DB: 705 SE MARINE DRIVE 8190 Fraser Street Interior alterations to provide first TI and change of the use from Retail Store to Animal Clinic on the ground floor of this existing mixed-use building. | J&YMechanical Ltd
SP-2023-00028 | 2023-01-12 | 705 SE MARINE DRIVE, Vancouver, BC | Sprinkler Permit | Commercial | Tenant Improvement | Completed | Commercial - Relocated 10 sprinklers and add 2 new sprinkler heads 705 SE MARINE DRIVE 8190 Fraser Street Interior alterations to provide first TI and change of the use from Retail Store to Animal Clinic on the ground floor of this existing mixed-use building. *****This application does not include any of the following: 1. Not more than 20 sprinklers (add, relocate, or remove), 2. hydraulic calculations, 3. change in occupancy and /or hazard classification, 4. warehouse storage arrangements, 5. mobile compact storage arrangements, 6. alternative solutions, 7. changes to the sprinkler system supply piping (e.g. valves, mains, cross-mains, branch-lines, etc.), or 8. flexible sprinkler pipe. | M C Fire Protection Ltd
EP-2023-00592 | 2023-01-25 | 8888 OSLER STREET, Vancouver, BC | Electrical Permit | Commercial | NULL | Expired | Annual / Operating - All common areas of the building. -renewal for: EP-2022-00557 -valid: January 26, 2023- January 25, 2024 | Berts Electric (2001) Ltd
EP-2023-06812 | NULL | 375 GLEN DRIVE, Vancouver, BC | Electrical Permit | Commercial | New | Applicant Revisions | Installation / Repair - Commercial - 2 BC Housing towers (13 and 15 storey) 168 units over 3 levels of parkade with community supported retail units on ground floor >BP: To construct a 16 storey (15 storeys Z&D) mixed use building containing 1st storey (Level P1) - storage, building services and loading area, 2nd to 3rd storeys (L1 to L2) - Social Service Centre (w/ shelter) and ancillary Bike Repair Shop – Class B (2nd storey) and Cafe (retail limited food, 3rd storey + mezz.), and two 3-storey townhouse dwelling units, entrance from Glen Dr., at 2nd storey (L1) West side of building: 4th to 5th storeys - 25 dwelling units of supportive housing 6th to 15th storeys - 87 dwelling units of affordable housing 16th storey - Amenity space East side of building: 5th storey to 13th storeys - 56 dwelling units of secured market rental housing 14th storey - Amenity space, all over 2 levels of underground parking access from lane. Fit out of social service centre, ancillary bike repair shop and cafe are included in this building permit application. STAGE CONSTRUCTION Stage 1 - Excavation and Shoring - issued September 16, 2022 Revision 1 stage 1 - revised shoring drawings in response to utility updates and review of pile drilling. - issued December 15, 2022 Stage 2 - Foundation to L1 slab structural only and Revision 2 stage 1 - revised shoring drawings to address crane pad changes and relocation of shoring wall. - issued July 10, 2023 | Alpine Electric Ltd
EP-2023-06903 | 2023-08-01 | 375 GLEN DRIVE, Vancouver, BC | Electrical Permit | Commercial | New | Issued | Interim - Commercial - Scope of work: slab, underground, raceways, grounding, branch circuits. Service connection to BC Hydro is not permitted under this permit. >BP: To construct a 16 storey (15 storeys Z&D) mixed use building containing 1st storey (Level P1) - storage, building services and loading area, 2nd to 3rd storeys (L1 to L2) - Social Service Centre (w/ shelter) and ancillary Bike Repair Shop – Class B (2nd storey) and Cafe (retail limited food, 3rd storey + mezz.), and two 3-storey townhouse dwelling units, entrance from Glen Dr., at 2nd storey (L1) West side of building: 4th to 5th storeys - 25 dwelling units of supportive housing 6th to 15th storeys - 87 dwelling units of affordable housing 16th storey - Amenity space East side of building: 5th storey to 13th storeys - 56 dwelling units of secured market rental housing 14th storey - Amenity space, all over 2 levels of underground parking access from lane. ----work description continued in the SPECIFIC LOCATION | Alpine Electric Ltd
SP-2023-00848 | 2023-05-16 | 7633 SELKIRK STREET #3, Vancouver, BC V6P 4H3 | Sprinkler Permit | Residential | New | Completed | Residential - New sprinkler system >BP: To construct a 1 storey laneway house building with 1 open parking pad, providing a total of 1 parking spaces, having vehicular access from the 20' Lane. 1. Covenant not required with existing house 2. No Strata Titling permitted 3. No A/C Unit proposed 4. Entire building to be sprinklered 13D 5. Schedule B: (Jason Hui) P.Eng (778.319.3403) Structural 6. Schedule B: (Jason Hui) P.Eng (778.319.3403) Geotechnical 7. HPO: Residential Builder- Puzzle Developments Ltd. | Haven Fire Protection Ltd
PP-2023-01031 | 2023-03-24 | 7633 SELKIRK STREET #3, Vancouver, BC V6P 4H3 | Plumbing Permit | Residential | New | Completed | Residential - One sump out of the Lanway >BP: To construct a 1 storey laneway house building with 1 open parking pad, providing a total of 1 parking spaces, having vehicular access from the 20' Lane. | Jewel Mini Excavating Ltd
EP-2023-03454 | 2023-05-02 | 7633 SELKIRK STREET #3, Vancouver, BC V6P 4H3 | Electrical Permit | Residential | New | Completed | Installation / Repair - Residential - New construction of lane house with new electrical service >BP: To construct a 1 storey laneway house building ($159,272.5) with 1 open parking pad, providing a total of 1 parking spaces, having vehicular access from the 20' Lane. 1. Covenant not required with existing house 2. No Strata Titling permitted 3. No A/C Unit proposed 4. Entire building to be sprinklered 13D 5. Schedule B: (Jason Hui) P.Eng (778.319.3403) Structural 6. Schedule B: (Jason Hui) P.Eng (778.319.3403) Geotechnical 7. HPO: Residential Builder- Puzzle Developments Ltd. NOTE: To achieve the required FSR. A floor space exclusion of 3% has been applied to this application as per section 11.24.18 of the district schedule, to accommodate improved building performance. NOTE: Information regarding the principal building on the survey and site plan is for reference only. Any discrepancy between information regarding the principal building on the survey and/or site plan and approved permit drawings for the principal building are neither approved nor authorized under this laneway house permit. *EXISTING HOUSE* Note: Bldg 1 (principal bldg) addressed #1-7633 Selkirk St retained on site. ***This permit is issued under the VBBL 2019, with updated energy requirements as per bylaw # 12997 effective Jan 01, 2022.*** | G6 Electric
MP-2023-00719 | 2023-04-27 | 2035 W 36TH AVENUE #3, Vancouver, BC V6M 1L1 | Mechanical Permit | NULL | NULL | Issued | NULL | SKY HIGH PLUMBING & HEATING LTD
PP-2023-01439 | 2023-04-25 | 2035 W 36TH AVENUE #3, Vancouver, BC V6M 1L1 | Plumbing Permit | Residential | New | Issued | Residential - LWH - #3 - plumbing >DB: To construct a 2 storey laneway house building with an attached garage and 1 open parking pad, providing a total of 2 parking spaces, having vehicular access from the 20' Lane. Note: This is a 1 ½ storey building pursuant to the Zoning & Development By-law. 1. Covenant registered at the Land Title Office under CA601484 2. No Strata Titling permitted 3. No A/C Unit proposed 4. Entire building to be sprinklered 13D >>>Amend: June 30th to add 2 deck drains | SKY HIGH PLUMBING & HEATING LTD
EP-2023-05419 | 2023-06-20 | 2035 W 36TH AVENUE #3, Vancouver, BC V6M 1L1 | Electrical Permit | Residential | New | Issued | Installation / Repair - Residential - Install alarm, cctv, tel, data, tv, intercom, etc. >BP: To construct a 2 storey laneway house building ($219,595) with an attached garage and 1 open parking pad, providing a total of 2 parking spaces, having vehicular access from the 20' Lane. | AIGO TECHNOLOGY INC
SP-2022-02118 | 2023-01-03 | 2035 W 36TH AVENUE #3, Vancouver, BC V6M 1L1 | Sprinkler Permit | Residential | New | Issued | Residential - to install fire sprinkler in LWH >BP: To construct a 2 story laneway house building with an attached garage and 1 open parking pad, providing a total of 2 parking spaces, having vehicular access from the 20' Lane. Note: This is a 1 ½ storey building pursuant to the Zoning & Development By-law. 1. Covenant registered at the Land Title Office under CA601484 2. No Strata Titling permitted 3. No A/C Unit proposed 4. Entire building to be sprinklered 13D 5. Schedule B: (Shaozhe Guo) P.Eng (778.926.0525) Structural 6. Schedule B: (Shaozhe Guo) P.Eng (778.926.0525) Geotechnical 7. HPO: Residential Builder- Phileo Enterprise Corp. | Max Fire Pro Ltd
EP-2023-02933 | 2023-04-17 | 2035 W 36TH AVENUE #3, Vancouver, BC V6M 1L1 | Electrical Permit | Residential | New | Issued | Installation / Repair - Residential - A new Lane way house with the single family house. wiring and install all outlets, lighting system, electrical equipment. 200 A, single phase, trible meter, overhead service. >BP: To construct a 2 storey laneway house building ($219,595) with an attached garage and 1 open parking pad, providing a total of 2 parking spaces, having vehicular access from the 20' Lane. Note: This is a 1 ½ storey building pursuant to the Zoning & Development By-law. 1. Covenant registered at the Land Title Office under CA601484 2. No Strata Titling permitted 3. No A/C Unit proposed 4. Entire building to be sprinklered 13D 5. Schedule B: (Shaozhe Guo) P.Eng (778.926.0525) Structural 6. Schedule B: (Shaozhe Guo) P.Eng (778.926.0525) Geotechnical 7. HPO: Residential Builder- Phileo Enterprise Corp. NOTE: To achieve the required FSR. A floor space exclusion of 3% has been applied to this application as per section 11.24.18 of the district schedule, to accommodate improved building performance. NOTE: Information regarding the principal building on the survey and site plan is for reference only. Any discrepancy between information regarding the principal building on the survey and/or site plan and approved permit drawings for the principal building are neither approved nor authorized under this laneway house permit. *NEW HOUSE* Note: See BP-2021-05871 for Bldg 1 on site (principal bldg) addressed #1-2035 W 36th Av ***This permit is issued under the VBBL 2019, with updated energy requirements as per bylaw # 12997 effective Jan 01, 2022.*** | Aidea Solutions Ltd
SP-2023-01079 | 2023-06-20 | 4860 DUMFRIES STREET, Vancouver, BC V5N 3T9 | Sprinkler Permit | Residential | New | Issued | Residential - 2FD - FRONT - 4862 DUMFRIES ST BACK - 4860 DUMFRIES ST install 34 sprinkler heads for new construction >DB: To construct a 3-storey duplex with a detached accessory building (garage) at the rear providing 2 parking spaces, having vehicular access from the lane. (LOT B) Note: This is a 2 storey building pursuant to the Zoning and Development By-Law ***This permit is issued under the VBBL 2019, with updated energy requirements as per bylaw # 12997 effective Jan 01, 2022.*** The entire building to be sprinklered to 2x NFPA 13D. 1. A/C units proposed in rear yard | Preet Plumbing Heating And Sprinkle Ltd
MP-2023-02049 | 2023-11-19 | 4860 DUMFRIES STREET, Vancouver, BC V5N 3T9 | Mechanical Permit | NULL | NULL | Issued | NULL | Power Cool Electrical & Refrigeration Mech Ltd
EP-2022-09223 | 2022-10-31 | 6692 NANAIMO STREET, Vancouver, BC | Electrical Permit | Residential | New | Completed | Installation / Repair - Residential - Low voltage work for security alarm, tel, TV, data, door bells & cameras. >>BP: To construct a two-storey two-family dwelling ($617,877.50), with a detached accessory building (garage) at the rear providing 2 parking spaces, having vehicular access from the lane. Note: This Building Permit will remain in a suspended status until the associated (green) Demolition Permit BP-2022-00866 is completed. 1. A/C units proposed in rear yard 2. No Bar sinks proposed 3. Schedule B: Md. Shahidul Alam, 6046537475 Structural & Geotechnical 4. HPO: Parkat Lehal & Jaswinder Lehal ******THIS PERMIT HAS BEEN ISSUED UNDER THE REQUIREMENTS OF VBBL #12511 (2019)****** | Armax Integrated Systems Ltd
EP-2022-09263 | 2022-11-08 | 6692 NANAIMO STREET, Vancouver, BC | Electrical Permit | Residential | New | Completed | Installation / Repair - Residential - wiring Duplex >BP: To construct a two-storey two-family dwelling ($617,877.50), with a detached accessory building (garage) at the rear providing 2 parking spaces, having vehicular access from the lane. Note: This Building Permit will remain in a suspended status until the associated (green) Demolition Permit BP-2022-00866 is completed. 1. A/C units proposed in rear yard 2. No Bar sinks proposed 3. Schedule B: Md. Shahidul Alam, 6046537475 Structural & Geotechnical 4. HPO: Parkat Lehal & Jaswinder Lehal ******THIS PERMIT HAS BEEN ISSUED UNDER THE REQUIREMENTS OF VBBL #12511 (2019)****** | Roop Electric Co Ltd
SP-2022-01785 | 2022-11-03 | 6692 NANAIMO STREET, Vancouver, BC | Sprinkler Permit | Residential | New | Completed | Residential - Installation of sprinkler heads ** Amend 12/02/2022** add address and building permit information To construct a two-storey two-family dwelling ($617,877.50), with a detached accessory building (garage) at the rear providing 2 parking spaces, having vehicular access from the lane. Note: This Building Permit will remain in a suspended status until the associated (green) Demolition Permit BP-2022-00866 is completed. 1. A/C units proposed in rear yard 2. No Bar sinks proposed 3. Schedule B: Md. Shahidul Alam, 6046537475 Structural & Geotechnical 4. HPO: Parkat Lehal & Jaswinder Lehal | RAHELU PLUMBING & HEATING LTD.
PP-2022-03233 | 2022-09-15 | 6692 NANAIMO STREET, Vancouver, BC | Plumbing Permit | Residential | New | Completed | Residential - Plumbing for : >BP: To construct a two-storey two-family dwelling ($617,877.50), with a detached accessory building (garage) at the rear providing 2 parking spaces, having vehicular access from the lane. | Lally Plumbing & Heating Ltd
PP-2022-02836 | 2022-08-16 | 6692 NANAIMO STREET, Vancouver, BC | Plumbing Permit | Residential | New | Completed | Residential - SUMP | Mash Construction Ltd.
PP-2022-03963 | 2022-11-02 | 2931 E 28TH AVENUE #3, Vancouver, BC | Plumbing Permit | Residential | New | Completed | Residential - LWH - #3 - This is a laneway house with 8 fixtures >DB: To construct a 2 storey laneway house building and 1 open parking pad, providing a total of 1 parking spaces, having vehicular access from the 20' Lane. Note: The entire building, INCLUDING THE ATTACHED GARAGE (if applicable), to be sprinklered to NFPA 13D Note: This is a 1 ½ storey building pursuant to the Zoning & Development By-law. 1. Covenant registered at the Land Title Office under CA9985086 2. No Strata Titling permitted 3. No A/C Unit proposed | AKAL Plumbing & Heating Ltd
EP-2022-08522 | 2022-10-28 | 2931 E 28TH AVENUE #3, Vancouver, BC | Electrical Permit | Residential | New | Completed | Installation / Repair - Residential - lane way with house >BP: To construct a 2 storey laneway house building ($155,420)and 1 open parking pad, providing a total of 1 parking spaces, having vehicular access from the 20' Lane. Note: The entire building, INCLUDING THE ATTACHED GARAGE (if applicable), to be sprinklered to NFPA 13D Note: This is a 1 ½ storey building pursuant to the Zoning & Development By-law. 1. Covenant registered at the Land Title Office under CA9985086 2. No Strata Titling permitted 3. No A/C Unit proposed 4. Schedule B: (M.S. Alam) P.Eng (604.653.7475) Structural & Geotechnical 5. HPO: Residential Builder- Theorem Developments Ltd NOTE: To achieve the required FSR. A floor space exclusion of 3% has been applied to this application as per section 11.24.18 of the district schedule, to accommodate improved building performance. Address Information: Principle Dwelling:#1-2931 E 28th Av Secondary Suite: #2-2931 E 28th Av Laneway home: #3-2931 E 28th Av Address and suite numbers assigned as per approved plans for Fire and Emergency response. The address number is to be posted to the building to be visible from the street and the suite numbers are to be posted at the suite entries in accordance with the Building By-law prior to final inspection. NOTE: Information regarding the principal building on the survey and site plan is for reference only. Any discrepancy between information regarding the principal building on the survey and/or site plan and approved permit drawings for the principal building are neither approved nor authorized under this laneway house permit. *NEW HOUSE* Note: See DB-2022-00630 for Bldg 1 on site (principal bldg) addressed #1-2931 E 28th Av **THIS PERMIT HAS BEEN ISSUED UNDER THE REQUIREMENTS OF VBBL #12511 (2019) ** | STAT ELECTRICS LIMITED
EP-2023-00049 | 2023-01-04 | 2931 E 28TH AVENUE #3, Vancouver, BC | Electrical Permit | Residential | New | Completed | Installation / Repair - Residential - Pre wire and completion of alarm,Telus,tv and internet >BP: To construct a 2 storey laneway house building ($155,420)and 1 open parking pad, providing a total of 1 parking spaces, having vehicular access from the 20' Lane. Note: The entire building, INCLUDING THE ATTACHED GARAGE (if applicable), to be sprinklered to NFPA 13D Note: This is a 1 ½ storey building pursuant to the Zoning & Development By-law. 1. Covenant registered at the Land Title Office under CA9985086 2. No Strata Titling permitted 3. No A/C Unit proposed 4. Schedule B: (M.S. Alam) P.Eng (604.653.7475) Structural & Geotechnical 5. HPO: Residential Builder- Theorem Developments Ltd NOTE: To achieve the required FSR. A floor space exclusion of 3% has been applied to this application as per section 11.24.18 of the district schedule, to accommodate improved building performance. NOTE: Information regarding the principal building on the survey and site plan is for reference only. Any discrepancy between information regarding the principal building on the survey and/or site plan and approved permit drawings for the principal building are neither approved nor authorized under this laneway house permit. *NEW HOUSE* Note: See DB-2022-00630 for Bldg 1 on site (principal bldg) addressed #1-2931 E 28th Av **THIS PERMIT HAS BEEN ISSUED UNDER THE REQUIREMENTS OF VBBL #12511 (2019) ** | Pioneer Security and Communications Ltd
SP-2023-00165 | 2023-01-27 | 2931 E 28TH AVENUE #3, Vancouver, BC | Sprinkler Permit | Residential | New | Completed | Residential - LWH - #3 - Install sprinklers in lwh >DB: To construct a 2 storey laneway house building and 1 open parking pad, providing a total of 1 parking spaces, having vehicular access from the 20' Lane. Note: The entire building, INCLUDING THE ATTACHED GARAGE (if applicable), to be sprinklered to NFPA 13D Note: This is a 1 ½ storey building pursuant to the Zoning & Development By-law. 1. Covenant registered at the Land Title Office under CA9985086 2. No Strata Titling permitted 3. No A/C Unit proposed | Gold Key Fire Protection Ltd
MP-2023-00202 | 2023-02-15 | 2192 E 19TH AVENUE, Vancouver, BC | Mechanical Permit | NULL | NULL | Completed | NULL | Skyway Plumbing & gas Ltd
MP-2023-00548 | 2023-03-30 | 2192 E 19TH AVENUE, Vancouver, BC | Mechanical Permit | NULL | NULL | Completed | NULL | Aeris Air Conditioning ltd
EP-2023-00439 | 2023-01-20 | 764 PACIFIC BOULEVARD, Vancouver, BC | Electrical Permit | Commercial | Addition | Completed | Installation / Repair - Commercial - Connect a 2 pole 15amp circuit to a small mod building for a new development. The building is pre-wired and will contain the scaled-down models of the new development for the public to view for presale opportunities. - The power is coming from a business called "Batch" which is an outdoor pub/restaurant. It is about 20 feet away. | Sound Electrical Ltd
EP-2024-00590 | 2024-01-30 | 439 W 22ND AVENUE #3, Vancouver, BC V5Y 2G6 | Electrical Permit | Residential | New | Issued | Installation / Repair - Residential - Installation of wiring for TV., Telephone, Data, and Alarm. >BP: To construct a 2 storey laneway house building ($215,000) with an attached garage and 1 open parking pad, providing a total of 2 parking spaces, having vehicular access from the 20' Lane. Note: This is a 1 ½ storey building pursuant to the Zoning & Development By-law. 1. Covenant registered at the Land Title Office under CB365631 2. No Strata Titling permitted 3. No A/C Unit proposed 4. Schedule B: (A.S. Rathod) P.Eng (778.885.0551) Structural, Geotechnical 5. HPO: Residential Builder- (K Rise Homes Ltd.) NOTE: To achieve the required FSR. A floor space exclusion of 3% has been applied to this application as per section 11.24.18 of the district schedule, to accommodate improved building performance. **THIS PERMIT HAS BEEN ISSUED UNDER THE REQUIREMENTS OF VBBL #12511 (2019) ** | Modern Security Systems Ltd
SP-2023-02289 | 2023-12-19 | 439 W 22ND AVENUE #3, Vancouver, BC V5Y 2G6 | Sprinkler Permit | Residential | New | Issued | Residential - install fire sprinkler system in LWH >>>The entire building, INCLUDING THE ATTACHED GARAGE, to be sprinklered to NFPA 13D. >BP: To construct a 2 storey laneway house building ($215,000) with an attached garage and 1 open parking pad, providing a total of 2 parking spaces, having vehicular access from the 20' Lane. Note: This is a 1 ½ storey building pursuant to the Zoning & Development By-law. 1. Covenant registered at the Land Title Office under CB365631 2. No Strata Titling permitted 3. No A/C Unit proposed 4. Schedule B: (A.S. Rathod) P.Eng (778.885.0551) Structural, Geotechnical 5. HPO: Residential Builder- (K Rise Homes Ltd.) *NEW HOUSE* Note: See DB-2021-06523 for Bldg 1 on site (principal bldg) addressed #1-439 W 22nd Ave. **THIS PERMIT HAS BEEN ISSUED UNDER THE REQUIREMENTS OF VBBL #12511 (2019) ** | Max Fire Pro Ltd
PP-2023-04334 | 2023-12-14 | 439 W 22ND AVENUE #3, Vancouver, BC V5Y 2G6 | Plumbing Permit | Residential | New | Issued | Residential - LWH - #3 - Plumbing >DB: To construct a 2 storey laneway house building with an attached garage and 1 open parking pad, providing a total of 2 parking spaces, having vehicular access from the 20' Lane. Note: This is a 1 ½ storey building pursuant to the Zoning & Development By-law. 1. Covenant registered at the Land Title Office under CB365631 2. No Strata Titling permitted 3. No A/C Unit proposed *NEW HOUSE* Note: See DB-2021-06523 for Bldg 1 on site (principal bldg) addressed #1-439 W 22nd Ave. **THIS PERMIT HAS BEEN ISSUED UNDER THE REQUIREMENTS OF VBBL #12511 (2019) ** | Garcha Bros Mechanical Ltd
NULL | NULL | 3263 E 54TH AVENUE, Vancouver, BC V5S 1Z2 | Mechanical Permit | NULL | NULL | Draft | NULL | JAI Plumbing & Heating Ltd
MP-2023-00722 | 2023-04-28 | 3263 E 54TH AVENUE, Vancouver, BC V5S 1Z2 | Mechanical Permit | NULL | NULL | Completed | NULL | JAI Plumbing & Heating Ltd
EP-2023-05212 | 2023-06-23 | 328 NANAIMO STREET, Vancouver, BC V5L 4R7 | Electrical Permit | Commercial | NULL | Issued | Annual / Operating - **ANNUAL OPERATING PERMIT -renewal of EP -2022- 04106 Valid: May 20, 2023 to May 19, 2024 | Apna Fire & Electrical Service Ltd
SP-2023-00150 | 2023-02-07 | 2323 BOUNDARY ROAD #130, Vancouver, BC V5M 4V8 | Sprinkler Permit | Commercial | Tenant Improvement | Completed | Commercial - UNIT #130 ONLY - 3 new 3 relocate >BP: #129 & #130 Change of use from Wholesaling - Class A to Wholesaling - Class A in conjunction with General Office at unit #130, and interior alterations to provide improvements at unit #130 and to validate Electrical Products Manufacturing (shell) use at unit #129 in this existing two storey industrial building. Scope of work includes adding new shared exit stair and relocate existing accessible washroom. Separate permit will be required for future tenant improvements at unit #129. *****This application does not include any of the following: 1. Not more than 20 sprinklers (add, relocate, or remove), 2. hydraulic calculations, 3. change in occupancy and /or hazard classification, 4. warehouse storage arrangements, 5. mobile compact storage arrangements, 6. alternative solutions, 7. changes to the sprinkler system supply piping (e.g. valves, mains, cross-mains, branch-lines, etc.), or 8. flexible sprinkler pipe. | General Sprinkler Systems Ltd
EP-2023-00870 | 2023-02-06 | 4066 W 12TH AVENUE #3, Vancouver, BC V6R 2P3 | Electrical Permit | Residential | New | Issued | Installation / Repair - Residential - lane way house wiring >BP: To construct a 2 storey laneway house building ($225,000) with an attached garage and 1 open parking pad, providing a total of 2 parking spaces, having vehicular access from the lane. Note: This is a 1 ½ storey building pursuant to the Zoning & Development By-law. 1- Covenant registered at the Land Title Office under CB294666 2- No strata titling permitted 3- No A/C unit proposed 4- Schedule B: Zhi Yi You (778-302-2155) Structural & Geotechnical 5- BC Housing Residential Builder - M&W Enterprises LTD. Address number assigned as per approved plans for Fire and Emergency response. The address number is to be posted on the building and to be visible from the street in accordance with the Building By-law prior to final inspection. ******THIS PERMIT HAS BEEN ISSUED UNDER THE REQUIREMENTS OF VBBL #12511 (2019)****** | SS Electrical Limited
PP-2023-01414 | 2023-04-21 | 4066 W 12TH AVENUE #3, Vancouver, BC V6R 2P3 | Plumbing Permit | Residential | New | Issued | Residential - LWH - #3 - Lane Way House - Plumbing The entire building, INCLUDING THE ATTACHED GARAGE (if applicable), to be sprinklered to NFPA 13D. >DB: To construct a 2 storey laneway house building with an attached garage and 1 open parking pad, providing a total of 2 parking spaces, having vehicular access from the lane. Note: This is a 1 ½ storey building pursuant to the Zoning & Development By-law. 1- Covenant registered at the Land Title Office under CB294666 2- No strata titling permitted 3- No A/C unit proposed | NEWLINE PLUMBING & HEATING LTD.
EP-2023-05491 | 2023-07-18 | 4066 W 12TH AVENUE #3, Vancouver, BC V6R 2P3 | Electrical Permit | Residential | New | Issued | Installation / Repair - Residential - Installation of low voltage, data, alarm, camera. >BP: To construct a 2 storey laneway house building ($225,000) with an attached garage and 1 open parking pad, providing a total of 2 parking spaces, having vehicular access from the lane. Note: This is a 1 ½ storey building pursuant to the Zoning & Development By-law. 1- Covenant registered at the Land Title Office under CB294666 2- No strata titling permitted 3- No A/C unit proposed 4- Schedule B: Zhi Yi You (778-302-2155) Structural & Geotechnical 5- BC Housing Residential Builder - M&W Enterprises LTD. Address number assigned as per approved plans for Fire and Emergency response. The address number is to be posted on the building and to be visible from the street in accordance with the Building By-law prior to final inspection. ******THIS PERMIT HAS BEEN ISSUED UNDER THE REQUIREMENTS OF VBBL #12511 (2019)****** | One Stop Alarm Systems Ltd
SP-2023-01150 | 2023-06-27 | 4066 W 12TH AVENUE #3, Vancouver, BC V6R 2P3 | Sprinkler Permit | Residential | New | Issued | Residential - To Install 13 Sprinkler Heads >BP: To construct a 2 storey laneway house building ($225,000) with an attached garage and 1 open parking pad, providing a total of 2 parking spaces, having vehicular access from the lane. Note: This is a 1 ½ storey building pursuant to the Zoning & Development By-law. 1- Covenant registered at the Land Title Office under CB294666 2- No strata titling permitted 3- No A/C unit proposed 4- Schedule B: Zhi Yi You (778-302-2155) Structural & Geotechnical 5- BC Housing Residential Builder - M&W Enterprises LTD. | General Sprinkler Systems Ltd
NULL | NULL | 3054 W 13TH AVENUE #3, Vancouver, BC | Electrical Permit | Residential | New | Draft | Installation / Repair - Residential - Electrical and extra low voltage installation , electrical baseboard heat,DHWT | AKKAS ELECTRICAL LTD
EP-2023-02587 | 2023-04-18 | 3054 W 13TH AVENUE #3, Vancouver, BC | Electrical Permit | Residential | New | Issued | Installation / Repair - Residential - New Laneway electrical installation with extra low voltage rough wiring 400A service -Main house 200A -Laneway 200A/ No Ac unit in Laneway *An approved mechanical permit is required for the installation of air conditioning or heat pump unit at the time of installation before an electrical inspection will be performed >BP: To construct a 2 storey laneway house building ($175,030.00) with an open parking pad, providing 1 parking space, having vehicular access from the lane. Note: This is a 1 ½ storey building pursuant to the Zoning & Development By-law 1. Covenant registered at the Land Title Office under CA9928002 2. A/C unit proposed 3. Schedule B: Maninder Hundal P Eng (604) 825-4378) Structural 4. Schedule B: Alam Prahalad P Eng (604) 831-1431Geotechnical 5. HPO: Residential Builder – G & S Construction Ltd 6. Entire Building to have NFPA 13-D | AKKAS ELECTRICAL LTD
PP-2023-00974 | 2023-03-22 | 3054 W 13TH AVENUE #3, Vancouver, BC | Plumbing Permit | Residential | New | Issued | Residential - Plumbing >BP: To construct a 2 storey laneway house building with an open parking pad, providing 1 parking space, having vehicular access from the lane. Note: This is a 1 ½ storey building pursuant to the Zoning & Development By-law 1. Covenant registered at the Land Title Office under CA9928002 2. A/C unit proposed 3. Schedule B: Maninder Hundal P Eng (604) 825-4378) Structural 4. Schedule B: Alam Prahalad P Eng (604) 831-1431Geotechnical 5. HPO: Residential Builder – G & S Construction Ltd 6. Entire Building to have NFPA 13-D | Destiny Mechanical Ltd
SP-2023-00428 | 2023-03-13 | 3054 W 13TH AVENUE #3, Vancouver, BC | Sprinkler Permit | Residential | New | Issued | Residential - LWH - #3 - fire sprinkler installation >DB: To construct a 2 storey laneway house building with an open parking pad, providing 1 parking space, having vehicular access from the lane. Note: This is a 1 ½ storey building pursuant to the Zoning & Development By-law 1. Covenant registered at the Land Title Office under CA9928002 2. A/C unit proposed 6. Entire Building to have NFPA 13-D | Ecofire Sprinklers Ltd
PP-2023-01073 | 2023-03-28 | 3887 W 16TH AVENUE #3, Vancouver, BC | Plumbing Permit | Residential | New | Completed | Residential - LWH - #3 - It is working for Sump installation and sewer service connection with the city | GA On Construction Ltd
SP-2023-00128 | 2023-01-24 | 3887 W 16TH AVENUE #3, Vancouver, BC | Sprinkler Permit | Residential | New | Completed | Residential - LWH - #3 - To Install 14 sprinkler heads >DB: To construct a 2 storey laneway house building with an open parking pad, providing 1 parking space, having vehicular access from the lane. 1. No A/C unit proposed 4. Entire Building to have NFPA 13-D | General Sprinkler Systems Ltd
EP-2023-00051 | 2023-01-04 | 3887 W 16TH AVENUE #3, Vancouver, BC | Electrical Permit | Residential | New | Completed | Installation / Repair - Residential - Laneway house extra low voltage for alarm system and TV,DATA,TEL AND DOOR BELL >BP: To construct a 2 storey laneway house building ($160,450.00) with an open parking pad, providing 1 parking space, having vehicular access from the lane. Note: This is a 1 ½ storey building pursuant to the Zoning & Development By-law Note: Bldg 1 (principal bldg) addressed #1 - 3887 W 16th Av retained on site. 1. No A/C unit proposed 2. Schedule B: Min Park P. Eng (778-836-7221) Structural 3. Schedule B: Heqing Jian P. Eng (778-987-7461) Geotechnical 3. HPO: Residential Builder- Ga On Construction Ltd #39171 4. Entire Building to have NFPA 13-D ****ALL PROJECT COORDINATOR NOTES HAS BEEN ACCEPTED BY THE APPLICANT**** ******THIS PERMIT HAS BEEN ISSUED UNDER THE REQUIREMENTS OF VBBL #12511 (2019)****** | Hysun Technology Inc
EP-2023-00147 | 2023-01-24 | 3887 W 16TH AVENUE #3, Vancouver, BC | Electrical Permit | Residential | New | Completed | Installation / Repair - Residential - NEW laneway house wiring and install, service (BC HYDRO) will be separated , own single meter (240v 125amp 1 phase) BP: To construct a 2 storey laneway house building ($160,450.00) with an open parking pad, providing 1 parking space, having vehicular access from the lane. Note: This is a 1 ½ storey building pursuant to the Zoning & Development By-law Note: Bldg 1 (principal bldg) addressed #1 - 3887 W 16th Av retained on site. 1. No A/C unit proposed 2. Schedule B: Min Park P. Eng (778-836-7221) Structural 3. Schedule B: Heqing Jian P. Eng (778-987-7461) Geotechnical 3. HPO: Residential Builder- Ga On Construction Ltd #39171 4. Entire Building to have NFPA 13-D | HY Electric Company Ltd
PP-2022-03696 | 2022-10-17 | 3887 W 16TH AVENUE #3, Vancouver, BC | Plumbing Permit | Residential | New | Completed | Residential - It will be installed Plumbing Rough In and Finishing Fixtures at Laneway house. >BP: To construct a 2 storey laneway house building ($160,450.00) with an open parking pad, providing 1 parking space, having vehicular access from the lane. Note: This is a 1 ½ storey building pursuant to the Zoning & Development By-law Note: Bldg 1 (principal bldg) addressed #1 - 3887 W 16th Av retained on site. 1. No A/C unit proposed 2. Schedule B: Min Park P. Eng (778-836-7221) Structural 3. Schedule B: Heqing Jian P. Eng (778-987-7461) Geotechnical 3. HPO: Residential Builder- Ga On Construction Ltd #39171 4. Entire Building to have NFPA 13-D | GA On Construction Ltd
SP-2023-00091 | NULL | 1476 PARK DRIVE, Vancouver, BC | Sprinkler Permit | Commercial | New | Applicant Revisions | Commercial - installation of automatic sprinkler system >To construct a 3-storey Multiple Dwelling (North Building) containing six dwelling units. Refer to BP-2021-06825 for site work, below grade facilities and common parking. This permit has been reviewed under the 2019 Vancouver Building By-law (#12511). Building to be sprinklered to NFPA 13 requirements. STAGED CONSTRUCTION Stage 1 - Excavation and Shoring | NULL
EP-2023-04914 | NULL | 1476 PARK DRIVE, Vancouver, BC | Electrical Permit | Commercial | New | Application Incomplete | Installation / Repair - Commercial - To construct a 3-story dwelling building containing 6 dwelling units. Building 1 (North). 1476 Park Dr - One Dwelling Unit (1st-3rd floor)(primary) 1478 Park Dr - One Dwelling Unit (1st-3rd floor) 1486 Park Dr - One Dwelling Unit (1st-3rd floor) 1488 Park Dr - One Dwelling Unit (1st-3rd floor) 1496 Park Dr - One Dwelling Unit (1st-3rd floor) 1498 Park Dr - One Dwelling Unit (1st-3rd floor) >BP: To construct a 3-storey Multiple Dwelling (North Building) containing six dwelling units. Refer to BP-2021-06825 for site work, below grade facilities and common parking. This permit has been reviewed under the 2019 Vancouver Building By-law (#12511). Building to be sprinklered to NFPA 13 requirements. STAGED CONSTRUCTION Stage 1 - Excavation and Shoring | MILKYWAY INDUSTRY LTD
EP-2023-04913 | NULL | 7506 GRANVILLE STREET, Vancouver, BC | Electrical Permit | Commercial | New | Application Incomplete | Installation / Repair - Commercial - To construct a 3-story dwelling building containing 5 dwelling units. Building 3 (East) 7506 Granville St - One Dwelling Unit (1st-3rd floor)(primary) 7508 Granville St - One Dwelling Unit (1st-3rd floor) 7516 Granville St - One Dwelling Unit (1st-3rd floor) 7518 Granville St - One Dwelling Unit (1st-3rd floor) 7528 Granville St - One Dwelling Unit (2nd-3rd floor) >BP: To construct a 3-storey Multiple Dwelling (East Building) containing four 3-storey dwelling units and one 2-storey dwelling unit. Refer to BP-2021-06825 for site work, below grade facilities and common parking. This permit has been reviewed under the 2019 Vancouver Building By-law (#12511). Building to be sprinklered to NFPA 13 requirements. STAGED CONSTRUCTION Stage 1 - Excavation and Shoring | MILKYWAY INDUSTRY LTD
SP-2023-00093 | NULL | 7506 GRANVILLE STREET, Vancouver, BC | Sprinkler Permit | Commercial | New | Applicant Revisions | Commercial - installation of automatic sprinkler system >To construct a 3-storey Multiple Dwelling (East Building) containing four 3-storey dwelling units and one 2-storey dwelling unit. Refer to BP-2021-06825 for site work, below grade facilities and common parking. This permit has been reviewed under the 2019 Vancouver Building By-law (#12511). Building to be sprinklered to NFPA 13 requirements. STAGED CONSTRUCTION Stage 1 - Excavation and Shoring | NULL
EP-2023-05151 | 2023-06-09 | 2307 HOYLAKE AVENUE #3, Vancouver, BC V5S 2E1 | Electrical Permit | Residential | New | Issued | Installation / Repair - Residential - Install tv, telephone, security alarm prewire and complete. >BP: To construct a 1 storey laneway house building ($231,750.00) with an open parking pad, providing 1 parking space, having vehicular access from the lane. Note: This is a 1 storey building pursuant to the Zoning & Development By-law 1. Covenant registered at the Land Title Office under CA9957622 2. No Strata Titling permitted 3. No A/C unit proposed 4. Schedule B: MD. Shahidul Alam, P.Eng (604-653-7475) Structural & Geotechnical 5. HPO: Residential Builder - Trans Pacific Homes Inc. 6. The entire building, INCLUDING THE ATTACHED GARAGE (if applicable), to be sprinklered to NFPA 13D. | Tvisha Technologies Ltd
EP-2023-05278 | 2023-06-29 | 2307 HOYLAKE AVENUE #3, Vancouver, BC V5S 2E1 | Electrical Permit | Residential | New | Issued | Installation / Repair - Residential - wiring of Lane Way House,under ground cables and Service >Permit Amendment Nov 15, 2023 -Service details change: 1- 400A service to 2 separate 200A Services ¦ 1FD + 1SS: 200A ¦ LWH: 200A -"As BC Hydro recomendation to fault current calculation Two side by side 200 Amps Meters are installed, one for main house and one for lane way house -"New Load calc sheet is uploaded Main service 200 Amps ,main house service 200 Amps" *Document(s) uploaded to "Application Documents" tab for Electrical Inspector review. Documents are at pending status at time of permit amendment approval -Electrical contractor to request an electrical inspection online for the District Electrical Inspector to review document(s) >BP: To construct a 1 storey laneway house building ($231,750.00) with an open parking pad, providing 1 parking space, having vehicular access from the lane. Note: This is a 1 storey building pursuant to the Zoning & Development By-law 1. Covenant registered at the Land Title Office under CA9957622 2. No Strata Titling permitted 3. No A/C unit proposed 4. Schedule B: MD. Shahidul Alam, P.Eng (604-653-7475) Structural & Geotechnical 5. HPO: Residential Builder - Trans Pacific Homes Inc. 6. The entire building, INCLUDING THE ATTACHED GARAGE (if applicable), to be sprinklered to NFPA 13D. ***This permit has been issued under the VBBL 2019, with updated energy requirements as per bylaw # 12997 effective Jan 01, 2022.*** | AULAKH ELECTRICAL CORPORATION
SP-2023-00698 | 2023-04-20 | 2307 HOYLAKE AVENUE #3, Vancouver, BC V5S 2E1 | Sprinkler Permit | Residential | New | Issued | Residential - LWH - #3 - to install a new Sprinkler system in the LWH >DB: To construct a 1 storey laneway house building with an open parking pad, providing 1 parking space, having vehicular access from the lane. Note: This is a 1 storey building pursuant to the Zoning & Development By-law 1. Covenant registered at the Land Title Office under CA9957622 2. No Strata Titling permitted 3. No A/C unit proposed 6. The entire building, INCLUDING THE ATTACHED GARAGE (if applicable), to be sprinklered to NFPA 13D. | ACME PLUMBING HEATING & GAS LTD.
PP-2023-00763 | 2023-03-07 | 2307 HOYLAKE AVENUE #3, Vancouver, BC V5S 2E1 | Plumbing Permit | Residential | New | Issued | Residential - LWH - #3 - to install new plumbing fixtures in the LWH >DB: To construct a 1 storey laneway house building with an open parking pad, providing 1 parking space, having vehicular access from the lane. Note: This is a 1 storey building pursuant to the Zoning & Development By-law 1. Covenant registered at the Land Title Office under CA9957622 2. No Strata Titling permitted 3. No A/C unit proposed 6. The entire building, INCLUDING THE ATTACHED GARAGE (if applicable), to be sprinklered to NFPA 13D. | ACME PLUMBING HEATING & GAS LTD.
PP-2023-03547 | 2023-10-10 | 1071 E 22ND AVENUE, Vancouver, BC V5V 1W2 | Plumbing Permit | Residential | New | Issued | Residential - Sumps | JVT EXCAVATING & DEMOLITION LTD
SP-2023-01845 | 2023-10-05 | 1071 E 22ND AVENUE, Vancouver, BC V5V 1W2 | Sprinkler Permit | Residential | New | Issued | Residential - 1FD - New sprinkler system >BP: To construct a two-storey Single Detached House (Building 2) with an attached 3-car garage on the North portion of the site, having vehicular access from the Lane. See BP-2023-00989 for Building 1. ******THIS PERMIT HAS BEEN REVIEWED & ISSUED UNDER THE REQUIREMENTS OF VBBL 2019 AND AMENDMENT EFFECTIVE March 7, 2023. ******** Building Review Branch Notes: 1. Struct. B and Geo. B are submitted. 2. Entire building to be sprinklered to NFPA 13R requirements. 3. Garage #2 is subsidiary to the attached dwelling unit. | Haven Fire Protection Ltd
EP-2023-09440 | 2023-11-06 | 1071 E 22ND AVENUE, Vancouver, BC V5V 1W2 | Electrical Permit | Residential | New | Issued | Installation / Repair - Residential - New wiring for Single Detached House (Building 2) LPT to electrical room per attached. >BP: To construct a two-storey Single Detached House (Building 2) with an attached 3-car garage on the North portion of the site, having vehicular access from the Lane. See BP-2023-00989 for Building 1. ******THIS PERMIT HAS BEEN REVIEWED & ISSUED UNDER THE REQUIREMENTS OF VBBL 2019 AND AMENDMENT EFFECTIVE March 7, 2023. ******** Building Review Branch Notes: 1. Struct. B and Geo. B are submitted. 2. Entire building to be sprinklered to NFPA 13R requirements. 3. Garage #2 is subsidiary to the attached dwelling unit. 4. All new windows, doors, and skylights shall conform to AAMA/WDMA/CSA101/I.S.2/A440, NAFS. | Sentinel Electric Ltd
EP-2023-09442 | NULL | 1071 E 22ND AVENUE, Vancouver, BC V5V 1W2 | Electrical Permit | Residential | New | Withdrawn | Installation / Repair - Residential - New multi-family dwelling | Sentinel Electric Ltd
EP-2023-09439 | 2023-11-06 | 1073 E 22ND AVENUE, Vancouver, BC V5V 1W2 | Electrical Permit | Residential | New | Issued | Installation / Repair - Residential - New multi-family dwelling Duplex (Building 1) - each unit has it's own separate 200 amp service fed from electrical room on Single Detached House (Building 2) as per attached >BP: To construct a three-storey Duplex (Building 1) on the South portion of the site and, to construct a two-storey Single Detached House (Building 2) with an attached 3-car garage on the North portion of the site, having vehicular access from the Lane. -Related to DP-2022-00237. See BP-2023-00990 for Building 2. ******THIS PERMIT HAS BEEN REVIEWED & ISSUED UNDER THE REQUIREMENTS OF VBBL 2019 AND AMENDMENT EFFECTIVE March 7, 2023. ******** Building Review Branch Notes: 1. Struct. B and Geo. B are submitted. 2. All dwelling units have separate exterior entrances. 3. Entire building to be sprinklered to NFPA 13D requirements. 4. All new windows, doors, and skylights shall conform to AAMA/WDMA/CSA101/I.S.2/A440, NAFS. | Sentinel Electric Ltd
EP-2023-05579 | 2023-06-22 | 1073 E 22ND AVENUE, Vancouver, BC V5V 1W2 | Electrical Permit | Residential | New | Issued | Temporary Power - Residential - To provide temporary power. ***NOTE: Work authorized by this permit is for placement of a temporary power pole only and does not authorize any site construction and/or excavation. A separate Building Permit will be required prior to commencement of any other work on this site. Amend: July 24, 2023 address of 1075 E 22 Ave, not 1071 | Sentinel Electric Ltd
NULL | NULL | 4550 HEATHER STREET, Vancouver, BC | Mechanical Permit | NULL | NULL | Draft | NULL | KCS HEATING LTD.
EP-2023-02133 | 2023-03-14 | 4550 HEATHER STREET, Vancouver, BC | Electrical Permit | Commercial | New | Issued | Installation / Repair - Commercial - Security, Telephone, Access Control, Camera Prewires and Finishes and plating >BP: Building 1 - To construct a 3-storey townhome containing six dwelling units. Refer to BP-2021-04696 for site work, below-grade facilities, and common underground parking. VBBL-2019 - NFPA 13R. | Point One Integrators Inc
EP-2022-06914 | 2023-01-12 | 4550 HEATHER STREET, Vancouver, BC | Electrical Permit | Commercial | New | Issued | Installation / Repair - Commercial - Building 1 - New service to be installed. FULL NEW WIRING of the building. Extra Low Voltage: Access control, HVAC control, lighting control, security cameras, telephone. Fire alarm. Low Voltage: EM lighting, distribution equipment, EV charge, electric heat, equipment connections, HVAC equipment, lighting, receptacles, sump pump. >BP: Building 1 - To construct a 3-storey townhome containing six dwelling units. Refer to BP-2021-04696 for site work, below-grade facilities, and common underground parking. VBBL-2019 - NFPA 13R. | Villa Electric (1980) Ltd
PP-2022-03099 | 2022-11-29 | 4550 HEATHER STREET, Vancouver, BC | Plumbing Permit | Commercial | New | Issued | Commercial - install plumbing system in woodframe townhouse building over parkade. >Building 1 - To construct a 3-storey townhome containing six dwelling units. Refer BP-2021-04696 for site work, below grade facilities and common underground parking. VBBL-2019. | Rai Plumbing Ltd
NULL | NULL | 4550 HEATHER STREET, Vancouver, BC | Sprinkler Permit | Residential | New | Withdrawn | Residential - NFPA 13R Townhomes with a below ground single level parkade | NULL
SP-2022-01440 | 2023-05-26 | 671 W 30TH AVENUE, Vancouver, BC | Sprinkler Permit | Commercial | New | Issued | Commercial - Building 2 - For all sprinkler work to the 2019 VBBL; NFPA 13R, 2013; and alternative solutions prepared by Camphora Engineering for this newly constructed 3-storey residential building. This is a Certified Professional Project and the CP is Susana Chui, P.Eng. CP of Camphora Engineering. Notes: 1. Fire Protection engineer of Record Mr Ryan Pavey, P.Eng. of Cardinal engineering. T: 604 605 06060, E: pavey@cardinalfire.ca. 2. One set of approved drawings and permit to be available for viewing at the jobsite 3. Refer SP-2022-01438 for site description, site work, below grade facilities and common underground parking, accepted documents, terms and conditions. | Cove Mechanical Ltd
PP-2023-00158 | 2023-03-01 | 671 W 30TH AVENUE, Vancouver, BC | Plumbing Permit | Commercial | New | Issued | Commercial - install plumbing system in woodframe townhouse building over parkade. >BP: Building 2 - To construct a 3-storey townhome containing five dwelling units. Refer BP-2021-04696 for site work, below grade facilities and common underground parking. VBBL-2019 - NFPA 13R. | Rai Plumbing Ltd
EP-2022-06915 | 2023-01-12 | 671 W 30TH AVENUE, Vancouver, BC | Electrical Permit | Commercial | New | Issued | Installation / Repair - Commercial - Building 2 - New service to be installed. FULL NEW WIRING of the building. Extra Low Voltage: Access control, HVAC control, lighting control, security cameras, telephone. Fire alarm. Low Voltage: EM lighting, distribution equipment, EV charge, electric heat, equipment connections, HVAC equipment, lighting, receptacles, sump pump. BP: Building 2 - To construct a 3-storey townhome containing five dwelling units. Refer BP-2021-04696 for site work, below grade facilities and common underground parking. VBBL-2019 - NFPA 13R. | Villa Electric (1980) Ltd
NULL | NULL | 671 W 30TH AVENUE, Vancouver, BC | Mechanical Permit | NULL | NULL | Draft | NULL | KCS HEATING LTD.
EP-2023-03875 | 2023-05-05 | 671 W 30TH AVENUE, Vancouver, BC | Electrical Permit | Residential | New | Issued | Installation / Repair - Residential - Security, Telephone, Data, Access Control, Camera, Prewire, Finish, Plating. >BP: Building 2 - To construct a 3-storey townhome containing five dwelling units. Refer BP-2021-04696 for site work, below grade facilities and common underground parking. VBBL-2019 - NFPA 13R. | Point One Integrators Inc
EP-2023-06550 | 2023-07-20 | 641 W 30TH AVENUE, Vancouver, BC | Electrical Permit | Residential | New | Issued | Installation / Repair - Residential - Security, Telephone, Access Control, Camera, Prewires, Plating and Completions. >BP: Building 3 - To construct a 3-storey townhome containing five dwelling units. Refer BP-2021-04696 for site work, below grade facilities and common underground parking. VBBL-2019 - NFPA 13R. | Point One Integrators Inc
NULL | NULL | 641 W 30TH AVENUE, Vancouver, BC | Mechanical Permit | NULL | NULL | Draft | NULL | KCS HEATING LTD.
EP-2022-06916 | 2023-01-12 | 641 W 30TH AVENUE, Vancouver, BC | Electrical Permit | Commercial | New | Issued | Installation / Repair - Commercial - Building 3 - New service to be installed. FULL NEW WIRING of the building. Extra Low Voltage: Access control, HVAC control, lighting control, security cameras, telephone. Fire alarm. Low Voltage: EM lighting, distribution equipment, EV charge, electric heat, equipment connections, HVAC equipment, lighting, receptacles, sump pump. >Building 3 - To construct a 3-storey townhome containing five dwelling units. Refer BP-2021-04696 for site work, below grade facilities and common underground parking. VBBL-2019 - NFPA 13R. | Villa Electric (1980) Ltd
PP-2023-01331 | 2023-04-24 | 641 W 30TH AVENUE, Vancouver, BC | Plumbing Permit | Commercial | New | Issued | Commercial - install plumbing system in woodframe townhouse building over parkade. >BP: Building 3 - To construct a 3-storey townhome containing five dwelling units. Refer BP-2021-04696 for site work, below grade facilities and common underground parking. VBBL-2019 - NFPA 13R. | Rai Plumbing Ltd
SP-2022-01441 | 2023-05-26 | 641 W 30TH AVENUE, Vancouver, BC | Sprinkler Permit | Commercial | New | Issued | Commercial - Building 3 - For all sprinkler work to the 2019 VBBL; NFPA 13R, 2013; and alternative solutions prepared by Camphora Engineering for this newly constructed 3-storey residential building. This is a Certified Professional Project and the CP is Susana Chui, P.Eng. CP of Camphora Engineering. Notes: 1. Fire Protection engineer of Record Mr Ryan Pavey, P.Eng. of Cardinal engineering. T: 604 605 06060, E: pavey@cardinalfire.ca. 2. One set of approved drawings and permit to be available for viewing at the jobsite 3. Refer SP-2022-01438 for site description, site work, below grade facilities and common underground parking, accepted documents, terms and conditions. | Cove Mechanical Ltd
SP-2022-01442 | 2023-05-26 | 621 W 30TH AVENUE, Vancouver, BC | Sprinkler Permit | Commercial | New | Issued | Commercial - Building 4 - For all sprinkler work to the 2019 VBBL; NFPA 13R, 2013; and alternative solutions prepared by Camphora Engineering for this newly constructed 3-storey residential building. This is a Certified Professional Project and the CP is Susana Chui, P.Eng. CP of Camphora Engineering. Notes: 1. Fire Protection engineer of Record Mr Ryan Pavey, P.Eng. of Cardinal engineering. T: 604 605 06060, E: pavey@cardinalfire.ca. 2. One set of approved drawings and permit to be available for viewing at the jobsite 3. Refer SP-2022-01438 for site description, site work, below grade facilities and common underground parking, accepted documents, terms and conditions. | Cove Mechanical Ltd
PP-2023-01332 | 2023-04-24 | 621 W 30TH AVENUE, Vancouver, BC | Plumbing Permit | Commercial | New | Issued | Commercial - install plumbing system in woodframe townhouse building over parkade. >BP: Building 4 - To construct a 3-storey townhome containing five dwelling units. Refer BP-2021-04696 for site work, below grade facilities and common underground parking. VBBL-2019 - NFPA 13R. | Rai Plumbing Ltd
EP-2022-06921 | 2023-01-12 | 621 W 30TH AVENUE, Vancouver, BC | Electrical Permit | Commercial | New | Issued | Installation / Repair - Commercial - Building 4 - New service to be installed. FULL NEW WIRING of the building. Extra Low Voltage: Access control, HVAC control, lighting control, security cameras, telephone. Fire alarm. Low Voltage: EM lighting, distribution equipment, EV charge, electric heat, equipment connections, HVAC equipment, lighting, receptacles, sump pump. >BP: Building 4 - To construct a 3-storey townhome containing five dwelling units. Refer BP-2021-04696 for site work, below grade facilities and common underground parking. VBBL-2019 - NFPA 13R. | Villa Electric (1980) Ltd
NULL | NULL | 621 W 30TH AVENUE, Vancouver, BC | Mechanical Permit | NULL | NULL | Draft | NULL | KCS HEATING LTD.
EP-2023-07890 | 2023-08-30 | 621 W 30TH AVENUE, Vancouver, BC | Electrical Permit | Commercial | New | Issued | Installation / Repair - Commercial - Security, Telephone, Access Control, Camera - Prewires and Finishes and plating. >BP: Building 4 - To construct a 3-storey townhome containing five dwelling units. Refer BP-2021-04696 for site work, below grade facilities and common underground parking. VBBL-2019 - NFPA 13R. | Point One Integrators Inc
EP-2023-07891 | 2023-08-30 | 4551 ASH STREET, Vancouver, BC | Electrical Permit | Commercial | New | Issued | Installation / Repair - Commercial - Security, Telephone, Access Control, Camera, Prewires, Plating and Completions. >BP: Building 5 - To construct a 4-storey townhome containing six dwelling units. Refer BP-2021-04696 for site work, below grade facilities and common underground parking. VBBL-2019 - NFPA 13. | Point One Integrators Inc
NULL | NULL | 4551 ASH STREET, Vancouver, BC | Mechanical Permit | NULL | NULL | Draft | NULL | KCS HEATING LTD.
EP-2022-06922 | 2023-01-12 | 4551 ASH STREET, Vancouver, BC | Electrical Permit | Commercial | New | Issued | Installation / Repair - Commercial - Building 5 - New service to be installed. FULL NEW WIRING of the building. Extra Low Voltage: Access control, HVAC control, lighting control, security cameras, telephone. Fire alarm. Low Voltage: EM lighting, distribution equipment, EV charge, electric heat, equipment connections, HVAC equipment, lighting, receptacles, sump pump. >Permit Amendment Aug 29, 2023 -"Please add low voltage. There is no increase to the value of the permit" >BP: Building 5 - To construct a 4-storey townhome containing six dwelling units. Refer BP-2021-04696 for site work, below grade facilities and common underground parking. VBBL-2019 - NFPA 13. | Villa Electric (1980) Ltd
PP-2023-03152 | 2023-09-08 | 4551 ASH STREET, Vancouver, BC | Plumbing Permit | Commercial | New | Issued | Commercial - install plumbing system in woodframe townhouse building over parkade. >BP: Building 5 - To construct a 4-storey townhome containing six dwelling units. Refer BP-2021-04696 for site work, below grade facilities and common underground parking. VBBL-2019 - NFPA 13. | Rai Plumbing Ltd
SP-2022-01443 | 2023-05-26 | 4551 ASH STREET, Vancouver, BC | Sprinkler Permit | Commercial | New | Issued | Commercial - Building 5 - For all sprinkler work to the 2019 VBBL; NFPA 13R, 2013; and alternative solutions prepared by Camphora Engineering for this newly constructed 4-storey residential building (3-storey per AL-2022-00099). This is a Certified Professional Project and the CP is Susana Chui, P.Eng. CP of Camphora Engineering. Notes: 1. Fire Protection engineer of Record Mr Ryan Pavey, P.Eng. of Cardinal engineering. T: 604 605 06060, E: pavey@cardinalfire.ca. 2. One set of approved drawings and permit to be available for viewing at the jobsite 3. Refer SP-2022-01438 for site description, site work, below grade facilities and common underground parking, accepted documents, terms and conditions. | Cove Mechanical Ltd
SP-2022-01444 | 2023-05-26 | 631 W 30TH AVENUE, Vancouver, BC | Sprinkler Permit | Commercial | New | Issued | Commercial - Building 6 - For all sprinkler work to the 2019 VBBL; NFPA 13R, 2013; and alternative solutions prepared by Camphora Engineering for this newly constructed 4-storey residential building (3-storey per AL-2022-00099). This is a Certified Professional Project and the CP is Susana Chui, P.Eng. CP of Camphora Engineering. Notes: 1. Fire Protection engineer of Record Mr Ryan Pavey, P.Eng. of Cardinal engineering. T: 604 605 06060, E: pavey@cardinalfire.ca. 2. One set of approved drawings and permit to be available for viewing at the jobsite 3. Refer SP-2022-01438 for site description, site work, below grade facilities and common underground parking, accepted documents, terms and conditions. | Cove Mechanical Ltd
PP-2023-03154 | 2023-09-08 | 631 W 30TH AVENUE, Vancouver, BC | Plumbing Permit | Commercial | New | Issued | Commercial - install plumbing system in woodframe townhouse building over parkade. >BP: Building 6 - To construct a 4-storey townhome containing five dwelling units. Refer BP-2021-04696 for site work, below grade facilities and common underground parking. VBBL-2019 - NFPA 13. | Rai Plumbing Ltd
EP-2022-06923 | 2023-01-12 | 631 W 30TH AVENUE, Vancouver, BC | Electrical Permit | Commercial | New | Issued | Installation / Repair - Commercial - Building 6 - New service to be installed. FULL NEW WIRING of the building. Extra Low Voltage: Access control, HVAC control, lighting control, security cameras, telephone. Fire alarm. Low Voltage: EM lighting, distribution equipment, EV charge, electric heat, equipment connections, HVAC equipment, lighting, receptacles, sump pump. >BP: Building 6 - To construct a 4-storey townhome containing five dwelling units. Refer BP-2021-04696 for site work, below grade facilities and common underground parking. VBBL-2019 - NFPA 13. | Villa Electric (1980) Ltd
NULL | NULL | 631 W 30TH AVENUE, Vancouver, BC | Mechanical Permit | NULL | NULL | Draft | NULL | KCS HEATING LTD.
EP-2023-09073 | 2023-10-11 | 631 W 30TH AVENUE, Vancouver, BC | Electrical Permit | Commercial | New | Issued | Installation / Repair - Commercial - Security, Telephone, Access Control, Camera - Pre-wire, Completions and plating. >BP: Building 6 - To construct a 4-storey townhome containing five dwelling units. Refer BP-2021-04696 for site work, below grade facilities and common underground parking. VBBL-2019 - NFPA 13. | Point One Integrators Inc
GP-2023-03470 | 2023-11-09 | 3212 GRANT STREET #3, Vancouver, BC | Gas Permit | Residential | New | Issued | Residential - 1 Range Install >BP: To construct a 2 storey laneway house building ($167,540.00) with 1 open parking pad, providing a total of one (1) parking spaces, having vehicular access from the 20' Lane. | Symbolistic Heating Ltd
PP-2023-02906 | 2023-08-17 | 3212 GRANT STREET #3, Vancouver, BC | Plumbing Permit | Residential | New | Issued | Residential - one out side sump with out pump | JVT EXCAVATING & DEMOLITION LTD
PP-2023-02894 | 2023-08-16 | 3212 GRANT STREET #3, Vancouver, BC | Plumbing Permit | Residential | New | Issued | Residential - LWH - #3 - Installing new plumbing fixtures inside the laneway house >DB: To construct a 2 storey laneway house building ($167,540.00) with 1 open parking pad, providing a total of one (1) parking spaces, having vehicular access from the 20' Lane. Note: This is a 1 ½ storey building pursuant to the Zoning & Development By-law. 1. Covenant registered at the Land Title Office under CB645625 2. No Strata Titling permitted 3. External mechanical unit located side yard/ext. storage room 4. Schedule B: (Shambhu N. Biswas, P.Eng., 604-250-866) Structural & Geotechnical 5. HPO: Residential Builder- (Owner Builder) NOTE: To achieve the required FSR. A floor space exclusion of 3% has been applied to this application as per section 11.24.18 of the district schedule, to accommodate improved building performance. Address Information: Building 1 #1-3212 Grant St - One Family Dwelling (1st-2nd floor) #2-3212 Grant St - Secondary Suite (basement) Building 2 #3-3212 Grant St - Laneway House (1-storey) Address and suite number assigned as per approved plans for Fire and Emergency response. The address number is to be posted to the building to be visible from the street and the suite number is to be posted at the suite entry in accordance with the Building By-law prior to final inspection. NOTE: Information regarding the principal building on the survey and site plan is for reference only. Any discrepancy between information regarding the principal building on the survey and/or site plan and approved permit drawings for the principal building are neither approved nor authorized under this laneway house permit. *NEW HOUSE* Note: See DB-2022-00801 for Bldg 1 on site (principal bldg) addressed #1-3212 Grant St. **THIS PERMIT HAS BEEN ISSUED UNDER THE REQUIREMENTS OF VBBL #12511 (2019) ** | SUNSHINE PLUMBING LTD
EP-2023-08197 | 2023-09-19 | 3212 GRANT STREET #3, Vancouver, BC | Electrical Permit | Residential | New | Issued | Installation / Repair - Residential - ¦ #3LWH- 200A ¦ installation of 200 amp service .125Amp for house,125 amp for laneway >BP: To construct a 2 storey laneway house building ($167,540.00) with 1 open parking pad, providing a total of one (1) parking spaces, having vehicular access from the 20' Lane. Note: This is a 1 ½ storey building pursuant to the Zoning & Development By-law. 1. Covenant registered at the Land Title Office under CB645625 2. No Strata Titling permitted 3. External mechanical unit located side yard/ext. storage room 4. Schedule B: (Shambhu N. Biswas, P.Eng., 604-250-866) Structural & Geotechnical 5. HPO: Residential Builder- (Owner Builder) NOTE: To achieve the required FSR. A floor space exclusion of 3% has been applied to this application as per section 11.24.18 of the district schedule, to accommodate improved building performance. *NEW HOUSE* Note: See DB-2022-00801 for Bldg 1 on site (principal bldg) addressed #1-3212 Grant St. **THIS PERMIT HAS BEEN ISSUED UNDER THE REQUIREMENTS OF VBBL #12511 (2019) ** | CROWN ELECTRICAL CONTRACTOR LTD
SP-2023-02147 | 2023-11-24 | 3212 GRANT STREET #3, Vancouver, BC | Sprinkler Permit | Residential | New | Issued | Residential - Install sprinklers in lwh >BP: To construct a 2 storey laneway house building with 1 open parking pad, providing a total of one (1) parking spaces, having vehicular access from the 20' Lane. Note: This is a 1 ½ storey building pursuant to the Zoning & Development By-law. 1. Covenant registered at the Land Title Office under CB645625 2. No Strata Titling permitted 3. External mechanical unit located side yard/ext. storage room 4. Schedule B: (Shambhu N. Biswas, P.Eng., 604-250-866) Structural & Geotechnical 5. HPO: Residential Builder- (Owner Builder) | Gold Key Fire Protection Ltd
EP-2023-10591 | 2023-11-27 | 3212 GRANT STREET #3, Vancouver, BC | Electrical Permit | Residential | New | Issued | Installation / Repair - Residential - Security Alarm- ROUGH IN ONLY telephone, tv, net, doorbell >BP: To construct a 2 storey laneway house building ($167,540.00) with 1 open parking pad, providing a total of one (1) parking spaces, having vehicular access from the 20' Lane. | Best Built-In Centre Ltd
EP-2023-01835 | 2023-03-06 | 2738 E 48TH AVENUE #3, Vancouver, BC | Electrical Permit | Residential | New | Completed | Installation / Repair - Residential - Low Voltage Rough-In and Completion including security Alarm, tel/data/cable >BP: To construct a 2 storey laneway house building ($226,125) with 1 open parking pad, providing a total of 1 parking spaces, having vehicular access from the 20' Lane. Note: This is a 1 ½ storey building pursuant to the Zoning & Development By-law. 1. Covenant not required with existing house 2. No Strata Titling permitted 3. No A/C Unit proposed 4. Entire building to be sprinklered 13D 5. Schedule B: (Jason Hui) P.Eng (778.319.3403) Structural 6. Schedule B: (Jason Hui) P.Eng (778.319.3403) Geotechnical 7. HPO: Residential Builder- Lyla Construction Inc. | Infinitech Security & Integration Inc.
EP-2023-00972 | 2023-02-14 | 2738 E 48TH AVENUE #3, Vancouver, BC | Electrical Permit | Residential | New | Completed | Installation / Repair - Residential - new construction of laneway house. >BP: To construct a 2 storey laneway house building ($226,125) with 1 open parking pad, providing a total of 1 parking spaces, having vehicular access from the 20' Lane. Note: This is a 1 ½ storey building pursuant to the Zoning & Development By-law. 1. Covenant not required with existing house 2. No Strata Titling permitted 3. No A/C Unit proposed 4. Entire building to be sprinklered 13D 5. Schedule B: (Jason Hui) P.Eng (778.319.3403) Structural 6. Schedule B: (Jason Hui) P.Eng (778.319.3403) Geotechnical 7. HPO: Residential Builder- Lyla Construction Inc. NOTE: To achieve the required FSR. A floor space exclusion of 3% has been applied to this application as per section 11.24.18 of the district schedule, to accommodate improved building performance. NOTE: Information regarding the principal building on the survey and site plan is for reference only. Any discrepancy between information regarding the principal building on the survey and/or site plan and approved permit drawings for the principal building are neither approved nor authorized under this laneway house permit. *EXISTING HOUSE* Note: Bldg 1 (principal bldg) addressed #1-2738 E 48th Av retained on site. ***This permit is issued under the VBBL 2019, with updated energy requirements as per bylaw # 12997 effective Jan 01, 2022.***. | Econ Energy Group Ltd
SP-2023-00444 | 2023-03-15 | 2738 E 48TH AVENUE #3, Vancouver, BC | Sprinkler Permit | Residential | New | Completed | Residential - LWH - #3 - Install sprinklers in lwh >DB: To construct a 2 storey laneway house building with 1 open parking pad, providing a total of 1 parking spaces, having vehicular access from the 20' Lane. Note: This is a 1 ½ storey building pursuant to the Zoning & Development By-law. 1. Covenant not required with existing house 2. No Strata Titling permitted 3. No A/C Unit proposed 4. Entire building to be sprinklered 13D | Gold Key Fire Protection Ltd
PP-2022-04517 | 2022-12-19 | 2738 E 48TH AVENUE #3, Vancouver, BC | Plumbing Permit | Residential | New | Completed | Residential - Plumbing permit for lanway house To construct a 2 storey laneway house building with 1 open parking pad, providing a total of 1 parking spaces, having vehicular access from the 20' Lane. Note: This is a 1 ½ storey building pursuant to the Zoning & Development By-law. 1. Covenant not required with existing house 2. No Strata Titling permitted 3. No A/C Unit proposed 4. Entire building to be sprinklered 13D 5. Schedule B: (Jason Hui) P.Eng (778.319.3403) Structural 6. Schedule B: (Jason Hui) P.Eng (778.319.3403) Geotechnical 7. HPO: Residential Builder- Lyla Construction Inc. | Rain Coast Plumbing & Heating Ltd
NULL | NULL | 5753 SOPHIA STREET, Vancouver, BC | Electrical Permit | Residential | New | Draft | Installation / Repair - Residential - Duplex house | ALPHA ONE ELECTRIC LTD
EP-2022-08022 | 2022-09-23 | 3425 CHERRY STREET, Vancouver, BC | Electrical Permit | Residential | New | Completed | Installation / Repair - Residential - tv,telephone + doorbell To construct a 2 storey laneway house building with 1 open parking pad, providing a total of 1 parking spaces, having vehicular access from the 20' Lane. Note: This is a 1 ½ storey building pursuant to the Zoning & Development By-law. 1. Covenant not required with existing house 2. No Strata Titling permitted 3. No A/C Unit proposed 4. Entire building to be sprinklered 13D 5. Schedule B: (Peter Yee) P.Eng (604.255.3868) Structural 6. Schedule B: (Peter Yee) P.Eng (604.255.3868) Geotechnical 7. HPO: Residential Builder- Fixright Construction Ltd | Supertech Systems Ltd
SP-2022-01339 | 2022-08-19 | 3425 CHERRY STREET, Vancouver, BC | Sprinkler Permit | Residential | New | Completed | Residential - LWH - new sprinkler system >BP: To construct a 2 storey laneway house building with 1 open parking pad, providing a total of 1 parking spaces, having vehicular access from the 20' Lane. Note: This is a 1 ½ storey building pursuant to the Zoning & Development By-law. 1. Covenant not required with existing house 2. No Strata Titling permitted 3. No A/C Unit proposed | Haven Fire Protection Ltd
EP-2022-07295 | 2022-09-01 | 3425 CHERRY STREET, Vancouver, BC | Electrical Permit | Residential | New | Completed | Installation / Repair - Residential - Wiring of new lane house underground cables and service Main consumer's Service 200 Amps. LaneWay service 100 Amps. Main House service 100Amps. Suite service 100 Amps. >BP: To construct a 2 storey laneway house building ($143,700) with 1 open parking pad, providing a total of 1 parking spaces, having vehicular access from the 20' Lane. Note: This is a 1 ½ storey building pursuant to the Zoning & Development By-law. 1. Covenant not required with existing house 2. No Strata Titling permitted 3. No A/C Unit proposed 4. Entire building to be sprinklered 13D 5. Schedule B: (Peter Yee) P.Eng (604.255.3868) Structural 6. Schedule B: (Peter Yee) P.Eng (604.255.3868) Geotechnical 7. HPO: Residential Builder- Fixright Construction Ltd | AULAKH ELECTRICAL CORPORATION
PP-2022-02636 | 2022-07-28 | 3425 CHERRY STREET, Vancouver, BC | Plumbing Permit | Residential | New | Completed | Residential - Sump | Trust Excavation & Demolition Ltd
PP-2022-02610 | 2022-07-26 | 3425 CHERRY STREET, Vancouver, BC | Plumbing Permit | Residential | New | Completed | Residential - new installation To construct a 2 storey laneway house building with 1 open parking pad, providing a total of 1 parking spaces, having vehicular access from the 20' Lane. Note: This is a 1 ½ storey building pursuant to the Zoning & Development By-law. 1. Covenant not required with existing house 2. No Strata Titling permitted 3. No A/C Unit proposed | A2P PLUMBING & HEATING LTD
PP-2023-00947 | 2023-03-20 | 3053 E 8TH AVENUE, Vancouver, BC | Plumbing Permit | Residential | New | Completed | Residential - 2FD - FRONT - 3055 E 8TH AV BACK - 3053 E 8TH AV Duplex house plumbing >DB: To construct a two-storey two-family dwelling with a detached accessory building (garage) at the rear providing 2 parking spaces, having vehicular access from the lane. This is a 2 storey building pursuant to the Zoning and Development By-Law 1. No strata titling permitted. 2. A/C units proposed in rear yard. 3. Bar sinks proposed in main floor. The entire building, to be sprinklered to 2 x NFPA 13D. | JAI Plumbing & Heating Ltd
NULL | NULL | 3053 E 8TH AVENUE, Vancouver, BC | Plumbing Permit | NULL | New | Draft | - Duplex house plumbing | JAI Plumbing & Heating Ltd
MP-2023-00797 | 2023-05-08 | 3053 E 8TH AVENUE, Vancouver, BC | Mechanical Permit | NULL | NULL | Completed | NULL | Crystal Refrigeration & Air Conditioning Ltd
EP-2023-06415 | 2023-08-01 | 3435 W 19TH AVENUE #3, Vancouver, BC | Electrical Permit | Residential | New | Issued | Installation / Repair - Residential - New House electrical work >BP: To construct a 2 storey laneway house building ($160,657.50) with an attached garage and 1 open parking pad, providing a total of 2 parking spaces, having vehicular access from the lane. Note: This is a 1 ½ storey building pursuant to the Zoning & Development By-law 1. Covenant registered at the Land Title Office under CA9698931 2. No Strata Titling permitted 3. A/C unit proposed 4. Schedule B: Tsung-Hua Yang P.Eng (604.729.0585) Structural & Geotechnical 5. HPO: Residential Builder - Canada Wing-Form Development Ltd *NEW HOUSE* Note: See DB-2022-00879 for Bldg 1 on site (principal bldg) addressed #1-3435 W 19TH AV. ******THIS PERMIT HAS BEEN ISSUED UNDER THE REQUIREMENTS OF VBBL #12511 (2019)****** | ACS INDUSTRY LTD
SP-2023-02260 | 2023-12-15 | 3435 W 19TH AVENUE #3, Vancouver, BC | Sprinkler Permit | Residential | New | Issued | Residential - Install sprinklers in LWH >BP: To construct a 2 storey laneway house building with an attached garage and 1 open parking pad, providing a total of 2 parking spaces, having vehicular access from the lane. Note: This is a 1 ½ storey building pursuant to the Zoning & Development By-law 1. Covenant registered at the Land Title Office under CA9698931 2. No Strata Titling permitted 3. A/C unit proposed 4. Schedule B: Tsung-Hua Yang P.Eng (604.729.0585) Structural & Geotechnical 5. HPO: Residential Builder - Canada Wing-Form Development Ltd | Gold Key Fire Protection Ltd
EP-2024-00372 | 2024-01-18 | 3435 W 19TH AVENUE #3, Vancouver, BC | Electrical Permit | Residential | New | Issued | Installation / Repair - Residential - Install Low Voltage wiring (networking), Alarm, TV, Data, Tel. Rough-In and Finishing. | Magnificent Security Inc.
PP-2023-03908 | 2023-11-06 | 3435 W 19TH AVENUE #3, Vancouver, BC | Plumbing Permit | Residential | New | Issued | Residential - plumbing >BP: To construct a 2 storey laneway house building with an attached garage and 1 open parking pad, providing a total of 2 parking spaces, having vehicular access from the lane. Note: This is a 1 ½ storey building pursuant to the Zoning & Development By-law 1. Covenant registered at the Land Title Office under CA9698931 2. No Strata Titling permitted 3. A/C unit proposed 4. Schedule B: Tsung-Hua Yang P.Eng (604.729.0585) Structural & Geotechnical 5. HPO: Residential Builder - Canada Wing-Form Development Ltd | SKY HIGH PLUMBING & HEATING LTD
EP-2023-02552 | 2023-04-03 | 115 E 63RD AVENUE #3, Vancouver, BC | Electrical Permit | Residential | New | Completed | Installation / Repair - Residential - Roughing and finishing for laneway >BP: To construct a 2 storey laneway house building ($203,250.00) with 1 open parking pad, having vehicular access from the 20' Lane. Note: This is a 1 ½ storey building pursuant to the Zoning & Development By-law. 1. Covenant registered at the Land Title Office under CA9967930 2. No Strata Titling permitted 3. No A/C Unit proposed 4. Schedule B: (Yatendra Sharma, P.Eng., 778-863-7076) Structural 5. Schedule B: (Thanh Van Le, P.Eng., 604-421-3288) Geotechnical 6. HPO: Residential Builder- (1067247 BC Ltd.) NOTE: To achieve the required FSR. A floor space exclusion of 3% has been applied to this application as per section 11.24.18 of the district schedule, to accommodate improved building performance. NOTE: Information regarding the principal building on the survey and site plan is for reference only. Any discrepancy between information regarding the principal building on the survey and/or site plan and approved permit drawings for the principal building are neither approved nor authorized under this laneway house permit. *NEW HOUSE* Note: See DB-2022-00769 for Bldg 1 on site (principal bldg) addressed #1-115 E 63rd Av. ***This permit is issued under the VBBL 2019, with updated energy requirements as per bylaw # 12997 effective Jan 01, 2022.*** | Highlight Electrical Ltd
SP-2023-00476 | 2023-03-22 | 115 E 63RD AVENUE #3, Vancouver, BC | Sprinkler Permit | Residential | New | Completed | Residential - Install sprinklers in LWH The entire building, INCLUDING THE ATTACHED GARAGE (if applicable), to be sprinklered to NFPA 13D. ***This permit is issued under the VBBL 2019, with updated energy requirements as per bylaw # 12997 effective Jan 01, 2022.*** >BP: To construct a 2 storey laneway house building ($203,250.00) with 1 open parking pad, having vehicular access from the 20' Lane. Note: This is a 1 ½ storey building pursuant to the Zoning & Development By-law. 1. Covenant registered at the Land Title Office under CA9967930 2. No Strata Titling permitted 3. No A/C Unit proposed 4. Schedule B: (Yatendra Sharma, P.Eng., 778-863-7076) Structural 5. Schedule B: (Thanh Van Le, P.Eng., 604-421-3288) Geotechnical 6. HPO: Residential Builder- (1067247 BC Ltd.) | Gold Key Fire Protection Ltd
EP-2023-01650 | 2023-02-27 | 115 E 63RD AVENUE #3, Vancouver, BC | Electrical Permit | Residential | New | Completed | Installation / Repair - Residential - SA, Tel, Intercom, TV >BP: To construct a 2 storey laneway house building ($203,250.00) with 1 open parking pad, having vehicular access from the 20' Lane. Note: This is a 1 ½ storey building pursuant to the Zoning & Development By-law. 1. Covenant registered at the Land Title Office under CA9967930 2. No Strata Titling permitted 3. No A/C Unit proposed 4. Schedule B: (Yatendra Sharma, P.Eng., 778-863-7076) Structural 5. Schedule B: (Thanh Van Le, P.Eng., 604-421-3288) Geotechnical 6. HPO: Residential Builder- (1067247 BC Ltd.) NOTE: To achieve the required FSR. A floor space exclusion of 3% has been applied to this application as per section 11.24.18 of the district schedule, to accommodate improved building performance. NOTE: Information regarding the principal building on the survey and site plan is for reference only. Any discrepancy between information regarding the principal building on the survey and/or site plan and approved permit drawings for the principal building are neither approved nor authorized under this laneway house permit. *NEW HOUSE* Note: See DB-2022-00769 for Bldg 1 on site (principal bldg) addressed #1-115 E 63rd Av. ***This permit is issued under the VBBL 2019, with updated energy requirements as per bylaw # 12997 effective Jan 01, 2022.*** | Covert Security Solutions Inc
PP-2023-00043 | 2023-01-06 | 115 E 63RD AVENUE #3, Vancouver, BC | Plumbing Permit | Residential | New | Completed | Residential - This is a new laneway house with 9 fixtures >BP: To construct a 2 story laneway house building with 1 open parking pad, having vehicular access from the 20' Lane. Note: This is a 1 ½ storey building pursuant to the Zoning & Development By-law. 1. Covenant registered at the Land Title Office under CA9967930 2. No Strata Titling permitted 3. No A/C Unit proposed 4. Schedule B: (Yatendra Sharma, P.Eng., 778-863-7076) Structural 5. Schedule B: (Thanh Van Le, P.Eng., 604-421-3288) Geotechnical 6. HPO: Residential Builder- (1067247 BC Ltd.) | AKAL Plumbing & Heating Ltd
PP-2022-03976 | 2022-11-03 | 115 E 63RD AVENUE #3, Vancouver, BC | Plumbing Permit | Residential | New | Issued | Residential - Sump to be installed out side lanway house | 4 WAY EXCAVATING & DRAIN TILE LTD.
SP-2022-01733 | 2022-10-20 | 5746 MCKINNON STREET #3, Vancouver, BC | Sprinkler Permit | Residential | New | Completed | Residential - New Sprinkler System for: >BP: To construct a 2 storey laneway house building ($156,485) with 1 open parking pad, providing a total of 2 parking spaces, having vehicular access from the 20' Lane. Note: This is a 1 ½ storey building pursuant to the Zoning & Development By-law. 1. Covenant not required with existing house 2. No Strata Titling permitted 3. No A/C Unit proposed 4. Entire building to be sprinklered 13D 5. Schedule B: (Makhan S. Dhillon) P.Eng (604.537.6271) Structural 6. Schedule B: (Makhan S. Dhillon) P.Eng (604.537.6271) Geotechnical 7. HPO: Residential Builder- Golden Fortune Development Inc **The entire building to be sprinklered to NFPA 13D ** | Skyway Plumbing & gas Ltd
EP-2022-08943 | 2022-10-20 | 5746 MCKINNON STREET #3, Vancouver, BC | Electrical Permit | Residential | New | Completed | Installation / Repair - Residential - security Alarm and data cables - Complete Security Alarm System >BP: To construct a 2 storey laneway house building ($156,485) with 1 open parking pad, providing a total of 2 parking spaces, having vehicular access from the 20' Lane. Note: This is a 1 ½ storey building pursuant to the Zoning & Development By-law. 1. Covenant not required with existing house 2. No Strata Titling permitted 3. No A/C Unit proposed 4. Entire building to be sprinklered 13D 5. Schedule B: (Makhan S. Dhillon) P.Eng (604.537.6271) Structural 6. Schedule B: (Makhan S. Dhillon) P.Eng (604.537.6271) Geotechnical 7. HPO: Residential Builder- Golden Fortune Development Inc | AJ INTEGRATED SERVICES LTD
EP-2022-07318 | 2022-09-08 | 5746 MCKINNON STREET #3, Vancouver, BC | Electrical Permit | Residential | New | Completed | Installation / Repair - Residential - Full Electrical for: >BP: To construct a 2 storey laneway house building ($156,485) with 1 open parking pad, providing a total of 2 parking spaces, having vehicular access from the 20' Lane. Note: This is a 1 ½ storey building pursuant to the Zoning & Development By-law. 1. Covenant not required with existing house 2. No Strata Titling permitted 3. No A/C Unit proposed 4. Entire building to be sprinklered 13D 5. Schedule B: (Makhan S. Dhillon) P.Eng (604.537.6271) Structural 6. Schedule B: (Makhan S. Dhillon) P.Eng (604.537.6271) Geotechnical 7. HPO: Residential Builder- Golden Fortune Development Inc | Maple Leaf Electrical Ltd
PP-2022-02990 | NULL | 5746 MCKINNON STREET #3, Vancouver, BC | Plumbing Permit | Residential | New | Withdrawn | Residential - sewer piping. | Canadian Excavating Ltd
NULL | NULL | 5746 MCKINNON STREET #3, Vancouver, BC | Plumbing Permit | Residential | New | Draft | Residential - Sewer pipe | NULL
PP-2022-03523 | 2022-10-03 | 5746 MCKINNON STREET #3, Vancouver, BC | Plumbing Permit | Residential | New | Completed | Residential - To install piping and fixtures for a new laneway house. .. To construct a 2 storey laneway house building with 1 open parking pad, providing a total of 2 parking spaces, having vehicular access from the 20' Lane. Note: This is a 1 ½ storey building pursuant to the Zoning & Development By-law. 1. Covenant not required with existing house 2. No Strata Titling permitted 3. No A/C Unit proposed 4. Entire building to be sprinklered 13D 5. Schedule B: (Makhan S. Dhillon) P.Eng (604.537.6271) Structural 6. Schedule B: (Makhan S. Dhillon) P.Eng (604.537.6271) Geotechnical 7. HPO: Residential Builder- Golden Fortune Development Inc | Skyway Plumbing & gas Ltd
PP-2022-03151 | 2022-09-12 | 5746 MCKINNON STREET #3, Vancouver, BC | Plumbing Permit | Residential | New | Completed | Residential - SUMP | Canadian Excavating Ltd
MP-2023-01290 | 2023-07-13 | 2556 WILLIAM STREET, Vancouver, BC | Mechanical Permit | NULL | NULL | Completed | NULL | Perfect Air Solutions Ltd
EP-2023-05917 | 2023-06-30 | 1166 W PENDER STREET, Vancouver, BC V6E 3H8 | Electrical Permit | Commercial | New | Issued | Temporary Power - Commercial - To provide temporary power. -For Equipment - crane & hoist. NOTE: Work authorized by this permit is for placement of a temporary power pole only and does not authorize any site construction and/or excavation. A separate Building Permit will be required prior to commencement of any other work on this site. Amend: Oct 21, 2022 Uploading Encumbrances on Title and Easement Agreement - as per COV Inspector Rob Palmer. | Houle Electric Limited
EP-2023-01138 | 2023-02-09 | 1166 W PENDER STREET, Vancouver, BC V6E 3H8 | Electrical Permit | Commercial | New | Issued | Temporary Power - Commercial - To provide temporary power. NOTE: Work authorized by this permit is for placement of a temporary power pole only and does not authorize any site construction and/or excavation. A separate Building Permit will be required prior to commencement of any other work on this site. | Houle Electric Limited
EP-2023-01296 | 2023-02-14 | 1166 W PENDER STREET, Vancouver, BC V6E 3H8 | Electrical Permit | Commercial | Renovation | Issued | Temporary Power - Commercial - To provide temporary power. | Houle Electric Limited
EP-2022-05531 | 2022-07-04 | 1166 W PENDER STREET, Vancouver, BC V6E 3H8 | Electrical Permit | Commercial | New | Expired | Temporary Power - Commercial - To provide temporary power. -For Equipment - crane & hoist. NOTE: Work authorized by this permit is for placement of a temporary power pole only and does not authorize any site construction and/or excavation. A separate Building Permit will be required prior to commencement of any other work on this site. Amend: Oct 21, 2022 Uploading Encumbrances on Title and Easement Agreement - as per COV Inspector Rob Palmer. | Houle Electric Limited
PP-2023-03175 | 2023-09-08 | 1166 W PENDER STREET, Vancouver, BC V6E 3H8 | Plumbing Permit | Commercial | New | Issued | Commercial - Installing RPBP on temporary waterline for construction water usage. | Modern Niagara Vancouver Inc
NULL | NULL | 1166 W PENDER STREET, Vancouver, BC V6E 3H8 | Plumbing Permit | Commercial | Addition | Withdrawn | Commercial - Adding a temporary water line for construction. Installing BFP and water meter. | EllisDon Corporation
PP-2023-03538 | 2023-10-26 | 3477 W 41ST AVENUE, Vancouver, BC V6N 3E5 | Plumbing Permit | Commercial | New | Issued | Commercial - FOUNDATION ONLY - new construction of 6 story residential wood frame building >BP: To construct a six (6) storey combustible Multiple Dwelling building containing one-hundred & nine (109) Secured Market Rental Housing units, all over two (2) levels of underground parking having vehicular access lane. This permit has been reviewed under the 2019 Vancouver Building By-law (#12511). Building to be sprinklered to NFPA 13 requirements. Radio Antenna System to be installed in this building. | Kreklevich & Sons Plumbing Ltd
EP-2023-10164 | NULL | 3477 W 41ST AVENUE, Vancouver, BC V6N 3E5 | Electrical Permit | Commercial | New | In Review | Installation / Repair - Commercial - ***UNDERGROUND*** Scope: Following for below-grade structure only – P1 & P2 Conduits, wiring, power utilization devices Distribution supply & install Lighting supply & install Fire Alarm supply & install Low Tension (data, sec) RI – Wiring & devices by others E-COMM RI – Supply by others EV Charger RI – Device supply by others Mechanical RI & Wiring >BP: To construct a six (6) storey combustible Multiple Dwelling building containing one-hundred & nine (109) Secured Market Rental Housing units, all over two (2) levels of underground parking having vehicular access lane. Guest suite is considered as indoor amenity space and will not be contributed to dwelling unit counts under HPO. This permit has been reviewed under the 2019 Vancouver Building By-law (#12511). Building to be sprinklered to NFPA 13 requirements. Radio Antenna System to be installed in this building. STAGED CONSTRUCTION Stage 1 - Excavation and Shoring - issued April 11, 2023 Stage 2 - Foundation to Grade - issued August 14, 2023 Stage 3 - Full Construction - in review | Bridge Electric Corp
EP-2023-09993 | 2023-11-06 | 3477 W 41ST AVENUE, Vancouver, BC V6N 3E5 | Electrical Permit | Commercial | New | Issued | Temporary Power - Commercial - To provide temporary power. | Bridge Electric Corp
NULL | NULL | 3477 W 41ST AVENUE, Vancouver, BC V6N 3E5 | Plumbing Permit | Commercial | New | Payment Pending | Commercial - multi family 6 story | Kreklevich & Sons Plumbing Ltd
NULL | NULL | 3477 W 41ST AVENUE, Vancouver, BC V6N 3E5 | Plumbing Permit | Commercial | New | Draft | Commercial - plumbing 6 story multi residential | Kreklevich & Sons Plumbing Ltd
NULL | NULL | 3477 W 41ST AVENUE, Vancouver, BC V6N 3E5 | Plumbing Permit | Commercial | New | Payment Pending | Commercial - 6 story multi family residential | Kreklevich & Sons Plumbing Ltd
PP-2024-00166 | NULL | 3477 W 41ST AVENUE, Vancouver, BC V6N 3E5 | Plumbing Permit | Commercial | New | Application Incomplete | Commercial - 6 story multi residential >BP: To construct a six (6) storey combustible Multiple Dwelling building containing one-hundred & nine (109) Secured Market Rental Housing units, all over two (2) levels of underground parking having vehicular access from lane. This permit has been reviewed under the 2019 Vancouver Building By-law (#12511). Building to be sprinklered to NFPA 13 requirements. Radio Antenna System to be installed in this building. STAGED CONSTRUCTION Stage 1 - Excavation and Shoring - issued April 11, 2023 Stage 2 - Foundation to Grade - issued August 14, 2023 Stage 3 - Full Construction - issued December 13, 2023 | Kreklevich & Sons Plumbing Ltd
PP-2023-04406 | NULL | 3477 W 41ST AVENUE, Vancouver, BC V6N 3E5 | Plumbing Permit | Commercial | New | Application Incomplete | Commercial - plumbing for 6 story multi family >BP: To construct a six (6) storey combustible Multiple Dwelling building containing one-hundred & nine (109) Secured Market Rental Housing units, all over two (2) levels of underground parking having vehicular access from lane. This permit has been reviewed under the 2019 Vancouver Building By-law (#12511). Building to be sprinklered to NFPA 13 requirements. Radio Antenna System to be installed in this building. STAGED CONSTRUCTION Stage 1 - Excavation and Shoring - issued April 11, 2023 Stage 2 - Foundation to Grade - issued August 14, 2023 Stage 3 - Full Construction - issued December 13, 2023 | Kreklevich & Sons Plumbing Ltd
NULL | NULL | 3477 W 41ST AVENUE, Vancouver, BC V6N 3E5 | Plumbing Permit | Commercial | New | Payment Pending | Commercial - 6 story residential | Kreklevich & Sons Plumbing Ltd
PP-2023-04401 | 2023-12-21 | 3477 W 41ST AVENUE, Vancouver, BC V6N 3E5 | Plumbing Permit | Commercial | New | Issued | Commercial - *** Parkade Level 1 Only *** >BP: To construct a six (6) storey combustible Multiple Dwelling building containing one-hundred & nine (109) Secured Market Rental Housing units, all over two (2) levels of underground parking having vehicular access from lane. This permit has been reviewed under the 2019 Vancouver Building By-law (#12511). Building to be sprinklered to NFPA 13 requirements. Radio Antenna System to be installed in this building. STAGED CONSTRUCTION Stage 1 - Excavation and Shoring - issued April 11, 2023 Stage 2 - Foundation to Grade - issued August 14, 2023 Stage 3 - Full Construction - issued December 13, 2023 | Kreklevich & Sons Plumbing Ltd
EP-2023-10960 | 2023-12-11 | 3477 W 41ST AVENUE, Vancouver, BC V6N 3E5 | Electrical Permit | Commercial | New | Issued | Interim - Commercial - Interim permit for EP-2023-10164 Scope: slab, underground, raceways, grounding, and branch circuits. >BP: To construct a six (6) storey combustible Multiple Dwelling building containing one-hundred & nine (109) Secured Market Rental Housing units, all over two (2) levels of underground parking having vehicular access lane. This permit has been reviewed under the 2019 Vancouver Building By-law (#12511). Building to be sprinklered to NFPA 13 requirements. Radio Antenna System to be installed in this building. STAGED CONSTRUCTION Stage 1 - Excavation and Shoring - issued April 11, 2023 Stage 2 - Foundation to Grade - issued August 14, 2023 Stage 3 - Full Construction - in review | Bridge Electric Corp
EP-2023-03487 | 2023-04-24 | 3477 W 41ST AVENUE, Vancouver, BC V6N 3E5 | Electrical Permit | Commercial | New | Issued | Temporary Power - Commercial - To provide temporary power. NOTE: Work authorized by this permit is for placement of a temporary power pole only and does not authorize any site construction and/or excavation. A separate Building Permit will be required prior to commencement of any other work on this site | Quantus Electric Ltd
SP-2023-01319 | NULL | 3477 W 41ST AVENUE, Vancouver, BC V6N 3E5 | Sprinkler Permit | Commercial | New | Applicant Revisions | Commercial - Installation of a complete Fire Suppression system for below grade >BP: To construct a six (6) storey combustible Multiple Dwelling building containing one-hundred & nine (109) Secured Market Rental Housing units, all over two (2) levels of underground parking having vehicular access lane. This permit has been reviewed under the 2019 Vancouver Building By-law (#12511). Building to be sprinklered to NFPA 13 requirements. STAGED CONSTRUCTION Stage 1 - Excavation and Shoring - issued April 11, 2023 Stage 2 - Foundation to Grade - in review | Titan Fire Protection Ltd
EP-2023-09955 | 2023-11-02 | 1402 E 18TH AVENUE, Vancouver, BC | Electrical Permit | Residential | New | Issued | Temporary Power - Residential - To provide temporary power. | Vanflow Electrical Ltd
EP-2023-10131 | 2023-11-23 | 1402 E 18TH AVENUE, Vancouver, BC | Electrical Permit | Commercial | New | Completed | Interim - Commercial - Interim permit to be used while waiting for the issuing of the permanent permit #EP-2023-10129. Wirings and Installations throughout the townhouse units (not including extra low voltage) >BP: Building Permit for DP-2018-00108: To construct 2 multiple dwelling buildings with seven units on this site with vehicular access from the lane. Building 1: Units A, B, C and D and the cost is 1,237,881.39 Building 2: Units E, G and K and the cost is 793,488.39 Building 3: Electrical Room and the cost is 49,000. Note: 1.0. This permit is for site work and building 1 and 3. Please refer BP-202-03317 for building 2. 2.0. This application is reviewed under VBBL 2019. | Vanflow Electrical Ltd
EP-2023-10129 | 2024-01-31 | 1402 E 18TH AVENUE, Vancouver, BC | Electrical Permit | Commercial | New | Issued | Installation / Repair - Commercial - Electrical wirings and installations throughout the townhouse units (Not including extra low voltage) EP-2023-10129 ¦ Building 1: Units A, B, C and D. ¦ BP-2022-02599: Site work and building 1 and 3 ¦ DP-2018-00108 EP-2023-10415 ¦ Building 2: Units E, G and K ¦ BP-2022-03317 ¦ DP-2018-00108 BP-2022-02599- BP: Building Permit for DP-2018-00108: To construct 2 multiple dwelling buildings with seven units on this site with vehicular access from the lane. Building 1: Units A, B, C and D and the cost is 1,237,881.39 Building 2: Units E, G and K and the cost is 793,488.39 Building 3: Electrical Room and the cost is 49,000. Note: 1.0. This permit is for site work and building 1 and 3. Please refer BP-202-03317 for building 2. 2.0. This application is reviewed under VBBL 2019. | Vanflow Electrical Ltd
EP-2023-10415 | 2024-01-31 | 1402 E 18TH AVENUE, Vancouver, BC | Electrical Permit | Commercial | New | Issued | Installation / Repair - Commercial - electrical wirings and installations throughout the townhouse units (Building 2), (not including extra low voltage). EP-2023-10129 ¦ Building 1: Units A, B, C and D. ¦ BP-2022-02599: Site work and building 1 and 3 ¦ DP-2018-00108 EP-2023-10415 ¦ Building 2: Units E, G and K ¦ BP-2022-03317 ¦ DP-2018-00108 BP-2022-03317: Building Permit for DP-2018-00108: To construct 2 multiple dwelling buildings with seven units on this site with vehicular access from the lane. This permit is for building 2 and please refer BP-2022-02599 permit drawings. | Vanflow Electrical Ltd
EP-2023-06519 | 2023-07-19 | 1204 BEACH AVENUE, Vancouver, BC | Electrical Permit | Commercial | NULL | Expired | Special Event - Provide temporary electrical distribution from a 36kW generator for special event "Celebration of Light" July 22, July 26 and July 29. If work on this site could lead to the disturbance of soil advise applicant to contact the Provincial Archeology Branch at 250-953-3334 for necessary permits. In addition, please be advised that reports from an Archeologist (AIA, AOA) and permits from the First Nations may be necessary prior to the release of your City of Vancouver permits. | 0880441 BC Ltd
EP-2023-05896 | 2023-06-30 | 1204 BEACH AVENUE, Vancouver, BC | Electrical Permit | Commercial | NULL | Expired | Special Event - Provide temporary electrical distribution feed from a 170kw generator for Special Event "VSO at Sunset Beach" . Set up July 7, 2023 - show July 8, 2023 If work on this site could lead to the disturbance of soil advise applicant to contact the Provincial Archeology Branch at 250-953-3334 for necessary permits. In addition, please be advised that reports from an Archeologist (AIA, AOA) and permits from the First Nations may be necessary prior to the release of your City of Vancouver permits | 0880441 BC Ltd
EP-2022-06122 | 2022-08-08 | 1204 BEACH AVENUE, Vancouver, BC | Electrical Permit | Commercial | NULL | Expired | Special Event - Provide temporary electrical distribution from a 36kW generator for special event "Celebration of Light" July 23, July 27 and July 30 >>If work on this site could lead to the disturbance of soil advise applicant to contact the Provincial Archeology Branch at 250-953-3334 for necessary permits. In addition, please be advised that reports from an Archeologist (AIA, AOA) and permits from the First Nations may be necessary prior to the release of your City of Vancouver permits. | 0880441 BC Ltd
MP-2023-00416 | 2023-03-17 | 2617 E 56TH AVENUE, Vancouver, BC | Mechanical Permit | NULL | NULL | Issued | NULL | SIGMA PLUMBING & HEATING INC.
NULL | NULL | 2617 E 56TH AVENUE, Vancouver, BC | Mechanical Permit | NULL | NULL | Withdrawn | NULL | SIGMA PLUMBING & HEATING INC.
NULL | NULL | 2617 E 56TH AVENUE, Vancouver, BC | Mechanical Permit | NULL | NULL | Withdrawn | NULL | NULL
PP-2023-00833 | 2023-03-13 | 2617 E 56TH AVENUE, Vancouver, BC | Plumbing Permit | Residential | New | Completed | Residential - Rough plumbinng/ Tub and Shower/ Final >BP: To construct a 2 storey two-family dwelling with 2 secondary suites located in the Basement with a detached accessory building (garage) and 1 open parking at the rear providing 3 parking spaces, having vehicular access from the lane. | SIGMA PLUMBING & HEATING INC.
SP-2023-00518 | NULL | 5510 JOYCE STREET, Vancouver, BC | Sprinkler Permit | Commercial | New | Applicant Revisions | Commercial - installation of automatic sprinkler system >BP: To construct a 6-storey mixed-use building consisting of: 1st - 5 retail CRU's (shell only) 2nd to 6th storey - 79 dwelling units; Amenity Room on Level 2 Rooftop - Outdoor amenity all over 2 levels of underground parking (Level P1) accessed from lane, and residential storages & amenities (Level P2). Levels 4 & P1 are the designated crossover floors. *This permit has been reviewed under the provisions of VBBL 2019.* **This is a CP process and the applicant is David Steer, P.Eng.** The retail shell portions of the building are TIPs eligible at the time of construction. STAGED CONSTRUCTION STAGE I: Excavation & Shoring (S.Yoo) ISSUED: Sept. 18, 2023 | NULL
SP-2023-01120 | NULL | 5510 JOYCE STREET, Vancouver, BC | Sprinkler Permit | Commercial | New | Applicant Revisions | Commercial - Installation of Automatic Sprinkler System >BP To construct a 6-storey mixed-use building consisting of: 1st - 5 retail CRU's (shell only) 2nd to 6th storey - 79 dwelling units; Amenity Room on Level 2 Rooftop - Outdoor amenity all over 1 level of underground parking accessed from lane, and residential storages & amenities on Level P2. Levels 4 & P1 are the designated crossover floors. *This permit has been reviewed under the provisions of VBBL 2019.* STAGED CONSTRUCTION Stage 1: Excavation & Shoring - In review | NULL
EP-2023-10755 | NULL | 5510 JOYCE STREET, Vancouver, BC | Electrical Permit | Commercial | New | In Review | Installation / Repair - Commercial - Multi Family Residential 6 stories 2 level parkade 1 CRU >BP: To construct a 6-storey mixed-use building consisting of: 1st - 5 retail CRU's (shell only) 2nd to 6th storey - 79 dwelling units; Amenity Room on Level 2 Rooftop - outdoor amenity all over 1 level of underground parking accessed from lane, and residential storages & amenities on Level P2. *This permit has been reviewed under the provisions of VBBL 2019.* **Radio antenna system is required.** STAGED CONSTRUCTION STAGE I: Excavation & Shoring (S.Yoo) ISSUED: Sept. 18, 2023 STAGE II: Foundation up to Grade (S.Yoo) ISSUED: Dec. 8, 2023 | Red Seal Electric Ltd
PP-2023-03472 | 2023-10-12 | 5510 JOYCE STREET, Vancouver, BC | Plumbing Permit | Commercial | New | Issued | Commercial - Installation of storm and sanitary below slab piping and sumps. >BP: To construct a 6-storey mixed-use building consisting of: 1st - 5 retail CRU's (shell only) 2nd to 6th storey - 79 dwelling units; Amenity Room on Level 2 Rooftop - outdoor amenity all over 1 level of underground parking accessed from lane, and residential storages & amenities on Level P2. Levels 4 & P1 are the designated crossover floors. *This permit has been reviewed under the provisions of VBBL 2019.* | Outpost Mechanical Ltd
EP-2023-10797 | 2023-12-18 | 5510 JOYCE STREET, Vancouver, BC | Electrical Permit | Commercial | New | Issued | Interim - Commercial - Scope of work: slab, underground, raceways, grounding, branch circuits. Service connection to BC Hydro is not permitted under this permit. Interim permit for EP-2023-10755. >BP: To construct a 6-storey mixed-use building consisting of: 1st - 5 retail CRU's (shell only) 2nd to 6th storey - 79 dwelling units; Amenity Room on Level 2 Rooftop - outdoor amenity all over 1 level of underground parking accessed from lane, and residential storages & amenities on Level P2. Levels 4 & P1 are the designated crossover floors. *This permit has been reviewed under the provisions of VBBL 2019.* **Radio antenna system is required.** STAGED CONSTRUCTION STAGE I: Excavation & Shoring (S.Yoo) ISSUED: Sept. 18, 2023 STAGE II: Foundation up to Grade - In review | Red Seal Electric Ltd
PP-2022-02541 | 2022-07-20 | 3028 E 20TH AVENUE #3, Vancouver, BC V5M 2V2 | Plumbing Permit | Residential | New | Completed | Residential - Sump >BP: To construct a 2 storey laneway house building ($146,487.5) with 1 open parking pad, providing a total of 1 parking spaces, having vehicular access from the 20' Lane. | Golden Fortune Construction Ltd
PP-2022-02495 | NULL | 3028 E 20TH AVENUE #3, Vancouver, BC V5M 2V2 | Plumbing Permit | Residential | New | Withdrawn | Residential - sewer piping for laneway -Install: sanitary pipe from laneway to main sewer in to front yard | Golden Fortune Development Inc
SP-2022-01506 | 2022-09-16 | 3028 E 20TH AVENUE #3, Vancouver, BC V5M 2V2 | Sprinkler Permit | Residential | New | Completed | Residential - Sprinkler System for: >BP:To construct a 2 storey laneway house building ($146,487.5) with 1 open parking pad, providing a total of 1 parking spaces, having vehicular access from the 20' Lane. Note: This is a 1 ½ storey building pursuant to the Zoning & Development By-law. 1. Covenant not required with existing house 2. No Strata Titling permitted 3. No A/C Unit proposed 4. Entire building to be sprinklered 13D ** 5. Schedule B: (Makhan S. Dhillon) P.Eng (604.537.6271) Structural 6. Schedule B: (Makhan S. Dhillon) P.Eng (604.537.6271) Geotechnical 7. HPO: Residential Builder- Golden Fortune Development Inc | Skyway Plumbing & gas Ltd
EP-2022-07832 | 2022-09-16 | 3028 E 20TH AVENUE #3, Vancouver, BC V5M 2V2 | Electrical Permit | Residential | New | Completed | Installation / Repair - Residential - Extra low voltage , security alarm ,camera data cables To construct a 2 storey laneway house building with 1 open parking pad, providing a total of 1 parking spaces, having vehicular access from the 20' Lane. Note: This is a 1 ½ storey building pursuant to the Zoning & Development By-law. 1. Covenant not required with existing house 2. No Strata Titling permitted 3. No A/C Unit proposed 4. Entire building to be sprinklered 13D 5. Schedule B: (Makhan S. Dhillon) P.Eng (604.537.6271) Structural 6. Schedule B: (Makhan S. Dhillon) P.Eng (604.537.6271) Geotechnical 7. HPO: Residential Builder- Golden Fortune Development Inc | AJ INTEGRATED SERVICES LTD
EP-2022-07159 | 2022-08-26 | 3028 E 20TH AVENUE #3, Vancouver, BC V5M 2V2 | Electrical Permit | Residential | New | Completed | Installation / Repair - Residential - Laneway house wiring and finishing >BP: To construct a 2 storey laneway house building ($146,487.5) with 1 open parking pad, providing a total of 1 parking spaces, having vehicular access from the 20' Lane. Note: This is a 1 ½ storey building pursuant to the Zoning & Development By-law. 1. Covenant not required with existing house 2. No Strata Titling permitted 3. No A/C Unit proposed 4. Entire building to be sprinklered 13D 5. Schedule B: (Makhan S. Dhillon) P.Eng (604.537.6271) Structural 6. Schedule B: (Makhan S. Dhillon) P.Eng (604.537.6271) Geotechnical 7. HPO: Residential Builder- Golden Fortune Development Inc NOTE: To achieve the required FSR. A floor space exclusion of 3% has been applied to this application as per section 11.24.18 of the district schedule, to accommodate improved building performance. Address Information: Principle Dwelling: #1-3028 E 20th Av Laneway home: #3-3028 E 20th Av Address and suite number assigned as per approved plans for Fire and Emergency response. The address number is to be posted to the building to be visible from the street and the suite number is to be posted at the suite entry in accordance with the Building By-law prior to final inspection. NOTE: Information regarding the principal building on the survey and site plan is for reference only. Any discrepancy between information regarding the principal building on the survey and/or site plan and approved permit drawings for the principal building are neither approved nor authorized under this laneway house permit. *EXISTING HOUSE* Note: Bldg 1 (principal bldg) addressed #1-3028 E 20th Av retained on site. ***This permit is issued under the VBBL 2019, with updated energy requirements as per bylaw # 12997 effective Jan 01, 2022.***. | Maple Leaf Electrical Ltd
PP-2022-02903 | 2022-08-22 | 3028 E 20TH AVENUE #3, Vancouver, BC V5M 2V2 | Plumbing Permit | Residential | New | Completed | Residential - To install piping and fixtures for a new laneway house. >BP: To construct a 2 storey laneway house building ($146,487.5) with 1 open parking pad, providing a total of 1 parking spaces, having vehicular access from the 20' Lane. Note: This is a 1 ½ storey building pursuant to the Zoning & Development By-law. 1. Covenant not required with existing house 2. No Strata Titling permitted 3. No A/C Unit proposed 4. Entire building to be sprinklered 13D 5. Schedule B: (Makhan S. Dhillon) P.Eng (604.537.6271) Structural 6. Schedule B: (Makhan S. Dhillon) P.Eng (604.537.6271) Geotechnical 7. HPO: Residential Builder- Golden Fortune Development Inc NOTE: To achieve the required FSR. A floor space exclusion of 3% has been applied to this application as per section 11.24.18 of the district schedule, to accommodate improved building performance. Address Information: Principle Dwelling: #1-3028 E 20th Av Laneway home: #3-3028 E 20th Av Address and suite number assigned as per approved plans for Fire and Emergency response. The address number is to be posted to the building to be visible from the street and the suite number is to be posted at the suite entry in accordance with the Building By-law prior to final inspection. NOTE: Information regarding the principal building on the survey and site plan is for reference only. Any discrepancy between information regarding the principal building on the survey and/or site plan and approved permit drawings for the principal building are neither approved nor authorized under this laneway house permit. *EXISTING HOUSE* Note: Bldg 1 (principal bldg) addressed #1-3028 E 20th Av retained on site. ***This permit is issued under the VBBL 2019, with updated energy requirements as per bylaw # 12997 effective Jan 01, 2022.***. | Skyway Plumbing & gas Ltd
SP-2023-01163 | 2023-06-28 | 3481 E 3RD AVENUE #3, Vancouver, BC V5M 1J7 | Sprinkler Permit | Residential | New | Completed | Residential - new sprinkler system >BP: To construct a 2 storey laneway house building with 1 open parking pad having vehicular access from the 20' Lane. Note: This is a 1 ½ storey building pursuant to the Zoning & Development By-law. 1. Covenant registered at the Land Title Office under CA9958727 2. No Strata Titling permitted 3. No A/C Unit proposed 4. Schedule B: (Alan Prahalad) P.Eng (604-831-1431) Structural / Geotechnical 5. HPO: Residential Builder- (Birks Developments LTD) | Haven Fire Protection Ltd
EP-2023-06201 | 2023-07-24 | 3481 E 3RD AVENUE #3, Vancouver, BC V5M 1J7 | Electrical Permit | Residential | New | Completed | Installation / Repair - Residential - ¦#3LWH/ 200A ¦ laneway house electrical and low voltage Rough in and finishing -security alarm pre wire only >BP: To construct a 2 storey laneway house building ($165,235.00) with 1 open parking pad having vehicular access from the 20' Lane. Note: This is a 1 ½ storey building pursuant to the Zoning & Development By-law. 1. Covenant registered at the Land Title Office under CA9958727 2. No Strata Titling permitted 3. No A/C Unit proposed 4. Schedule B: (Alan Prahalad) P.Eng (604-831-1431) Structural / Geotechnical 5. HPO: Residential Builder- (Birks Developments LTD) NOTE: To achieve the required FSR. A floor space exclusion of 3% has been applied to this application as per section 11.24.18 of the district schedule, to accommodate improved building performance. NOTE: Information regarding the principal building on the survey and site plan is for reference only. Any discrepancy between information regarding the principal building on the survey and/or site plan and approved permit drawings for the principal building are neither approved nor authorized under this laneway house permit. *NEW HOUSE* Note: See DB-2022-00820 for Bldg 1 on site (principal bldg). **THIS PERMIT HAS BEEN ISSUED UNDER THE REQUIREMENTS OF VBBL #12511 (2019) ** | Luxman Electricals Ltd
MP-2023-01397 | 2023-07-31 | 3481 E 3RD AVENUE #3, Vancouver, BC V5M 1J7 | Mechanical Permit | NULL | NULL | Completed | NULL | SWAN PLUMBING & HEATING INC
GP-2023-02397 | 2023-08-16 | 3481 E 3RD AVENUE #3, Vancouver, BC V5M 1J7 | Gas Permit | Residential | New | Completed | Residential - 1 Boiler All black iron included fittings.2 psi natural gasline. Complete installation for boiler. >BP: To construct a 2 storey laneway house building | POLLY MECHANICAL LTD
SP-2023-02041 | 2023-11-06 | 6029 HOLLAND STREET #3, Vancouver, BC V6N 2B2 | Sprinkler Permit | Residential | New | Issued | Residential - new installation >BP: To construct a 1 storey laneway house building with an attached garage and 1 open parking pad, providing a total of 2 parking spaces, having vehicular access from the 20' Lane. 1. Covenant registered at the Land Title Office under CA9958713 2. No Strata Titling permitted 3. A/C proposed – Exterior component located in rear yard 4. Schedule A: (Zhanchao Zhao) P.Eng (604-526-1305) 5. Schedule B: (Zhanchao Zhao) P.Eng (604-526-1305) Structural 6. Schedule B: (Heqing Jian) P.Eng (778-987-7461) Geotechnical 7. HPO: Residential Builder- (Greentown Development Ltd) | Real Tech Fire Protection Ltd
EP-2023-08027 | 2023-09-12 | 6029 HOLLAND STREET #3, Vancouver, BC V6N 2B2 | Electrical Permit | Residential | New | Issued | Installation / Repair - Residential - ROUGH WIRING & FINISHING OF ALL ELECTRICAL WIRING; MAIN HOUSE- 200AMPS; LANEWAY/ COACH HOUSE- 125 AMPS >BP: To construct a 1 storey laneway house building ($178,590.00) with an attached garage and 1 open parking pad, providing a total of 2 parking spaces, having vehicular access from the 20' Lane. 1. Covenant registered at the Land Title Office under CA9958713 2. No Strata Titling permitted 3. A/C proposed – Exterior component located in rear yard 4. Schedule A: (Zhanchao Zhao) P.Eng (604-526-1305) 5. Schedule B: (Zhanchao Zhao) P.Eng (604-526-1305) Structural 6. Schedule B: (Heqing Jian) P.Eng (778-987-7461) Geotechnical 7. HPO: Residential Builder- (Greentown Development Ltd) NOTE: To achieve the required FSR. A floor space exclusion of 3% has been applied to this application as per section 11.24.18 of the district schedule, to accommodate improved building performance. *NEW HOUSE* Note: See DB-2022-01017 for Bldg 1 on site (principal bldg) addressed #1-6029 Holland St . ***This permit is issued under the VBBL 2019, with updated energy requirements as per bylaw # 12997 effective Jan 01, 2022.*** | DREAM ELECTRIC LTD
EP-2023-08883 | 2023-10-05 | 6029 HOLLAND STREET #3, Vancouver, BC V6N 2B2 | Electrical Permit | Residential | New | Issued | Installation / Repair - Residential - Low voltage installation: alarm system, cameras system, and data circuit installation. >BP: To construct a 1 storey laneway house building ($178,590.00) with an attached garage and 1 open parking pad, providing a total of 2 parking spaces, having vehicular access from the 20' Lane. | Opticnet Communications Inc
PP-2023-02656 | 2023-07-26 | 6029 HOLLAND STREET #3, Vancouver, BC V6N 2B2 | Plumbing Permit | Residential | New | Issued | Residential - This is a new laneway house with 6 fixtures >BP: To construct a 1 storey laneway house building with an attached garage and 1 open parking pad, providing a total of 2 parking spaces, having vehicular access from the 20' Lane. 1. Covenant registered at the Land Title Office under CA9958713 2. No Strata Titling permitted 3. A/C proposed – Exterior component located in rear yard 4. Schedule A: (Zhanchao Zhao) P.Eng (604-526-1305) 5. Schedule B: (Zhanchao Zhao) P.Eng (604-526-1305) Structural 6. Schedule B: (Heqing Jian) P.Eng (778-987-7461) Geotechnical 7. HPO: Residential Builder- (Greentown Development Ltd) Nov 8/2023-AMEND to add 4 roof drains | AKAL Plumbing & Heating Ltd
PP-2023-02650 | 2023-08-04 | 3619 ARBUTUS STREET, Vancouver, BC V6J 3Z7 | Plumbing Permit | Commercial | New | Issued | Commercial - Water lines and drainage >BP: To construct a 6-storey residential building (N Building) containing 59 dwelling units & rooftop outdoor amenity. Refer to BP-2022-02978 for the site work and underground storage garage. STAGED CONSTRUCTION Stage 1: Excavation & Shoring (S.Yoo, Sept. 29, 2022) Stage 2: Foundation up to Grade (March 21, 2023) Stage 3: Full Construction (S.Yoo, Jun. 30, 2023) | Vanguard Mechanical Ltd
NULL | NULL | 3619 ARBUTUS STREET, Vancouver, BC V6J 3Z7 | Plumbing Permit | Commercial | New | Withdrawn | Commercial - Above ground plumbing for a 2 building project with 118 Multi unit residential units. | Vanguard Mechanical Ltd
EP-2023-04722 | NULL | 3619 ARBUTUS STREET, Vancouver, BC V6J 3Z7 | Electrical Permit | Commercial | New | Application Incomplete | Installation / Repair - Commercial - Building 1 - 59 dwelling units; rooftop outdoor amenity (N Building) - New installation of 59 suites. 6 storey residential. Lighting, receptacles, fire alarm, conduit rough in for security. All items are the same as the full permit application (EP-2023-02743). BP: To construct a 6-storey residential building (N Building) containing 59 dwelling units & rooftop outdoor amenity. Refer to BP-2022-02978 for the site work and underground storage garage. STAGED CONSTRUCTION Stage 1: Excavation & Shoring (S.Yoo, Sept. 29, 2022) Stage 2: Foundation up to Grade (March 21, 2023) Stage 3: Full Construction (S.Yoo, Jun. 30, 2023) | Protec Installations Group
EP-2023-02743 | 2023-07-24 | 3619 ARBUTUS STREET, Vancouver, BC V6J 3Z7 | Electrical Permit | Commercial | New | Issued | Installation / Repair - Commercial - Electrical installation for site and underground parking. >BP: This permit is for the site work and construction of an underground storage garage for the following residential development: To construct two 6-storey residential buildings (118 dwelling units) consisting of: Building 1 - 59 dwelling units; rooftop outdoor amenity - (N Building) Building 2 - 59 dwelling units; rooftop outdoor amenity - (S Building) - all over 1 Level of Storage (P1) and 1 Level of Underground Parking (P2) - accessed from Lane. Relaxation granted by CBO for utilizing planters to determine grade. *This permit has been reviewed under the provisions of VBBL 2019.* Refer to BP-2022-04506 for Building 1 Refer to BP-2022-04507 for Building 2 STAGED CONSTRUCTION Stage I: Excavation & Shoring Issued September 29, 2022 - S. Yoo Stage II: Foundation up to Grade Issued: March 21, 2023 - S. Yoo Stage III: Full Construction Issued: June 30, 2023 - S. Yoo | Protec Installations Group
EP-2023-02744 | 2023-04-20 | 3619 ARBUTUS STREET, Vancouver, BC V6J 3Z7 | Electrical Permit | Commercial | New | Completed | Interim - Commercial - Scope of work: slab, underground, raceways, grounding, branch circuits. Service connection to BC Hydro is not permitted under this permit. Conduit install, grounding install - Interim permit for EP-2023-02743 >BP: This permit is for the site work and construction of an underground storage garage for the following residential development: To construct two 6-storey residential buildings (118 dwelling units) consisting of: Building 1 - 59 dwelling units; rooftop outdoor amenity (N Building) & Building 2 - 59 dwelling units; rooftop outdoor amenity (S Building); all over 1 level of storage (P1) and 1 level of underground parking (P2), accessed from lane. Relaxation granted by CBO for utilizing planters to determine grade. *This permit has been reviewed under the provisions of VBBL 2019.* Refer to BP-2022-04506 for Building 1 Refer to BP-2022-04507 for Building 2 STAGED CONSTRUCTION Stage I: Excavation & Shoring Issued Sept. 29, 2022 - S. Yoo Stage II: Foundation up to Grade Issued March 21, 2023 - S. Yoo Stage III: Full Construction - In review | Protec Installations Group
PP-2023-01017 | 2023-04-26 | 3619 ARBUTUS STREET, Vancouver, BC V6J 3Z7 | Plumbing Permit | Commercial | New | Issued | Commercial - **** UNDERGROUND ONLY **** *** SEPERATE PERMIT REQUIRED FOR CIVIL *** ** Permit or Permit Amendment required for P1 Level ** >BP: This permit is for the site work and construction of an underground storage garage for the following residential development: To construct two 6-storey residential buildings (118 dwelling units) consisting of: Building 1 - 59 dwelling units; rooftop outdoor amenity (N Building) Building 2 - 59 dwelling units; rooftop outdoor amenity (S Building) all over 1 level of storage (P1) and 1 level of underground parking (P2) accessed from lane. Relaxation granted by CBO for utilizing planters to determine grade. *This permit has been reviewed under the provisions of VBBL 2019.* Refer to BP-2022-04506 for Building 1 Refer to BP-2022-04507 for Building 2 STAGED CONSTRUCTION Stage 1: Excavation & Shoring (S.Yoo, Sept. 29, 2022) Stage 2: Foundation up to Grade - (March 21, 2023) | Vanguard Mechanical Ltd
EP-2023-03519 | 2023-04-26 | 3619 ARBUTUS STREET, Vancouver, BC V6J 3Z7 | Electrical Permit | Commercial | New | Issued | Temporary Power - Commercial - To provide temporary power. | INT Electrical Ltd
SP-2023-00246 | NULL | 3619 ARBUTUS STREET, Vancouver, BC V6J 3Z7 | Sprinkler Permit | Commercial | New | Applicant Revisions | Commercial - Sprinkler system and standpipe system design based on NFPA 13 2013, NFPA 14 2013 and VBBL 2019 for new two 7-storey multi-unit Buildings. >BP: This permit is for the site work and construction of an underground storage garage for the following residential development: To construct two 6-storey residential buildings (118 dwelling units) consisting of: Building 1 - 59 dwelling units; rooftop outdoor amenity (N Building) Building 2 - 59 dwelling units; rooftop outdoor amenity (S Building) all over 1 level of storage (P1) and 1 level of underground parking (P2) accessed from lane. Relaxation granted by CBO for utilizing planters to determine grade. *This permit has been reviewed under the provisions of VBBL 2019.* Refer to BP-2022-04506 for Building 1 Refer to BP-2022-04507 for Building 2 STAGED CONSTRUCTION Stage 1: Excavation & Shoring (S.Yoo, Sept. 29, 2022) Stage 2: Foundation up to Grade - In review | NULL
EP-2023-00754 | 2023-01-30 | 3619 ARBUTUS STREET, Vancouver, BC V6J 3Z7 | Electrical Permit | Commercial | New | Expired | Temporary Power - Commercial - To provide temporary power. | INT Electrical Ltd
EP-2022-08263 | 2022-10-03 | 3335 CHARLES STREET, Vancouver, BC V5K 3C3 | Electrical Permit | Residential | Renovation | Completed | Installation / Repair - Residential - Dedicated Circuit for Heat Pump **Amend 11/07/2022** Correct address is 3335 Charles St not 3333 Charles St | Pacific Star Electric Inc
MP-2022-00483 | 2022-10-28 | 3335 CHARLES STREET, Vancouver, BC V5K 3C3 | Mechanical Permit | NULL | NULL | Completed | NULL | Thomson Industries Ltd
EP-2023-02127 | 2023-03-21 | 3126 E 17TH AVENUE #3, Vancouver, BC V5M 2N7 | Electrical Permit | Residential | New | Issued | Installation / Repair - Residential - Installation / Repair - Residential - New House wiring: single-phase service, all outlets, roughing and connection, lighting system, and all electrical equipment connection. Also pre-wire the data and TV communication cables. Two Electrical Meter system, One for main house, other for LWH. Building to be sprinkled to NFPA 13D requirement. Main House Service:100 amps Legal Suite 60 amps , LWH 100 amps >BP: To construct a 2 storey laneway house building ($119,285.00) with 1 open parking pad having vehicular access from the 20' Lane. Note: This is a 1 ½ storey building pursuant to the Zoning & Development By-law. 1. Covenant registered at the Land Title Office under CA9675089 2. No Strata Titling permitted 3. No A/C Unit proposed 4. Schedule B: (Tsung-Hua Yang) P.eng. (604-729-0585) Structural & Geotechnical 5. HPO: Residential Builder- (Enrich Custom Homes Ltd.) NOTE: To achieve the required FSR. A floor space exclusion of 3% has been applied to this application as per section 11.24.18 of the district schedule, to accommodate improved building performance. *NEW HOUSE* Note: See DB-2022-00858 for Bldg 1 on site (principal bldg) addressed #1-3126 E 17th AV. **THIS PERMIT HAS BEEN ISSUED UNDER THE REQUIREMENTS OF VBBL #12511 (2019) ** | AIGO TECHNOLOGY INC
PP-2023-01975 | 2023-06-02 | 3126 E 17TH AVENUE #3, Vancouver, BC V5M 2N7 | Plumbing Permit | Residential | New | Issued | Residential - LWH - #3 - Plumbing all floors The entire building to be sprinklered to NFPA 13D. >DB: To construct a 2 storey laneway house building with 1 open parking pad having vehicular access from the 20' Lane. Note: This is a 1 ½ storey building pursuant to the Zoning & Development By-law. 1. Covenant registered at the Land Title Office under CA9675089 2. No Strata Titling permitted 3. No A/C Unit proposed | KSS Mechanical Ltd
SP-2023-01537 | 2023-08-23 | 3126 E 17TH AVENUE #3, Vancouver, BC V5M 2N7 | Sprinkler Permit | Residential | New | Issued | Residential - LWH - #3 - Install sprinkler in lwh >DB: To construct a 2 storey laneway house building with 1 open parking pad having vehicular access from the 20' Lane. Note: This is a 1 ½ storey building pursuant to the Zoning & Development By-law. 1. Covenant registered at the Land Title Office under CA9675089 2. No Strata Titling permitted 3. No A/C Unit proposed **THIS PERMIT HAS BEEN ISSUED UNDER THE REQUIREMENTS OF VBBL #12511 (2019) ** | Gold Key Fire Protection Ltd
EP-2023-07946 | 2023-09-05 | 3215 CLARK DRIVE, Vancouver, BC | Electrical Permit | Residential | New | Issued | Installation / Repair - Residential - Wiring and finishing of extra low voltage. Wiring and finishing data wiring and security alarm only. >BP: ***13R***BLDG 2 To construct a 2-storey One-Family Dwelling (Building 2) with an attached 2-car garages at the rear of this site. See BP-2022-02142 for the front principal building. | Creative Security Solutions Ltd
GP-2023-02659 | 2023-09-11 | 3215 CLARK DRIVE, Vancouver, BC | Gas Permit | Residential | New | Issued | Residential - Fire place piping only. Venting done by others >BP: ***13R***BLDG 2 To construct a 2-storey One-Family Dwelling (Building 2) with an attached 2-car garages at the rear of this site. See BP-2022-02142 for the front principal building. | One Stop Mechanical Ltd
MP-2023-01790 | 2023-10-05 | 3215 CLARK DRIVE, Vancouver, BC | Mechanical Permit | NULL | NULL | Issued | NULL | One Stop Mechanical Ltd
GP-2023-03017 | 2023-10-12 | 3215 CLARK DRIVE, Vancouver, BC | Gas Permit | Residential | New | Issued | Residential - Install one gas fireplace >BP: To construct a 2-storey One-Family Dwelling (Building 2) with an attached 2-car garages at the rear of this site. | JOT MECHANICAL LTD
PP-2023-02212 | 2023-06-22 | 3215 CLARK DRIVE, Vancouver, BC | Plumbing Permit | Residential | New | Issued | Residential - 1FD - NEW SFD >BP: BLDG 2 To construct a 2-storey One-Family Dwelling (Building 2) with an attached 2-car garages at the rear of this site. See BP-2022-02142 for the front principal building. ******THIS PERMIT HAS BEEN REVIEWED & ISSUED UNDER THE REQUIREMENTS OF VBBL 2019 AND AMENDMENT EFFECTIVE JAN 1ST, 2022. ******** 2. Entire building is to be sprinklered to NFPA 13R requirements. AMEND: JUN 26/2023 Please add 1 floor drain to crawl space. | One Stop Mechanical Ltd
EP-2022-10310 | 2022-12-20 | 3215 CLARK DRIVE, Vancouver, BC | Electrical Permit | Residential | New | Issued | Installation / Repair - Residential - INFILL - 1FD - Infill unit, wiring and finishing and 200 amp service main >BP: To construct a 2-storey One-Family Dwelling (Building 2) with an attached 2-car garages at the rear of this site. See BP-2022-02142 for the front principal building. ******THIS PERMIT HAS BEEN REVIEWED & ISSUED UNDER THE REQUIREMENTS OF VBBL 2019 AND AMENDMENT EFFECTIVE JAN 1ST, 2022. ******** 2. Entire building is to be sprinklered to NFPA 13R requirements. | High Watt Electric Ltd
SP-2022-01621 | 2022-10-06 | 3215 CLARK DRIVE, Vancouver, BC | Sprinkler Permit | Residential | New | Issued | Residential - One family dwelling unit NFPA 13R >BP: To construct a 2-storey One-Family Dwelling (Building 2) with an attached 2-car garages at the rear of this site. See BP-2022-02142 for the front principal building. ******THIS PERMIT HAS BEEN REVIEWED & ISSUED UNDER THE REQUIREMENTS OF VBBL 2019 AND AMENDMENT EFFECTIVE JAN 1ST, 2022. ******** Building Review Branch Notes: 1.Struct. B & Geo. B are submitted. 2. Entire building is to be sprinklered to NFPA 13R requirements. 3. All new windows, doors, and skylights shall conform to AAMA/WDMA/CSA101/I.S.2/A440, NAFS. | Max Fire Pro Ltd
EP-2023-06396 | 2023-07-17 | 3126 W 32ND AVENUE #3, Vancouver, BC V6L 2C1 | Electrical Permit | Residential | New | Issued | Installation / Repair - Residential - Low voltage installation. >BP: To construct a 2 storey laneway house building with an attached garage and 1 open parking pad, providing a total of 3 parking spaces, having vehicular access from the lane. This is a 1 ½ storey building pursuant to the Zoning & Development By-law 1- Covenant registered at the Land Title Office under CB207969 2- Bar/Sink proposed in main floor 3- No A/C unit proposed 4- Schedule B: Jason Hui P.Eng (778-319-3403) Structural & Geotechnical 5- HPO: Phileo Enterprise Corp. ******THIS PERMIT HAS BEEN ISSUED UNDER THE REQUIREMENTS OF VBBL #12511 (2019)****** Combustible projections or roof soffits on an exposing building face shall not project to less than .45m from the property line and shall be in compliance with VBBL 2019 9.10.15.5.(9) The entire building, to be sprinklered to NFPA 13D. Any alterations or conversions to the attached garage to habitable living space shall not be permitted without first obtaining the approval of the Director of Planning and the Chief Building Official. Thermal protection measures and Laneway house design guidelines shall be required to be met prior to the approval of the conversion. | One Stop Alarm Systems Ltd
EP-2023-01492 | 2023-03-28 | 3126 W 32ND AVENUE #3, Vancouver, BC V6L 2C1 | Electrical Permit | Residential | New | Issued | Installation / Repair - Residential - ¦ #3LWH- 200A ¦ 2 SEPARATE SERVICES ¦ A new Lane way house wiring, all outlets, lighting system and electrical equipment. 200 A, double meter, underground service >Permit Amendment Nov 30, 2023 -"Please amend the service to be 200 A,overhead, single meter for the LWH" *Document(s) uploaded to "Application Documents" tab for Electrical Inspector review. Documents are at pending status at time of permit amendment approval >Permit Amendment Nov 24, 2023 -"upoaded load calculation form" *Document(s) uploaded to "Application Documents" tab for Electrical Inspector review. Documents are at pending status at time of permit amendment approval >BP: To construct a 2 storey laneway house building with an attached garage and 1 open parking pad, providing a total of 3 parking spaces, having vehicular access from the lane. This is a 1 ½ storey building pursuant to the Zoning & Development By-law 1- Covenant registered at the Land Title Office under CB207969 2- Bar/Sink proposed in main floor 3- No A/C unit proposed ******THIS PERMIT HAS BEEN ISSUED UNDER THE REQUIREMENTS OF VBBL #12511 (2019)****** Combustible projections or roof soffits on an exposing building face shall not project to less than .45m from the property line and shall be in compliance with VBBL 2019 9.10.15.5.(9) The entire building, to be sprinklered to NFPA 13D. Any alterations or conversions to the attached garage to habitable living space shall not be permitted without first obtaining the approval of the Director of Planning and the Chief Building Official. Thermal protection measures and Laneway house design guidelines shall be required to be met prior to the approval of the conversion. | Aidea Solutions Ltd
PP-2023-03909 | 2023-11-07 | 3126 W 32ND AVENUE #3, Vancouver, BC V6L 2C1 | Plumbing Permit | Residential | New | Issued | Residential - LWH - #3 - plumbing >DB: To construct a 2 storey laneway house building with an attached garage and 1 open parking pad, providing a total of 3 parking spaces, having vehicular access from the lane. This is a 1 ½ storey building pursuant to the Zoning & Development By-law 1- Covenant registered at the Land Title Office under CB207969 2- Bar/Sink proposed in main floor 3- No A/C unit proposed ******THIS PERMIT HAS BEEN ISSUED UNDER THE REQUIREMENTS OF VBBL #12511 (2019)****** The entire building, to be sprinklered to NFPA 13D. | SKY HIGH PLUMBING & HEATING LTD
MP-2023-01981 | 2023-11-05 | 3126 W 32ND AVENUE #3, Vancouver, BC V6L 2C1 | Mechanical Permit | NULL | NULL | Issued | NULL | SKY HIGH PLUMBING & HEATING LTD
SP-2023-02232 | 2023-12-15 | 3126 W 32ND AVENUE #3, Vancouver, BC V6L 2C1 | Sprinkler Permit | Residential | New | Issued | Residential - New fire sprinkler installation >>The entire building, to be sprinklered to NFPA 13D. >BP: To construct a 2 storey laneway house building with an attached garage and 1 open parking pad, providing a total of 3 parking spaces, having vehicular access from the lane. This is a 1 ½ storey building pursuant to the Zoning & Development By-law 1- Covenant registered at the Land Title Office under CB207969 2- Bar/Sink proposed in main floor 3- No A/C unit proposed 4- Schedule B: Jason Hui P.Eng (778-319-3403) Structural & Geotechnical 5- HPO: Phileo Enterprise Corp. ******THIS PERMIT HAS BEEN ISSUED UNDER THE REQUIREMENTS OF VBBL #12511 (2019)****** Combustible projections or roof soffits on an exposing building face shall not project to less than .45m from the property line and shall be in compliance with VBBL 2019 9.10.15.5.(9) | Spectrum Fire Protection Ltd
EP-2022-10335 | 2022-12-07 | 460 E HASTINGS STREET, Vancouver, BC V6A 1P7 | Electrical Permit | Commercial | New | Expired | Temporary Power - Commercial - To provide temporary power. | Berts Electric (2001) Ltd
EP-2023-00347 | 2023-01-17 | 2088 MANNERING AVENUE #3, Vancouver, BC V5N 3C3 | Electrical Permit | Residential | New | Issued | Installation / Repair - Residential - LWH - #3 - 200 amp main 125A for house ,125 A for lane way >DB: To construct a 2 storey laneway house building with 1 open parking pad having vehicular access from the 20' Lane. Note: This is a 1 ½ storey building pursuant to the Zoning & Development By-law. 1. Covenant registered at the Land Title Office under CA9963724 2. No Strata Titling permitted 3. No A/C Unit proposed | CROWN ELECTRICAL CONTRACTOR LTD
PP-2023-01330 | 2023-04-17 | 2088 MANNERING AVENUE #3, Vancouver, BC V5N 3C3 | Plumbing Permit | Residential | New | Issued | Residential - LWH - One outside sump | East West Excavating 2022 ltd
MP-2023-00551 | 2023-03-31 | 2088 MANNERING AVENUE #3, Vancouver, BC V5N 3C3 | Mechanical Permit | NULL | NULL | Issued | NULL | Forbes Mechanical Ltd
SP-2023-01214 | 2023-07-13 | 2088 MANNERING AVENUE #3, Vancouver, BC V5N 3C3 | Sprinkler Permit | Residential | New | Issued | Residential - New fire sprinkler installation -The entire building to be sprinklered to NFPA 13D >BP: To construct a 2 storey laneway house building ($156,000.00) with 1 open parking pad having vehicular access from the 20' Lane. Note: This is a 1 ½ storey building pursuant to the Zoning & Development By-law. 1. Covenant registered at the Land Title Office under CA9963724 2. No Strata Titling permitted 3. No A/C Unit proposed 4. Schedule B: (Antony Wang) P.Eng (604-618-6236) Structural, Geotechnical 5. HPO: Residential Builder- (Hantech Construction Ltd. **THIS PERMIT HAS BEEN ISSUED UNDER THE REQUIREMENTS OF VBBL #12511 (2019) ** | Spectrum Fire Protection Ltd
PP-2023-01969 | 2023-06-01 | 2088 MANNERING AVENUE #3, Vancouver, BC V5N 3C3 | Plumbing Permit | Residential | New | Issued | Residential - LWH - #3 - plumbing The entire building to be sprinklered to NFPA 13D. >DB: To construct a 2 storey laneway house building with 1 open parking pad having vehicular access from the 20' Lane. Note: This is a 1 ½ storey building pursuant to the Zoning & Development By-law. 1. Covenant registered at the Land Title Office under CA9963724 2. No Strata Titling permitted 3. No A/C Unit proposed | Forbes Mechanical Ltd
EP-2023-05170 | 2023-06-09 | 2088 MANNERING AVENUE #3, Vancouver, BC V5N 3C3 | Electrical Permit | Residential | New | Issued | Installation / Repair - Residential - Install Low Voltage wiring (networking), Alarm, TV, Data, Tel. Rough-In and Finishing. >BP: To construct a 2 storey laneway house building ($156,000.00) with 1 open parking pad having vehicular access from the 20' Lane. Note: This is a 1 ½ storey building pursuant to the Zoning & Development By-law. 1. Covenant registered at the Land Title Office under CA9963724 2. No Strata Titling permitted 3. No A/C Unit proposed 4. Schedule B: (Antony Wang) P.Eng (604-618-6236) Structural, Geotechnical 5. HPO: Residential Builder- (Hantech Construction Ltd. NOTE: To achieve the required FSR. A floor space exclusion of 3% has been applied to this application as per section 11.24.18 of the district schedule, to accommodate improved building performance. NOTE: Information regarding the principal building on the survey and site plan is for reference only. Any discrepancy between information regarding the principal building on the survey and/or site plan and approved permit drawings for the principal building are neither approved nor authorized under this laneway house permit. *NEW HOUSE* Note: See DB-2022-00835 for Bldg 1 on site (principal bldg). **THIS PERMIT HAS BEEN ISSUED UNDER THE REQUIREMENTS OF VBBL #12511 (2019) ** | Magnificent Security Inc.
EP-2023-04257 | 2023-05-15 | 1405 E 15TH AVENUE, Vancouver, BC V5N 2E6 | Electrical Permit | Residential | New | Issued | Temporary Power - Residential - To provide temporary power. | K S Maude Electric Ltd
EP-2023-06626 | 2023-07-21 | 3077 MADDAMS STREET, Vancouver, BC | Electrical Permit | Commercial | New | Issued | Temporary Power - Commercial - To provide temporary power. Renewal of EP-2022-05988 Valid: Jul 15, 2023 to Jul 14, 2024 NOTE: Work authorized by this permit is for placement of a temporary power pole only and does not authorize any site construction and/or excavation. A separate Building Permit will be required prior to commencement of any other work on this site | Advanco Electric Ltd
PP-2023-02917 | 2023-11-10 | 3077 MADDAMS STREET, Vancouver, BC | Plumbing Permit | Commercial | New | Issued | Commercial - Aboveground plumbing piping and fixtures in multi-unit apartment. >BP: To construct a six (6) storey Multiple Dwelling building containing eighty-one (81) Secured Market Rental Housing units, all over 1 level of underground parking providing a total of twenty-five (25) parking spaces having vehicular access from Maddams Street | Atrysten Plumbing and Heating Limited
EP-2023-09908 | 2023-11-02 | 3077 MADDAMS STREET, Vancouver, BC | Electrical Permit | Commercial | New | Issued | Temporary Power - Commercial - To provide temporary power. | Advanco Electric Ltd
SP-2023-02051 | NULL | 3077 MADDAMS STREET, Vancouver, BC | Sprinkler Permit | Commercial | New | Applicant Revisions | Commercial - Installation of Automatic sprinkler system Site Description - To construct a six (6) storey Multiple Dwelling building containing eighty-one (81) Secured Market Rental Housing units, all over 1 level of underground parking providing a total of twenty-five (25) parking spaces having vehicular access from Maddams Street. | NULL
PP-2023-03621 | 2023-10-30 | 3077 MADDAMS STREET, Vancouver, BC | Plumbing Permit | Commercial | New | Issued | Commercial - Underground plumbing. >BP: To construct a six (6) storey Multiple Dwelling building containing eighty-one (81) Secured Market Rental Housing units, all over 1 level of underground parking providing a total of twenty-five (25) parking spaces having vehicular access from Maddams Street. This building is equipped with radio antenna system. STAGED CONSTRUCTION Stage I (excavation/shoring) issued June 19, 2023. Stage II (foundation to grade) Issued July 25, 2023 | Atrysten Plumbing and Heating Limited
EP-2023-08415 | 2023-09-20 | 3077 MADDAMS STREET, Vancouver, BC | Electrical Permit | Commercial | New | Issued | Interim - Commercial - Scope of work: slab, underground, raceways, grounding, branch circuits. >BP: To construct a six (6) storey Multiple Dwelling building containing eighty-one (81) Secured Market Rental Housing units, all over 1 level of underground parking providing a total of twenty-five (25) parking spaces having vehicular access from Maddams Street. This building is equipped with radio antenna system. STAGED CONSTRUCTION Stage I (excavation/shoring) issued June 19, 2023. Stage II (foundation to grade) Issued July 25, 2023 | Advanco Electric Ltd
EP-2023-07250 | NULL | 3077 MADDAMS STREET, Vancouver, BC | Electrical Permit | Commercial | New | Applicant Revisions | Installation / Repair - Commercial - New construction of 82 unit wood frame apartment building -120/208V 1600A main service 3P 4W >BP: To construct a six (6) storey Multiple Dwelling building containing eighty-one (81) Secured Market Rental Housing units, all over 1 level of underground parking providing a total of twenty-five (25) parking spaces having vehicular access from Maddams Street. STAGED CONSTRUCTION Stage I (excavation/shoring) issued June 19, 2023. Stage II (foundation to grade) Issued July 25, 2023 Stage III (full BP) issued Nov 10/ 2023 Revision #1: Revision to excavation/ shoring drawings | Advanco Electric Ltd
EP-2022-05988 | 2022-07-15 | 3047 MADDAMS STREET, Vancouver, BC V5N 3K3 | Electrical Permit | Commercial | New | Expired | Temporary Power - Commercial - To provide temporary power. Amend: July 27, 2022 Change primary address to 3047 Maddams as requested by electrical inspector. | Advanco Electric Ltd
EP-2023-04180 | 2023-05-11 | 3596 MCGILL STREET, Vancouver, BC | Electrical Permit | Residential | New | Issued | Temporary Power - Residential - To provide temporary power. | GV ELECTRICAL INC
PP-2023-01993 | 2023-06-05 | 3596 MCGILL STREET, Vancouver, BC | Plumbing Permit | Residential | New | Issued | Residential - 2FD - FRONT - 3596 MCGILL ST - #1 BACK - 3596 MCGILL ST - #2 New Home Duplex Plumbing >DB: To construct a two and a half storey two-family dwelling with a detached accessory building (garage) at the rear providing 2 parking spaces, having vehicular access from the lane. Entire sprinklered to 2x NFPA-13D requirements. Note: This lot is currently vacant. Note: This is a 2.5 storey building pursuant to the Zoning and Development By-Law 1. A/C units proposed in front/ rear yard and crawl space 2. Bar sinks NOT proposed AMEND: AUG 30/2023 Add 2 roof drains on the above ground level 2 for the fixtures on this permit | Pacific Star Mechanical Ltd
PP-2023-01990 | 2023-06-05 | 3596 MCGILL STREET, Vancouver, BC | Plumbing Permit | Residential | New | Issued | Residential - 2FD - new gravy sump | Vancouver Excavating and Contracting Ltd
EP-2023-05011 | 2023-06-15 | 3596 MCGILL STREET, Vancouver, BC | Electrical Permit | Residential | New | Issued | Installation / Repair - Residential - Duplex Wiring. 100 A service to each unit *An approved mechanical permit is required for the installation of air conditioning or heat pump unit at the time of installation before an electrical inspection will be performed >Permit Amendment Oct 13, 2023 -"Increase service size for Unit #1 to 125A. Unit #2 stays at 100A" -"New load calculation uploaded" *Document(s) uploaded to "Application Documents" tab for Electrical Inspector review. Documents are at pending status at time of permit amendment approval >Permit Amendment Oct 04, 2023 -"Add Electric Range to #1 - 3596 McGill St" *Document(s) uploaded to "Application Documents" tab for Electrical Inspector review. Documents are at pending status at time of permit amendment approval >BP: To construct a two and a half storey two-family dwelling ($704,750) with a detached accessory building (garage) at the rear providing 2 parking spaces, having vehicular access from the lane. Entire sprinklered to 2x NFPA-13D requirements. Note: This lot is currently vacant. Note: This is a 2.5 storey building pursuant to the Zoning and Development By-Law 1. A/C units proposed in front/ rear yard and crawl space 2. Bar sinks NOT proposed 3. Schedule B: Sharat Chande P.Eng (604)-723-7534 Structural & Geotechnical & Arch #1.5 glass guards 4. HPO: Residential Builder - 8th Avenue Investments Ltd. ***This permit is issued under the VBBL 2019, with updated energy requirements as per bylaw # 12997 effective Jan 01, 2022.*** | L.H. ELECTRIC LTD
GP-2023-02698 | 2023-09-15 | 3596 MCGILL STREET, Vancouver, BC | Gas Permit | Residential | New | Issued | Residential - 2 BBQ, 2 Range & 2 Dryers >BP: To construct a two and a half storey two-family dwelling ($704,750) with a detached accessory building (garage) at the rear providing 2 parking spaces, having vehicular access from the lane. Entire sprinklered to 2x NFPA-13D requirements. | R J Gas Ltd
SP-2023-01674 | 2023-09-13 | 3596 MCGILL STREET, Vancouver, BC | Sprinkler Permit | Residential | New | Issued | Residential - installation of a new fire sprinkler system >BP: To construct a two and a half storey two-family dwelling with a detached accessory building (garage) at the rear providing 2 parking spaces, having vehicular access from the lane. Entire sprinklered to 2x NFPA-13D requirements. Note: This lot is currently vacant. Note: This is a 2.5 storey building pursuant to the Zoning and Development By-Law 1. A/C units proposed in front/ rear yard and crawl space 2. Bar sinks NOT proposed 3. Schedule B: Sharat Chande P.Eng (604)-723-7534 Structural & Geotechnical & Arch #1.5 glass guards 4. HPO: Residential Builder - 8th Avenue Investments Ltd. | CENTRE LINE FIRE SPRINKLERS LTD
EP-2023-08674 | 2023-09-27 | 3596 MCGILL STREET, Vancouver, BC | Electrical Permit | Residential | New | Issued | Installation / Repair - Residential - Low Voltage Rough-In and Completion of Security Alarm, Tel, Data, Cable. >BP: To construct a two and a half storey two-family dwelling ($704,750) with a detached accessory building (garage) at the rear providing 2 parking spaces, having vehicular access from the lane. Entire sprinklered to 2x NFPA-13D requirements. | Infinitech Security & Integration Inc.
PP-2022-04391 | 2023-02-27 | 1152 ROSSLAND STREET, Vancouver, BC | Plumbing Permit | Residential | New | Cancelled | Residential - 2FD - 2 sump out of the duplex | Jewel Mini Excavating Ltd
NULL | NULL | 3494 MATAPAN CRESCENT, Vancouver, BC | Mechanical Permit | NULL | NULL | Draft | NULL | NULL
MP-2023-01296 | 2023-07-15 | 3494 MATAPAN CRESCENT, Vancouver, BC | Mechanical Permit | NULL | NULL | Issued | NULL | Nand's Plumbing & Tiles Ltd
PP-2023-02172 | NULL | 3494 MATAPAN CRESCENT, Vancouver, BC | Plumbing Permit | Residential | New | Withdrawn | Residential - new plumbing | Nand's Plumbing & Tiles Ltd
PP-2023-02171 | 2023-06-20 | 3494 MATAPAN CRESCENT, Vancouver, BC | Plumbing Permit | Residential | New | Issued | Residential - new plumbing >BP: To construct a two-storey duplex with two secondary suites located in the basement, with a detached accessory building (garage) an 2 open parking pads at the rear providing 4 parking spaces, having vehicular access from the lane. Note: This is a 2 storey building pursuant to the Zoning and Development By-Law. 1. Covenant registered at the Land Title Office under CB290088 2. No strata titling of the secondary suites is permitted 3. A/C units proposed at the front 4. No bar sinks proposed 5. Schedule B: Alan Prahalad P.Eng. (604-831-1431) Structural & Geotechnical 6. BC Housing Residential Builder – Mirani Homes Inc. 7. The entire building to be sprinklered to 2 x NFPA 13D June 20/2023-AMEND to add 16 fixtures from 3494 Matapan (duplex-PP-2023-02172) | Nand's Plumbing & Tiles Ltd
SP-2023-01666 | 2023-09-11 | 3494 MATAPAN CRESCENT, Vancouver, BC | Sprinkler Permit | Residential | New | Issued | Residential - 2FD+2SS - WEST - 3494 MATAPAN CR - #1 & #2 EAST - 3496 MATAPAN CR - #1 & #2 DUPLEX WITH NEW SPRINKLERS >DB: To construct a two-storey duplex with two secondary suites ($834,750) located in the basement, with a detached accessory building (garage) an 2 open parking pads at the rear providing 4 parking spaces, having vehicular access from the lane. Note: This Building Permit will remain in a suspended status until the associated (green) Demolition Permit BP-2022-01715 is completed. Note: This is a 2 storey building pursuant to the Zoning and Development By-Law. 1. Covenant registered at the Land Title Office under CB290088 2. No strata titling of the secondary suites is permitted 3. A/C units proposed at the front 4. No bar sinks proposed 5. Schedule B: Alan Prahalad P.Eng. (604-831-1431) Structural & Geotechnical 6. BC Housing Residential Builder – R V Homes LTD 7. The entire building to be sprinklered to 2 x NFPA 13D Address and suite numbers assigned as per approved plans for Fire and Emergency response. The address numbers are to be posted on the building and to be visible from the street and the suite numbers are to be posted at the suite entries in accordance with the Building By-law prior to final inspection. ***This permit is issued under the VBBL 2019*** | BC Fire Sprinklers Ltd
EP-2023-07410 | 2023-08-21 | 3494 MATAPAN CRESCENT, Vancouver, BC | Electrical Permit | Residential | New | Issued | Installation / Repair - Residential - ¦ 2FD + 2SS- 400A ¦ New Duplex Wiring and Finishing *An approved mechanical permit is required for the installation of air conditioning or heat pump unit at the time of installation before an electrical inspection will be performed To construct a two-storey duplex with two secondary suites located in the basement, with a detached accessory building (garage) an 2 open parking pads at the rear providing 4 parking spaces, having vehicular access from the lane. Note: This is a 2 storey building pursuant to the Zoning and Development By-Law. 1. Covenant registered at the Land Title Office under CB290088 2. No strata titling of the secondary suites is permitted 3. A/C units proposed at the front 4. No bar sinks proposed 5. Schedule B: Alan Prahalad P.Eng. (604-831-1431) Structural & Geotechnical 6. BC Housing Residential Builder – Mirani Homes Inc. 7. The entire building to be sprinklered to 2 x NFPA 13D | C M & Sons Electrical Inc
GP-2023-03040 | 2023-10-13 | 3494 MATAPAN CRESCENT, Vancouver, BC | Gas Permit | Residential | New | Issued | Residential - 2 Ranges Run black iron as per code to desired fixtures and test >BP: To construct a two-storey duplex with two secondary suites ($834,750) located in the basement, with a detached accessory building (garage) an 2 open parking pads at the rear providing 4 parking spaces, having vehicular access from the lane. | Saab Plumbing & Heating Ltd
GP-2023-03643 | 2023-11-23 | 3494 MATAPAN CRESCENT, Vancouver, BC | Gas Permit | Residential | New | Issued | Residential - 2 Boilers Installation for both units >BP: To construct a two-storey duplex with two secondary suites ($834,750) located in the basement, with a detached accessory building (garage) an 2 open parking pads at the rear providing 4 parking spaces, having vehicular access from the lane. | Saab Plumbing & Heating Ltd
PP-2023-04240 | 2023-12-06 | 807 W 60TH AVENUE #3, Vancouver, BC | Plumbing Permit | Residential | New | Issued | Residential - Laneway home plumbing >BP: To construct a 1 storey laneway house building with an attached garage and 1 open parking pad, providing a total of 2 parking spaces, having vehicular access from the 20' Lane. 1. Covenant registered at the Land Title Office under CA9380747 2. No Strata Titling permitted 3. No A/C Unit proposed 4. Schedule B: (Tim Lam) P.Eng (604.255.7670) Structural 5. Schedule B: (Matt Kokan) P.Eng (604.439.0922) Geotechnical 6. HPO: Residential Builder- Seraglio Homes Ltd. | Above and Beyond Mechanical Inc
MP-2023-01494 | 2023-08-15 | 807 W 60TH AVENUE #3, Vancouver, BC | Mechanical Permit | NULL | NULL | Issued | NULL | Above and Beyond Mechanical Inc
EP-2023-08199 | 2023-10-04 | 807 W 60TH AVENUE #3, Vancouver, BC | Electrical Permit | Residential | New | Issued | Installation / Repair - Residential - ¦ #3LWH- 200A ¦ Rough in wiring and Finishing for LWH with Car Charger, Electrical Base Board Heating. LAH circuit Breaker 100 A, Main Service 200 A. Main House 125 A. Extra Low voltage rough in wiring >BP: To construct a 1 storey laneway house building ($187,600.00) with an attached garage and 1 open parking pad, providing a total of 2 parking spaces, having vehicular access from the 20' Lane. 1. Covenant registered at the Land Title Office under CA9380747 2. No Strata Titling permitted 3. No A/C Unit proposed 4. Schedule B: (Tim Lam) P.Eng (604.255.7670) Structural 5. Schedule B: (Matt Kokan) P.Eng (604.439.0922) Geotechnical 6. HPO: Residential Builder- Seraglio Homes Ltd. NOTE: To achieve the required FSR. A floor space exclusion of 3% has been applied to this application as per section 11.24.18 of the district schedule, to accommodate improved building performance. *NEW HOUSE* Note: See DB-2021-02619 for Bldg 1 on site (principal bldg) addressed #1-807 W 60 Ave. **THIS PERMIT HAS BEEN ISSUED UNDER THE REQUIREMENTS OF VBBL #12511 (2019) ** | AMTEK Electric Ltd
SP-2023-01788 | 2023-09-27 | 807 W 60TH AVENUE #3, Vancouver, BC | Sprinkler Permit | Residential | New | Issued | Residential - New sprinkler system >BP: To construct a 1 storey laneway house building with an attached garage and 1 open parking pad, providing a total of 2 parking spaces, having vehicular access from the 20' Lane. 1. Covenant registered at the Land Title Office under CA9380747 2. No Strata Titling permitted 3. No A/C Unit proposed 4. Schedule B: (Tim Lam) P.Eng (604.255.7670) Structural 5. Schedule B: (Matt Kokan) P.Eng (604.439.0922) Geotechnical 6. HPO: Residential Builder- Seraglio Homes Ltd. | Haven Fire Protection Ltd
EP-2023-03704 | 2023-04-28 | 807 W 60TH AVENUE #3, Vancouver, BC | Electrical Permit | Residential | New | Issued | Temporary Power - Residential - To provide temporary power. | AMTEK Electric Ltd
PP-2023-04225 | 2023-12-04 | 62 E 21ST AVENUE #3, Vancouver, BC V5V 1P5 | Plumbing Permit | Residential | New | Issued | Residential - LWH - #3 - ABS roughing & water piping installation >DB: To construct a 1 storey laneway house building and 1 open parking pad having vehicular access from the 20' Lane. Note: The entire building, INCLUDING THE ATTACHED GARAGE (if applicable), to be sprinklered to NFPA 13D Note: This is a 1 storey building pursuant to the Zoning & Development By-law. 1. Covenant registered at the Land Title Office under CB9897659 2. No Strata Titling permitted 3. No A/C Unit proposed *NEW HOUSE* Note: See DB-2021-06715 for Bldg 1 on site (principal bldg) addressed #1-62 E 21st Avenue ******THIS PERMIT HAS BEEN ISSUED UNDER THE REQUIREMENTS OF VBBL #12511 (2019)****** | Morteza Shahrvand
EP-2023-11252 | 2024-01-08 | 62 E 21ST AVENUE #3, Vancouver, BC V5V 1P5 | Electrical Permit | Residential | New | Issued | Installation / Repair - Residential - Complete wiring and finishing of new laneway house. Main service-200 amps Main house meter-100 amps Legal suite meter-60 amps Laneway house meter-100 amps >BP: To construct a 1 storey laneway house building ($155,525.00) and 1 open parking pad having vehicular access from the 20' Lane. Note: This is a 1 storey building pursuant to the Zoning & Development By-law. 1. Covenant registered at the Land Title Office under CB9897659 2. No Strata Titling permitted 3. No A/C Unit proposed 4. Schedule B: (Makhan S. Dhillon) P.Eng (604.537.6271) Structural & Geotechnical 5. HPO: Residential Builder- Cedar Van Homes Inc ******THIS PERMIT HAS BEEN ISSUED UNDER THE REQUIREMENTS OF VBBL #12511 (2019)****** | SUNSTONE ELECTRIC LTD
SP-2023-01407 | 2023-08-02 | 2987 W 40TH AVENUE #3, Vancouver, BC V6N 3B3 | Sprinkler Permit | Residential | New | Issued | Residential - new laneway house >BP: To construct a 2 storey laneway house building with an open parking pad, providing 1 parking space, having vehicular access from the lane. Note: This is a 1 ½ storey building pursuant to the Zoning & Development By-law. 1. Covenant registered at the Land Title Office under CB249213 2. No Strata Titling permitted 3. No A/C unit proposed 4. Schedule B: HENRY SN HSU - 604-322-7158 Structural 5. Schedule B: GONGZUO ZHOU - 604-838-2586 Geotechnical 6. BC Housing Residential Builder - Moment Construction Ltd. | Yu Fire Protection Inc.
PP-2023-01964 | 2023-06-02 | 720 BEATTY STREET, Vancouver, BC V6B 2M1 | Plumbing Permit | Commercial | Renovation | Completed | Commercial - Installation of alternate 12" water service for the existing 720 Beatty Street - Creative Energy steam plant as the existing water service needs to be removed to accomodate the site excavation. | Modern Niagara Vancouver Inc
EP-2023-00769 | 2023-01-30 | 720 BEATTY STREET, Vancouver, BC V6B 2M1 | Electrical Permit | Commercial | New | Expired | Temporary Power - Commercial - To provide temporary power. | Bridge Electric Corp
EP-2023-03576 | 2023-04-26 | 150 W GEORGIA STREET, Vancouver, BC V6B 4P4 | Electrical Permit | Commercial | New | Issued | Installation / Repair - Commercial - Ground well installation and testing: Supply and install 4/0 copper for 250m deep grounding wells. The purpose of this memo is to clearly outline the requirements for the installation and testing of two ground wells for the purpose of grounding the Creative Energy (CE) HV Area and the building at 720 Beatty St. The connection to BC Hydro 60 kV transmission system without a direct fault current return path requires an extensive grounding installation at the site including deep ground well installation. The primary goal of the ground well installation is to obtain test data that can be used to determine the resistance of the well and the resistivity of the sandstone layer present below footing depth as there has not been an opportunity for on-site Wenner testing to determine the resistivity of the sandstone. The secondary goal is construction of two permanent deep ground wells that can be connected to the HV Area ground grid installed at the bottom of excavation of the phase 1 building construction. >Permit Amendment Dec 01, 2023 -"We are adding: Buried ground grid 4/0 to the entirety of the project under footing level: Exothermic connections to perimeter wall steel Additional ground rods to perimeter of building Grounding connections from buried grid to SOG embed plates Counterpoise connections to ground grid" *Document(s) uploaded to "Application Documents" tab for Electrical Inspector review. Documents are at pending status at time of permit amendment approval >BP: To construct a new 20 storey (17-Level) mixed-use building consisting of steam plant , parking garage, office tower and pavilion, all over 4 levels of underground parking and bike facilities accessed from Beatty Street and Expo Boulevard. | Bridge Electric Corp
SP-2023-01476 | 2023-08-11 | 3478 W 26TH AVENUE, Vancouver, BC | Sprinkler Permit | Residential | New | Issued | Residential - DUPLEX WITH NEW SPRINKLERS -The entire building to be sprinklered to 2x NFPA 13D. >BP: To construct a 2.5-storey two-family dwelling with a detached accessory building (garage) at the rear providing 2 parking spaces, having vehicular access from the lane. 1. A/C unit proposed in front and rear yard 2. Schedule B Antony Wang P.Eng (604-618-6236) Structural and Geotechnical 3. BC Housing Sanwo Enterprise Ltd Note: This is a 2 storey building pursuant to the Zoning and Development By-Law ******THIS PERMIT HAS BEEN ISSUED UNDER THE REQUIREMENTS OF VBBL 2019****** This permit is issued under the VBBL 2019, with updated energy requirements as per bylaw # 12997 effective Jan 01, 2022. All rooms adjacent to East and West exposing building face shall be sprinklered. "Combustible projections or roof soffits on an exposing building face shall not project to less than .45m from the property line and shall be in compliance with VBBL 2019 9.10.15.5.(9)" | BC Fire Sprinklers Ltd
EP-2022-10516 | NULL | 3478 W 26TH AVENUE, Vancouver, BC | Electrical Permit | Residential | New | Withdrawn | Installation / Repair - Residential - Wiring for new duplex, will get permit for the other | MILKYWAY INDUSTRY LTD
EP-2022-10507 | 2022-12-15 | 2464 E 22ND AVENUE #3, Vancouver, BC | Electrical Permit | Residential | New | Completed | Installation / Repair - Residential - Lane way roughing and finishing. New construction >BP: To construct a 2 storey laneway house building with 1 open parking pad, providing a total of 1 parking spaces, having vehicular access from the 20' Lane. Note: This is a 1 ½ storey building pursuant to the Zoning & Development By-law. 1. Covenant not required with existing house 2. No Strata Titling permitted 3. No A/C Unit proposed 4. Entire building to be sprinklered 13D 5. Schedule B: (Makhan S. Dhillon) P.Eng (604.537.6271) Structural 6. Schedule B: (Makhan S. Dhillon) P.Eng (604.537.6271) Geotechnical 7. HPO: Residential Builder- Golden Fortune Construction Ltd | Maple Leaf Electrical Ltd
PP-2023-00228 | 2023-01-23 | 2464 E 22ND AVENUE #3, Vancouver, BC | Plumbing Permit | Residential | New | Completed | Residential - To install piping and fixtures for a new laneway house. >BP: To construct a 2 storey laneway house building ($155,840) with 1 open parking pad, providing a total of 1 parking spaces, having vehicular access from the 20' Lane. Note: This is a 1 ½ storey building pursuant to the Zoning & Development By-law. 1. Covenant not required with existing house 2. No Strata Titling permitted 3. No A/C Unit proposed 4. Entire building to be sprinklered 13D 5. Schedule B: (Makhan S. Dhillon) P.Eng (604.537.6271) Structural 6. Schedule B: (Makhan S. Dhillon) P.Eng (604.537.6271) Geotechnical 7. HPO: Residential Builder- Golden Fortune Construction Ltd | Skyway Plumbing & gas Ltd
PP-2023-00008 | 2023-01-04 | 2464 E 22ND AVENUE #3, Vancouver, BC | Plumbing Permit | Residential | New | Completed | Residential - Sump | Canadian Excavating Ltd
EP-2023-01394 | 2023-02-17 | 2464 E 22ND AVENUE #3, Vancouver, BC | Electrical Permit | Residential | New | Completed | Installation / Repair - Residential - extra low voltage >BP: To construct a 2 storey laneway house building with 1 open parking pad, providing a total of 1 parking spaces, having vehicular access from the 20' Lane. Note: This is a 1 ½ storey building pursuant to the Zoning & Development By-law. 1. Covenant not required with existing house 2. No Strata Titling permitted 3. No A/C Unit proposed 4. Entire building to be sprinklered 13D 5. Schedule B: (Makhan S. Dhillon) P.Eng (604.537.6271) Structural 6. Schedule B: (Makhan S. Dhillon) P.Eng (604.537.6271) Geotechnical 7. HPO: Residential Builder- Golden Fortune Construction Ltd | AJ INTEGRATED SERVICES LTD
SP-2023-00273 | 2023-02-16 | 2464 E 22ND AVENUE #3, Vancouver, BC | Sprinkler Permit | Residential | New | Completed | Residential - LWH - #3 - To install piping and fixtures for a new laneway house. >DB: To construct a 2 storey laneway house building with 1 open parking pad, providing a total of 1 parking spaces, having vehicular access from the 20' Lane. Note: This is a 1 ½ storey building pursuant to the Zoning & Development By-law. 1. Covenant not required with existing house 2. No Strata Titling permitted 3. No A/C Unit proposed 4. Entire building to be sprinklered 13D | Skyway Plumbing & gas Ltd
SP-2022-01972 | 2022-11-28 | 6630 PRINCE EDWARD STREET, Vancouver, BC | Sprinkler Permit | Residential | New | Completed | Residential - To install piping and fixtures for a new laneway house. >To construct a 2 storey laneway house building ($221,402.5) with 1 open parking pad, providing a total of 1 parking spaces, having vehicular access from the 20' Lane. Note: This is a 1 ½ storey building pursuant to the Zoning & Development By-law. 1. Covenant not required with existing house 2. No Strata Titling permitted 3. No A/C Unit proposed 4. Entire building to be sprinklered 13D 5. Schedule B: (Makhan S. Dhillon) P.Eng (604.537.6271) Structural 6. Schedule B: (Makhan S. Dhillon) P.Eng (604.537.6271) Geotechnical 7. HPO: Residential Builder- Golden Fortune Development Inc NOTE: To achieve the required FSR. A floor space exclusion of 3% has been applied to this application as per section 11.24.18 of the district schedule, to accommodate improved building performance. NOTE: Information regarding the principal building on the survey and site plan is for reference only. Any discrepancy between information regarding the principal building on the survey and/or site plan and approved permit drawings for the principal building are neither approved nor authorized under this laneway house permit. *EXISTING HOUSE* Note: Bldg 1 (principal bldg) addressed 402 E 50TH AVE retained on site. ***This permit is issued under the VBBL 2019, with updated energy requirements as per bylaw # 12997 effective Jan 01, 2022.***. | Skyway Plumbing & gas Ltd
EP-2022-10237 | 2022-12-05 | 6630 PRINCE EDWARD STREET, Vancouver, BC | Electrical Permit | Residential | New | Completed | Installation / Repair - Residential - extra low voltage >BP: To construct a 2 storey laneway house building ($221,402.5) with 1 open parking pad, providing a total of 1 parking spaces, having vehicular access from the 20' Lane. Note: This is a 1 ½ storey building pursuant to the Zoning & Development By-law. 1. Covenant not required with existing house 2. No Strata Titling permitted 3. No A/C Unit proposed 4. Entire building to be sprinklered 13D 5. Schedule B: (Makhan S. Dhillon) P.Eng (604.537.6271) Structural 6. Schedule B: (Makhan S. Dhillon) P.Eng (604.537.6271) Geotechnical 7. HPO: Residential Builder- Golden Fortune Development Inc NOTE: To achieve the required FSR. A floor space exclusion of 3% has been applied to this application as per section 11.24.18 of the district schedule, to accommodate improved building performance. NOTE: Information regarding the principal building on the survey and site plan is for reference only. Any discrepancy between information regarding the principal building on the survey and/or site plan and approved permit drawings for the principal building are neither approved nor authorized under this laneway house permit. *EXISTING HOUSE* Note: Bldg 1 (principal bldg) addressed 402 E 50TH AVE retained on site. ***This permit is issued under the VBBL 2019, with updated energy requirements as per bylaw # 12997 effective Jan 01, 2022.***. | AJ INTEGRATED SERVICES LTD
PP-2022-03574 | 2022-10-07 | 6630 PRINCE EDWARD STREET, Vancouver, BC | Plumbing Permit | Residential | New | Completed | Residential - To install piping and fixtures for a new laneway house. >BP: To construct a 2 storey laneway house building ($221,402.5) with 1 open parking pad, providing a total of 1 parking spaces, having vehicular access from the 20' Lane. Note: This is a 1 ½ storey building pursuant to the Zoning & Development By-law. 1. Covenant not required with existing house 2. No Strata Titling permitted 3. No A/C Unit proposed 4. Entire building to be sprinklered 13D 5. Schedule B: (Makhan S. Dhillon) P.Eng (604.537.6271) Structural 6. Schedule B: (Makhan S. Dhillon) P.Eng (604.537.6271) Geotechnical 7. HPO: Residential Builder- Golden Fortune Development Inc | Skyway Plumbing & gas Ltd
EP-2022-08605 | 2022-10-12 | 6630 PRINCE EDWARD STREET, Vancouver, BC | Electrical Permit | Residential | New | Completed | Installation / Repair - Residential - Laneway new construction only Service 200 amp on Laneway >BP: To construct a 2 storey laneway house building ($221,402.5) with 1 open parking pad, providing a total of 1 parking spaces, having vehicular access from the 20' Lane. Note: This is a 1 ½ storey building pursuant to the Zoning & Development By-law. 1. Covenant not required with existing house 2. No Strata Titling permitted 3. No A/C Unit proposed 4. Entire building to be sprinklered 13D 5. Schedule B: (Makhan S. Dhillon) P.Eng (604.537.6271) Structural 6. Schedule B: (Makhan S. Dhillon) P.Eng (604.537.6271) Geotechnical 7. HPO: Residential Builder- Golden Fortune Development Inc NOTE: To achieve the required FSR. A floor space exclusion of 3% has been applied to this application as per section 11.24.18 of the district schedule, to accommodate improved building performance. Address Information: Principle Dwelling: 402 E 50TH AVE Laneway home: 6630 Prince Edward St Address number assigned as per approved plans for Fire and Emergency response. The address number is to be posted and to the building and to be visible from the street in accordance with the Building By-law prior to final inspection. *EXISTING HOUSE* Note: Bldg 1 (principal bldg) addressed 402 E 50TH AVE retained on site. ***This permit is issued under the VBBL 2019, with updated energy requirements as per bylaw # 12997 effective Jan 01, 2022.*** AMEND MAY 12, 2023 -"Add ac in Laneway house" *An approved mechanical permit is required for the installation of air conditioning or heat pump unit at the time of installation before an electrical inspection will be performed | Maple Leaf Electrical Ltd
PP-2022-03654 | 2022-10-13 | 6630 PRINCE EDWARD STREET, Vancouver, BC | Plumbing Permit | Residential | New | Completed | Residential - SUMP | Canadian Excavating Ltd
EP-2023-03153 | 2023-04-19 | 4126 W 15TH AVENUE #3, Vancouver, BC | Electrical Permit | Residential | New | Issued | Installation / Repair - Residential - ¦ #LWH- 200A ¦ New laneway house built with separate meter and separate service There will be separate 200 amp service for house and 125 amp separate service for laneway. There will be no duplex meter. *An approved mechanical permit is required for the installation of air conditioning or heat pump unit before a final electrical inspection will be performed >BP: To construct a 2 storey laneway house building ($161,000) with an attached garage and 1 open parking pad, providing a total of 2 parking spaces, having vehicular access from the lane. Note: This is a 1 ½ storey building pursuant to the Zoning & Development By-law. 1. Covenant registered at the Land Title Office under CB59128 2. No Strata Titling permitted 3. No A/C unit proposed 4. Schedule B: Jason Hui, P.Eng (778-319-3403) Structural & Geotechnical 5. BC Housing Residential Builder - JBI Development Ltd. ******THIS PERMIT HAS BEEN ISSUED UNDER THE REQUIREMENTS OF VBBL #12997 (2019)****** | Econ Energy Group Ltd
NULL | NULL | 4126 W 15TH AVENUE #3, Vancouver, BC | Sprinkler Permit | Residential | New | Draft | Residential - sprinkler | Ghuman Mechanical Ltd
SP-2023-01088 | 2023-06-20 | 4126 W 15TH AVENUE #3, Vancouver, BC | Sprinkler Permit | Residential | New | Issued | Residential - sprinkler >BP: To construct a 2 storey laneway house building with an attached garage and 1 open parking pad, providing a total of 2 parking spaces, having vehicular access from the lane. Note: This is a 1 ½ storey building pursuant to the Zoning & Development By-law. 1. Covenant registered at the Land Title Office under CB59128 2. No Strata Titling permitted 3. No A/C unit proposed 4. Schedule B: Jason Hui, P.Eng (778-319-3403) Structural & Geotechnical 5. BC Housing Residential Builder - JBI Development Ltd. | Ghuman Mechanical Ltd
PP-2023-02128 | NULL | 4126 W 15TH AVENUE #3, Vancouver, BC | Plumbing Permit | Residential | New | Application Incomplete | Residential - plumbing | Laxmi Plumbing
PP-2023-02127 | 2023-06-16 | 4126 W 15TH AVENUE #3, Vancouver, BC | Plumbing Permit | Residential | New | Issued | Residential - plumbing >BP: To construct a 2 storey laneway house building with an attached garage and 1 open parking pad, providing a total of 2 parking spaces, having vehicular access from the lane. Note: This is a 1 ½ storey building pursuant to the Zoning & Development By-law. 1. Covenant registered at the Land Title Office under CB59128 2. No Strata Titling permitted 3. No A/C unit proposed 4. Schedule B: Jason Hui, P.Eng (778-319-3403) Structural & Geotechnical 5. BC Housing Residential Builder - JBI Development Ltd. | Laxmi Plumbing
EP-2023-06431 | 2023-07-17 | 4126 W 15TH AVENUE #3, Vancouver, BC | Electrical Permit | Residential | New | Issued | Installation / Repair - Residential - low voltage rough-in and completion of security alarm, tel, data, cable. >BP: To construct a 2 storey laneway house building ($161,000) with an attached garage and 1 open parking pad, providing a total of 2 parking spaces, having vehicular access from the lane. Note: This is a 1 ½ storey building pursuant to the Zoning & Development By-law. 1. Covenant registered at the Land Title Office under CB59128 2. No Strata Titling permitted 3. No A/C unit proposed 4. Schedule B: Jason Hui, P.Eng (778-319-3403) Structural & Geotechnical 5. BC Housing Residential Builder - JBI Development Ltd. ******THIS PERMIT HAS BEEN ISSUED UNDER THE REQUIREMENTS OF VBBL #12997 (2019)****** | Infinitech Security & Integration Inc.
EP-2023-06433 | 2023-07-17 | 4132 W 15TH AVENUE #3, Vancouver, BC V6R 3A5 | Electrical Permit | Residential | New | Issued | Installation / Repair - Residential - Low voltage Rough-in and completion of security alarm, tel, data, cable. >BP: To construct a 2 storey laneway house building ($160,750) with an attached garage and 1 open parking pad, providing a total of 2 parking spaces, having vehicular access from the lane. Note: This is a 1 ½ storey building pursuant to the Zoning & Development By-law. 1. Covenant registered at the Land Title Office under CB55099 2. No Strata Titling permitted 3. No A/C unit proposed 4. Schedule B: Jason Hui, P.Eng (778-319-3403) Structural & Geotechnical 5. BC Housing Residential Builder - Lyla Construction Ltd. ******THIS PERMIT HAS BEEN ISSUED UNDER THE REQUIREMENTS OF VBBL #12997 (2019)****** | Infinitech Security & Integration Inc.
PP-2023-02126 | 2023-06-16 | 4132 W 15TH AVENUE #3, Vancouver, BC V6R 3A5 | Plumbing Permit | Residential | New | Issued | Residential - plumbing >BP: To construct a 2 storey laneway house building with an attached garage and 1 open parking pad, providing a total of 2 parking spaces, having vehicular access from the lane. Note: This is a 1 ½ storey building pursuant to the Zoning & Development By-law. 1. Covenant registered at the Land Title Office under CB55099 2. No Strata Titling permitted 3. No A/C unit proposed 4. Schedule B: Jason Hui, P.Eng (778-319-3403) Structural & Geotechnical 5. BC Housing Residential Builder - Lyla Construction Ltd. | Laxmi Plumbing
NULL | NULL | 4132 W 15TH AVENUE #3, Vancouver, BC V6R 3A5 | Sprinkler Permit | Residential | New | Draft | Residential - sprinkler | Ghuman Mechanical Ltd
SP-2023-01086 | 2023-06-20 | 4132 W 15TH AVENUE #3, Vancouver, BC V6R 3A5 | Sprinkler Permit | Residential | New | Issued | Residential - sprinkler >BP: To construct a 2 storey laneway house building with an attached garage and 1 open parking pad, providing a total of 2 parking spaces, having vehicular access from the lane. Note: This is a 1 ½ storey building pursuant to the Zoning & Development By-law. 1. Covenant registered at the Land Title Office under CB55099 2. No Strata Titling permitted 3. No A/C unit proposed 4. Schedule B: Jason Hui, P.Eng (778-319-3403) Structural & Geotechnical 5. BC Housing Residential Builder - Lyla Construction Ltd. | Ghuman Mechanical Ltd
NULL | NULL | 4132 W 15TH AVENUE #3, Vancouver, BC V6R 3A5 | Sprinkler Permit | Residential | New | Draft | Residential - sprinkler | Ghuman Mechanical Ltd
EP-2023-03265 | 2023-04-21 | 4132 W 15TH AVENUE #3, Vancouver, BC V6R 3A5 | Electrical Permit | Residential | New | Issued | Installation / Repair - Residential - laneway house new built >BP: To construct a 2 storey laneway house building ($160,750) with an attached garage and 1 open parking pad, providing a total of 2 parking spaces, having vehicular access from the lane. Note: This is a 1 ½ storey building pursuant to the Zoning & Development By-law. 1. Covenant registered at the Land Title Office under CB55099 2. No Strata Titling permitted 3. No A/C unit proposed 4. Schedule B: Jason Hui, P.Eng (778-319-3403) Structural & Geotechnical 5. BC Housing Residential Builder - Lyla Construction Ltd. | Econ Energy Group Ltd
EP-2022-08391 | 2022-10-04 | 4132 W 15TH AVENUE #3, Vancouver, BC V6R 3A5 | Electrical Permit | Residential | New | Expired | Temporary Power - Residential - To provide temporary power. | GV ELECTRICAL INC
PP-2022-03251 | 2022-09-16 | 4132 W 15TH AVENUE, Vancouver, BC V6R 3A5 | Plumbing Permit | Residential | New | Issued | Residential - SUMP | Canadian Excavating Ltd
EP-2023-03151 | 2023-04-18 | 4132 W 15TH AVENUE, Vancouver, BC V6R 3A5 | Electrical Permit | Residential | New | Issued | Installation / Repair - Residential - Built new house >BP: To construct a 2 storey + basement one-family dwelling with a secondary suite ($761,000) located in the basement. Note: Parking for the site has been provided under DB-2022-02167 (Laneway House). Note: This is a 2 storey building pursuant to the Zoning and Development By-Law. 1- Covenant registered at the Land Title Office under CB55099 2- No strata titling permitted 3- No bar sink proposed 4- A/C unit proposed in the rear yard 5- Schedule B: Jason Hui, P.Eng (778-319-3403) Structural & Geotechnical 6- BC Housing Residential Builder - Lyla Construction Ltd. ******THIS PERMIT HAS BEEN ISSUED UNDER THE REQUIREMENTS OF VBBL #12997 (2019)****** | Econ Energy Group Ltd
MP-2023-00392 | 2023-03-15 | 4132 W 15TH AVENUE, Vancouver, BC V6R 3A5 | Mechanical Permit | NULL | NULL | Issued | NULL | Laxmi Plumbing
PP-2023-00785 | 2023-03-08 | 4132 W 15TH AVENUE, Vancouver, BC V6R 3A5 | Plumbing Permit | Residential | New | Issued | Residential - 1FD+SS - #1 & #2 - plumbing >DB: To construct a 2 storey + basement one-family dwelling with a secondary suite located in the basement. Note: Parking for the site has been provided under DB-2022-02167 (Laneway House). Note: This is a 2 storey building pursuant to the Zoning and Development By-Law. 1- Covenant registered at the Land Title Office under CB55099 2- No strata titling permitted 3- No bar sink proposed 4- A/C unit proposed in the rear yard | Laxmi Plumbing
SP-2023-01085 | 2023-06-20 | 4132 W 15TH AVENUE, Vancouver, BC V6R 3A5 | Sprinkler Permit | Residential | New | Issued | Residential - sprinkler >BP: To construct a 2 storey + basement one-family dwelling with a secondary suite located in the basement. Note: Parking for the site has been provided under DB-2022-02167 (Laneway House). Note: This is a 2 storey building pursuant to the Zoning and Development By-Law. 1- Covenant registered at the Land Title Office under CB55099 2- No strata titling permitted 3- No bar sink proposed 4- A/C unit proposed in the rear yard 5- Schedule B: Jason Hui, P.Eng (778-319-3403) Structural & Geotechnical 6- BC Housing Residential Builder - Lyla Construction Ltd. | Ghuman Mechanical Ltd
GP-2023-01855 | 2023-06-19 | 4132 W 15TH AVENUE, Vancouver, BC V6R 3A5 | Gas Permit | Residential | New | Issued | Residential - 3 Range, 1 BBQ & 1 Fireplace >BP: To construct a 2 storey + basement one-family dwelling with a secondary suite | Laxmi Plumbing
GP-2023-01659 | 2023-05-29 | 4132 W 15TH AVENUE, Vancouver, BC V6R 3A5 | Gas Permit | Residential | New | Issued | Residential - 1 Fireplace VENT AND CONNECT ONLY >BP: To construct a 2 storey + basement one-family dwelling with a secondary suite Amend - July 13, 2023 - Change fireplace BTU from 24,500 to 28,000 | The LM Fireplace Warehouse Ltd.
EP-2023-06432 | 2023-07-17 | 4132 W 15TH AVENUE, Vancouver, BC V6R 3A5 | Electrical Permit | Residential | New | Issued | Installation / Repair - Residential - Low voltage rough-in and completion of security alarm, tel, data, cable. >BP: To construct a 2 storey + basement one-family dwelling with a secondary suite ($761,000) located in the basement. Note: Parking for the site has been provided under DB-2022-02167 (Laneway House). Note: This is a 2 storey building pursuant to the Zoning and Development By-Law. 1- Covenant registered at the Land Title Office under CB55099 2- No strata titling permitted 3- No bar sink proposed 4- A/C unit proposed in the rear yard 5- Schedule B: Jason Hui, P.Eng (778-319-3403) Structural & Geotechnical 6- BC Housing Residential Builder - Lyla Construction Ltd. ******THIS PERMIT HAS BEEN ISSUED UNDER THE REQUIREMENTS OF VBBL #12997 (2019)****** | Infinitech Security & Integration Inc.
EP-2023-10081 | 2023-11-07 | 4132 W 15TH AVENUE, Vancouver, BC V6R 3A5 | Electrical Permit | Residential | New | Issued | Temporary Power - Residential - To provide temporary power. | Econ Energy Group Ltd
PP-2022-04544 | 2023-01-03 | 3113 VENABLES STREET, Vancouver, BC | Plumbing Permit | Residential | New | Completed | Residential - Installation of One Outside Storm Sump | JBS Services Ltd
SP-2023-01272 | 2023-07-17 | 3919 W KING EDWARD AVENUE #3, Vancouver, BC | Sprinkler Permit | Residential | New | Issued | Residential - LWH - #3 - New sprinkler system >DB: To construct a 2 storey laneway house building with an attached garage and 1 open parking pad, providing a total of 2 parking spaces, having vehicular access from the lane. 1- Bar sink proposed in main floor 2- No A/C unit proposed 3- Schedule B: Alan Prahalad P.Eng (604.831.1431) Structural & Geotechnical 4- HPO: JSB Homes Ltd. Building 2 #3-3919 W King Edward Av - Laneway House (1.5-storey) Address and suite number assigned as per approved plans for Fire and Emergency response. The address number is to be posted to the building to be visible from the street and the suite number is to be posted at the suite entry in accordance with the Building By-law prior to final inspection. ******THIS PERMIT HAS BEEN ISSUED UNDER THE REQUIREMENTS OF VBBL #12511 (2019)****** Combustible projections or roof soffits on an exposing building face shall not project to less than .45m from the property line and shall be in compliance with VBBL 2019 9.10.15.5.(9) The entire building, to be sprinklered to NFPA 13D. Any alterations or conversions to the attached garage (if applicable) to habitable living space shall not be permitted without first obtaining the approval of the Director of Planning and the Chief Building Official. Thermal protection measures and Laneway house design guidelines shall be required to be met prior to the approval of the conversion. | Haven Fire Protection Ltd
EP-2023-01040 | 2023-02-09 | 3919 W KING EDWARD AVENUE #3, Vancouver, BC | Electrical Permit | Residential | New | Issued | Installation / Repair - Residential - New electrical for new laneway house >BP: To construct a 2 storey laneway house building with an attached garage and 1 open parking pad, providing a total of 2 parking spaces, having vehicular access from the lane. 1- Bar sink proposed in main floor 2- No A/C unit proposed 3- Schedule B: Alan Prahalad P.Eng (604.831.1431) Structural & Geotechnical 4- HPO: JSB Homes Ltd. ******THIS PERMIT HAS BEEN ISSUED UNDER THE REQUIREMENTS OF VBBL #12511 (2019)****** Combustible projections or roof soffits on an exposing building face shall not project to less than .45m from the property line and shall be in compliance with VBBL 2019 9.10.15.5.(9) The entire building, to be sprinklered to NFPA 13D. Any alterations or conversions to the attached garage (if applicable) to habitable living space shall not be permitted without first obtaining the approval of the Director of Planning and the Chief Building Official. Thermal protection measures and Laneway house design guidelines shall be required to be met prior to the approval of the conversion. | Greenleaf Electrical Group Ltd
PP-2023-03855 | 2023-11-02 | 3919 W KING EDWARD AVENUE #3, Vancouver, BC | Plumbing Permit | Residential | New | Issued | Residential - Abs Underground >BP: To construct a 2 storey laneway house building with an attached garage and 1 open parking pad, providing a total of 2 parking spaces, having vehicular access from the lane. 1- Bar sink proposed in main floor 2- No A/C unit proposed 3- Schedule B: Alan Prahalad P.Eng (604.831.1431) Structural & Geotechnical 4- HPO: JSB Homes Ltd. | Blueline Plumbing & Heating Ltd
EP-2023-03428 | 2023-04-25 | 2811 E 23RD AVENUE #3, Vancouver, BC | Electrical Permit | Residential | New | Completed | Installation / Repair - Residential - Complete wiring and finishing. Main service-200 amps House meter-125 amps Legal suite meter-60 amps Laneway meter-100 amps >BP: To construct a 1 storey laneway house building ($167,972.50) and 1 open parking pad having vehicular access from the lane. 1. Covenant registered at the Land Title Office under CA7603872 2. Schedule B: (M.S.Dhillon) P.Eng (604.537.6271) Structural & Geotechnical 3. HPO: Residential Builder- Cedar Van Homes Inc | SUNSTONE ELECTRIC LTD
SP-2023-00940 | 2023-05-29 | 2811 E 23RD AVENUE #3, Vancouver, BC | Sprinkler Permit | Residential | New | Completed | Residential - To install 9 sprinkler heads -The entire building, INCLUDING THE ATTACHED GARAGE (if applicable), to be sprinklered to NFPA 13D >BP: To construct a 1 storey laneway house building ($167,972.50) and 1 open parking pad having vehicular access from the lane. 1. Covenant registered at the Land Title Office under CA7603872 2. Schedule B: (M.S.Dhillon) P.Eng (604.537.6271) Structural & Geotechnical 3. HPO: Residential Builder- Cedar Van Homes Inc | General Sprinkler Systems Ltd
PP-2023-01576 | 2023-05-04 | 2811 E 23RD AVENUE #3, Vancouver, BC | Plumbing Permit | Residential | New | Completed | Residential - LWH - #3 - ABS piping ,water piping roughing & finishing >DB: To construct a 1 storey laneway house building and 1 open parking pad having vehicular access from the lane. Note: The entire building, INCLUDING THE ATTACHED GARAGE (if applicable), to be sprinklered to NFPA 13D | Morteza Shahrvand
MP-2023-00366 | 2023-03-13 | 2648 E 56TH AVENUE, Vancouver, BC | Mechanical Permit | NULL | NULL | Completed | NULL | Power Frost AC & Heating Ltd
EP-2023-04733 | 2023-06-23 | 1339 W 53RD AVENUE #3, Vancouver, BC V6P 1K8 | Electrical Permit | Residential | New | Completed | Installation / Repair - Residential - wiring new laneway house *An approved mechanical permit is required for the installation of air conditioning or heat pump unit at the time of installation before an electrical inspection will be performed >BP: To construct a 2 storey laneway house building ($228,787.5) with an detached garage and 1 open parking pad, providing a total of 2 parking spaces, having vehicular access from the 20' Lane. Note: This is a 1 ½ storey building pursuant to the Zoning & Development By-law. 1. Covenant not required with existing house 2. No Strata Titling permitted 3. Entire building to be sprinklered 13D 4. A/C proposed – Exterior component located in rear yard, Interior component located in main / upper floor 5. Schedule B: (Jason Hui) P.Eng (778.319.3403) Structural 6. Schedule B: (Jason Hui) P.Eng (778.319.3403) Geotechnical 7. HPO: Residential Builder- Big Tree Construction Ltd. NOTE: To achieve the required FSR. A floor space exclusion of 3% has been applied to this application as per section 11.24.18 of the district schedule, to accommodate improved building performance. NOTE: Information regarding the principal building on the survey and site plan is for reference only. Any discrepancy between information regarding the principal building on the survey and/or site plan and approved permit drawings for the principal building are neither approved nor authorized under this laneway house permit. *EXISTING HOUSE* Note: Bldg 1 (principal bldg) addressed #1-1339 W 53rd Av retained on site. ***This permit is issued under the VBBL 2019, with updated energy requirements as per bylaw # 12997 effective Jan 01, 2022.***. | MILKYWAY INDUSTRY LTD
PP-2023-02146 | 2023-06-19 | 1339 W 53RD AVENUE #3, Vancouver, BC V6P 1K8 | Plumbing Permit | Residential | New | Issued | Residential - LWH >BP: To construct a 2 storey laneway house building with an detached garage and 1 open parking pad, providing a total of 2 parking spaces, having vehicular access from the 20' Lane. Note: This is a 1 ½ storey building pursuant to the Zoning & Development By-law. 1. Covenant not required with existing house 2. No Strata Titling permitted 3. Entire building to be sprinklered 13D 4. A/C proposed – Exterior component located in rear yard, Interior component located in main / upper floor 5. Schedule B: (Jason Hui) P.Eng (778.319.3403) Structural 6. Schedule B: (Jason Hui) P.Eng (778.319.3403) Geotechnical 7. HPO: Residential Builder- Big Tree Construction Ltd. | Deep Water Plumbing Heating & Gas Services Limited
PP-2023-02030 | 2023-06-08 | 1339 W 53RD AVENUE #3, Vancouver, BC V6P 1K8 | Plumbing Permit | Residential | New | Completed | Residential - Sump | BESTWAY EXCAVATING & DEMOLITION 2008 LTD
NULL | NULL | 1339 W 53RD AVENUE #3, Vancouver, BC V6P 1K8 | Mechanical Permit | NULL | NULL | Withdrawn | NULL | NULL
NULL | NULL | 1339 W 53RD AVENUE #3, Vancouver, BC V6P 1K8 | Mechanical Permit | NULL | NULL | Withdrawn | NULL | NULL
NULL | NULL | 1339 W 53RD AVENUE #3, Vancouver, BC V6P 1K8 | Mechanical Permit | NULL | NULL | Draft | NULL | NULL
EP-2023-06988 | 2023-08-02 | 1339 W 53RD AVENUE #3, Vancouver, BC V6P 1K8 | Electrical Permit | Residential | New | Completed | Installation / Repair - Residential - Wiring installation of intercom, Tv, Tel, Data and prewire Security Alarm System. DB: To construct a 2 storey laneway house building ($228,787.5) with an detached garage and 1 open parking pad, providing a total of 2 parking spaces, having vehicular access from the 20' Lane. Note: This is a 1 ½ storey building pursuant to the Zoning & Development By-law. 1. Covenant not required with existing house 2. No Strata Titling permitted 3. Entire building to be sprinklered 13D 4. A/C proposed – Exterior component located in rear yard, Interior component located in main / upper floor 5. Schedule B: (Jason Hui) P.Eng (778.319.3403) Structural 6. Schedule B: (Jason Hui) P.Eng (778.319.3403) Geotechnical 7. HPO: Residential Builder- Big Tree Construction Ltd. NOTE: To achieve the required FSR. A floor space exclusion of 3% has been applied to this application as per section 11.24.18 of the district schedule, to accommodate improved building performance. Address Information: Principle Dwelling: #1-1339 W 53rd Av Laneway home: #3-1339 W 53rd Av Address and suite number assigned as per approved plans for Fire and Emergency response. The address number is to be posted to the building to be visible from the street and the suite number is to be posted at the suite entry in accordance with the Building By-law prior to final inspection. NOTE: Information regarding the principal building on the survey and site plan is for reference only. Any discrepancy between information regarding the principal building on the survey and/or site plan and approved permit drawings for the principal building are neither approved nor authorized under this laneway house permit. *EXISTING HOUSE* Note: Bldg 1 (principal bldg) addressed #1-1339 W 53rd Av retained on site. | Hysun Technology Inc
SP-2023-01501 | 2023-08-16 | 1339 W 53RD AVENUE #3, Vancouver, BC V6P 1K8 | Sprinkler Permit | Residential | New | Completed | Residential - LWH - #3 - new laneway house >DB: To construct a 2 storey laneway house building with an detached garage and 1 open parking pad, providing a total of 2 parking spaces, having vehicular access from the 20' Lane. Note: This is a 1 ½ storey building pursuant to the Zoning & Development By-law. 1. Covenant not required with existing house 2. No Strata Titling permitted 3. Entire building to be sprinklered 13D 4. A/C proposed – Exterior component located in rear yard, Interior component located in main / upper floor ***This permit is issued under the VBBL 2019, with updated energy requirements as per bylaw # 12997 effective Jan 01, 2022.***. | Yu Fire Protection Inc.
EP-2023-07839 | 2023-08-29 | 3125 PIERVIEW CRESCENT, Vancouver, BC | Electrical Permit | Commercial | New | Issued | Temporary Power - Commercial - To provide temporary power. | ACE ELECTRIC LTD.
EP-2023-08995 | 2023-12-12 | 3125 PIERVIEW CRESCENT, Vancouver, BC | Electrical Permit | Commercial | New | Issued | Installation / Repair - Commercial - Installation of complete electrical switchgear, rough wiring and finishing of branch circuits, emergency lights, fire alarm and tel, data. >BP: To develop a 7-storey multiple dwelling high-rise building with 89 secured market rental units, consisting of: 1st & 2nd storeys - 2-level THs and parking garage ( P1 &P2) at the back, 3rd to 7th storeys - single level dwelling units, all over one level of parking garage designed fully underground (P3). The underground parking ( P3) , 1st and 2nd storey are of non-combustible construction. The 3rd, 4th, 5th, 6th and 7th storey are of combustible construction. Note: Interior accessible routes in this building are designed to CSA B651 4.3 & 5.1 NOTE: The accepted AL-2022-00059 addresses the following conditions: 1. To construct in conformance with 3.2.2.50 a building with height more than 18m. measured between the floor of the first storey and the uppermost floor level. 2. To construct a 7 storey building with combustible construction (max. 6 storeys permitted under 3.2.2.50) 3. Separation of above and below grade exit stairs ( Article 3.2.6.2.). See the Minutes of Meeting from March 7, 2023. 17-Apr-2023 - Stage 1(Excavation & Shoring) issued. 15-Aug-2023 - Stage 2(Full Permit) issued. | ACE ELECTRIC LTD.
EP-2023-08765 | 2023-10-05 | 3125 PIERVIEW CRESCENT, Vancouver, BC | Electrical Permit | Commercial | New | Completed | Interim - Commercial - Suspended Slab, Rough Wiring and Grounding. Interim permit to EP-2023-08995. >BP: To develop a 7-storey multiple dwelling high-rise building with 89 secured market rental units, consisting of: 1st & 2nd storeys - 2-level THs and parking garage ( P1 &P2) at the back, 3rd to 7th storeys - single level dwelling units, all over one level of parking garage designed fully underground (P3). The underground parking ( P3) , 1st and 2nd storey are of non-combustible construction. The 3rd, 4th, 5th, 6th and 7th storey are of combustible construction. Note: Interior accessible routes in this building are designed to CSA B651 4.3 & 5.1 NOTE: The accepted AL-2022-00059 addresses the following conditions: 1. To construct in conformance with 3.2.2.50 a building with height more than 18m. measured between the floor of the first storey and the uppermost floor level. 2. To construct a 7 storey building with combustible construction (max. 6 storeys permitted under 3.2.2.50) 3. Separation of above and below grade exit stairs ( Article 3.2.6.2.). See the Minutes of Meeting from March 7, 2023. 17-Apr-2023 - Stage 1(Excavation & Shoring) issued. 15-Aug-2023 - Stage 2(Full Permit) issued. | ACE ELECTRIC LTD.
PP-2023-03719 | 2023-11-06 | 3125 PIERVIEW CRESCENT, Vancouver, BC | Plumbing Permit | Commercial | New | Issued | Commercial - New plumbing and heating . We are installing all sumps and drain tile inside >BP: To develop a 7-storey multiple dwelling high-rise building with 89 secured market rental units, consisting of: 1st & 2nd storeys - 2-level THs and parking garage ( P1 &P2) at the back, 3rd to 7th storeys - single level dwelling units, all over one level of parking garage designed fully underground (P3). The underground parking ( P3) , 1st and 2nd storey are of non-combustible construction. The 3rd, 4th, 5th, 6th and 7th storey are of combustible construction. Note: Interior accessible routes in this building are designed to CSA B651 4.3 & 5.1 NOTE: The accepted AL-2022-00059 addresses the following conditions: 1. To construct in conformance with 3.2.2.50 a building with height more than 18m. measured between the floor of the first storey and the uppermost floor level. 2. To construct a 7 storey building with combustible construction (max. 6 storeys permitted under 3.2.2.50) 3. Separation of above and below grade exit stairs ( Article 3.2.6.2.). See the Minutes of Meeting from March 7, 2023. 17-Apr-2023 - Stage 1(Excavation & Shoring) issued. 15-Aug-2023 - Stage 2(Full Permit) issued. | Zenith Plumbing & Gas Fitting Ltd.
EP-2023-09672 | 2023-10-25 | 3125 PIERVIEW CRESCENT, Vancouver, BC | Electrical Permit | Commercial | New | Issued | Temporary Power - Commercial - To provide temporary power. | ACE ELECTRIC LTD.
SP-2023-01181 | NULL | 3125 PIERVIEW CRESCENT, Vancouver, BC | Sprinkler Permit | Commercial | New | Applicant Revisions | Commercial - To develop a 7-storey multiple dwelling high-rise building with 89 secured market rental units, consisting of: 1st & 2nd storeys - 2-level THs and parking garage ( P1 &P2) at the back, 3rd to 7th storeys - single level dwelling units, all over one level of parking garage designed fully underground (P3). The Underground parking ( P3) , 1st and 2nd storey are of non-combustible construction. The 3rd, 4th, 5th, 6th and 7th storey are of combustible construction. Note: Interior accessible routes in this building are designed to CSA B651 4.3 & 5.1 Note the requirements of 3.2.6.2 (limits of smoke movement, specifically the separation of above and below grade exit stairs ) was addressed in AL-2022-00059 "Building Construction". See the Minutes of Meeting from March 7, 2023. 17-Apr-2023 - Stage 1(Excavation & Shoring) issued. Stage 2- Full Permit - In Review | NULL
EP-2023-02838 | 2023-03-31 | 3125 PIERVIEW CRESCENT, Vancouver, BC | Electrical Permit | Commercial | New | Issued | Temporary Power - Commercial - To provide temporary power. | ACE ELECTRIC LTD.
NULL | NULL | 8175 SOPHIA STREET, Vancouver, BC | Plumbing Permit | Residential | New | Withdrawn | Residential - New Construction | 0934753 BC Ltd.
PP-2023-01006 | 2023-03-23 | 8175 SOPHIA STREET, Vancouver, BC | Plumbing Permit | Residential | New | Issued | Residential - Plumbing >BP: To construct a 2 storey laneway house building with attached garage and 1 open parking pad, providing a total of 2 parking spaces, having vehicular access from the 20' Lane. Note: This is a 1 ½ storey building pursuant to the Zoning & Development By-law. 1. No Strata Titling permitted 2. No A/C Unit proposed 3. Schedule B: (Yatendra Kumar Sharma) P.Eng (778.863.7076) Architectural & Structural 4. Schedule B: (Zhao Guan) P.Eng. (778.868.5635) Geotechnical 5. HPO: Residential Builder- Panridge Construction Ltd. | Nijjar Plumbing & Heating Ltd
NULL | NULL | 8175 SOPHIA STREET, Vancouver, BC | Mechanical Permit | NULL | NULL | Withdrawn | NULL | Nijjar Plumbing & Heating Ltd
SP-2023-01364 | 2023-07-27 | 8175 SOPHIA STREET, Vancouver, BC | Sprinkler Permit | Residential | New | Issued | Residential - fire sprinker installation >BP: COVENANT MUST BE REGISTERED PRIOR TO SHEATHING INSPECTION ENTIRE BUILDING TO BE SPRINKLERED TO NFPA 13R STANDARD To construct a 2 storey laneway house building with attached garage and 1 open parking pad, providing a total of 2 parking spaces, having vehicular access from the 20' Lane. Note: This is a 1 ½ storey building pursuant to the Zoning & Development By-law. 1. No Strata Titling permitted 2. No A/C Unit proposed 3. Schedule B: (Yatendra Kumar Sharma) P.Eng (778.863.7076) Architectural & Structural 4. Schedule B: (Zhao Guan) P.Eng. (778.868.5635) Geotechnical 5. HPO: Residential Builder- Panridge Construction Ltd. | Ecofire Sprinklers Ltd
EP-2023-06568 | 2023-07-21 | 8175 SOPHIA STREET, Vancouver, BC | Electrical Permit | Residential | New | Issued | Installation / Repair - Residential - Full wiring for laneway house. >BP: o construct a 2 storey laneway house building ($169,800.68) with attached garage and 1 open parking pad, providing a total of 2 parking spaces, having vehicular access from the 20' Lane. Note: This is a 1 ½ storey building pursuant to the Zoning & Development By-law. 1. No Strata Titling permitted 2. No A/C Unit proposed 3. Schedule B: (Yatendra Kumar Sharma) P.Eng (778.863.7076) Architectural & Structural 4. Schedule B: (Zhao Guan) P.Eng. (778.868.5635) Geotechnical 5. HPO: Residential Builder- Panridge Construction Ltd. NOTE: To achieve the required FSR. A floor space exclusion of 3% has been applied to this application as per section 11.24.18 of the district schedule, to accommodate improved building performance. NOTE: Information regarding the principal building on the survey and site plan is for reference only. Any discrepancy between information regarding the principal building on the survey and/or site plan and approved permit drawings for the principal building are neither approved nor authorized under this laneway house permit. *NEW HOUSE* Note: See DB-2021-06737 for Bldg 1 on site (principal bldg) addressed #1-291 SE Marine Dr. **THIS PERMIT HAS BEEN ISSUED UNDER THE REQUIREMENTS OF VBBL #12511 (2019) ** | Centrum Electric Ltd
EP-2023-08037 | 2023-09-07 | 8175 SOPHIA STREET, Vancouver, BC | Electrical Permit | Residential | New | Issued | Installation / Repair - Residential - Extra low voltage Rough wiring and finishing. Rough wiring for internet, security alarm, TV and telephone. >BP: COVENANT MUST BE REGISTERED PRIOR TO SHEATHING INSPECTION To construct a 2 storey one-family dwelling with a secondary suite located in the Basement ($947,750) with an open parking pad, providing 2 parking space, having vehicular access from the 20' Lane. 1. No Strata Titling permitted 2. A/C proposed – Exterior component located in Rear Yard (North), Interior component located in second floor 3. Schedule B: (Zhao Guan) P.Eng. (778.868.5635) Geotechnical 4. Schedule B: (Yatendra Kumar Sharma) P.Eng (778.863.7076) Architectural & Structural 5. HPO: Residential Builder- Panridge Construction Ltd. | SWIFT ELECTRIC LTD
MP-2023-01802 | 2023-10-07 | 5529 SLOCAN STREET, Vancouver, BC V5R 2A9 | Mechanical Permit | NULL | NULL | Issued | NULL | Royal Pacific Plumbing & Heating Ltd
NULL | NULL | 2678 HORLEY STREET, Vancouver, BC V5R 4R8 | Electrical Permit | Residential | New | Withdrawn | Installation / Repair - Residential - New duplex house | A1 Cheema Electrical Ltd
EP-2022-08742 | 2022-10-14 | 1274 GRANVILLE STREET, Vancouver, BC V6Z 1M4 | Electrical Permit | Commercial | New | Completed | Installation / Repair - Commercial - Installation of two EV chargers in P1. Install TWO (2) 2P-60A BREAKER IN EXISTING PANELS FOR TWO NEW EV CHARGERS. | Mott Electric General Partnership
EP-2023-06071 | 2023-07-06 | 546 W 13TH AVENUE, Vancouver, BC V5Z 1N7 | Electrical Permit | Commercial | New | Issued | Temporary Power - Commercial - To provide temporary power. | Nightingale Electric Ltd
EP-2023-05742 | NULL | 550 W 13TH AVENUE, Vancouver, BC V5Z 1N7 | Electrical Permit | Commercial | New | Application Incomplete | Temporary Power - Commercial - To provide temporary power. NOTE: Work authorized by this permit is for placement of a temporary power pole only and does not authorize any site construction and/or excavation. A separate Building Permit will be required prior to commencement of any other work on this site | Nightingale Electric Ltd
SP-2023-00587 | NULL | 550 W 13TH AVENUE, Vancouver, BC V5Z 1N7 | Sprinkler Permit | Commercial | New | Applicant Revisions | Commercial - New sprinkler system (dry, wet and standpipes) for a 13 storey multi-residential used new construction project. >BP: THIS IS A SINGLE STAGE BP APPLICATION. NO EXCAVATION AND SHORING STAGE, OR FOUNDATION TO GRADE STAGE ARE PROPOSED. New construction of 13 storey residential building with 135 new units of rental housing. Excavation for 2 levels of underground parking. | NULL
PP-2023-01108 | 2023-03-30 | 550 W 13TH AVENUE, Vancouver, BC V5Z 1N7 | Plumbing Permit | Commercial | New | Completed | Commercial - The installation of a temporary water manifold for an ongoing Ledcor Construction Ltd. residential project at this site. >BP: THIS IS A SINGLE STAGE BP APPLICATION. NO EXCAVATION AND SHORING STAGE, OR FOUNDATION TO GRADE STAGE ARE PROPOSED. New construction of 13 storey residential building with 135 new units of rental housing. Excavation for 2 levels of underground parking. Note: Public corridors in this building are designed to meet SCA B651. FULL PERMIT - IN REVIEW | SOMATIC HVAC SOLUTIONS LTD
EP-2023-10411 | NULL | 2631 VICTORIA DRIVE, Vancouver, BC V5N 4L3 | Electrical Permit | Commercial | Addition | In Review | Installation / Repair - Commercial - Electrical for Heritage Homes (Building 1 - BP-2022-05138). 125A 1PH 208V sub services, branch circuits, mechanical connections, Class 2 circuits, Extra LV, fire alarm devices >BP: Related to Site BP-2022-03576. To alter and relocate an existing four-storey Municipally Designated Heritage B multiple conversion dwelling (North Building; previously 1853 E 11th Av) over one level of underground parking, having vehicular access from the lane. Refer to Site BP-2022-03576 for the scope of site work, relocation of this building, and underground parking, fees, and all documents. This is a CP Process Permit and the applicant is Kai Mikkelsen, P. Eng., CP. Building to be sprinklered to NFPA 13. Exposing building face shall be protected by exterior sprinkler system as per No. 11 of VBBL Table 11.5.1.1. *REVIEWED UNDER VBBL 2019, WITH UPDATED ENERGY REQUIREMENTS AS PER BYLAW #12997 EFFECTIVE Jul 01, 2022* STAGED CONSTRUCTION: STAGE 1 - Excavation & Shoring. (Aug 16/23, A. Min) STAGE 2 - Full Construction. (Nov 10/23, A. Min) | Seylers Electrical Ltd
EP-2023-10161 | 2023-11-23 | 1881 E 11TH AVENUE, Vancouver, BC | Electrical Permit | Commercial | New | Issued | Interim - Commercial - Slab on Grade, P1 Suspended Slab, grounding -Interim permit for EP-2023-10157 >BP: This permit has been issued for all site work and below grade facilities including one level of common underground parking for the proposed development: To alter and relocate an existing four-storey Municipally Designated Heritage B multiple conversion dwelling (North Building; previously 1853 E 11th Av) and to construct a new six-storey multiple dwelling (South Building; 133 Secured Market Rental Units), all over one level of underground parking, having vehicular access from the lane. Scope of work includes relocation of the heritage building to E 11th Av for a temporary storage and back to the lot on the top of underground parkade. This is a CP Process Permit and the applicant is Kai Mikkelsen, P. Eng., CP. Building to be constructed as per Article 3.2.2.50 and sprinklered to NFPA 13 with single stage fire alarm system. Storage garage as a separate building as per Article 3.2.1.2. Main fire fighters response point with FDC at 1881 E 11th Av and second fire fighter's response point at 2653 Victoria Drive. Radio Antenna System is provided. *REVIEWED UNDER VBBL 2019, WITH UPDATED ENERGY REQUIREMENTS AS PER BYLAW #12997 EFFECTIVE Jul 01, 2022* Refer to BP-2022-05138 for North Building Refer to BP-2022-05139 for South Building STAGED CONSTRUCTION STAGE 1 - Excavation & Shoring and Relocation and cribbing of Heritage House. (Aug 16/23, A. Min) STAGE 2 - Full Construction including Relocation of Heritage House on the top of underground parkade. (IN PROCESS) | Seylers Electrical Ltd
EP-2023-10212 | 2023-11-14 | 1881 E 11TH AVENUE, Vancouver, BC | Electrical Permit | Residential | New | Issued | Temporary Power - Residential - To provide temporary power. ***We are going to install 4 outdoor monitoring units at each corner of this construction site. Units will be mounted to wood posts or telephone poles, and power cables will be terminated in junction boxes. The third party will supply power for our units. >BP: Related to Site BP-2022-03576 To construct a new six-storey multiple dwelling (South Building; 133 Secured Market Rental Units), over one level of underground parking, having vehicular access from the lane. Refer to Site BP-2022-03576 for the scope of site work, relocation of the heritage building, and underground parking, fees, and all documents. | 0777792 BC Ltd
EP-2023-10157 | NULL | 1881 E 11TH AVENUE, Vancouver, BC | Electrical Permit | Commercial | New | In Review | Installation / Repair - Commercial - New 1500KVA 12470V/25000V 3PH 3W Medium Voltage Service, 1500KVA Transformer, 3000A 120V/208V Secondary Cells, Fire Alarm System, Mechanical Equipment connections, Meterstacks, 136 - Suite 1PH 3W sub-services, Sub-distribution, elevator connections, lighting, EM Lighting, Lighting Controls, branch circuits, Class II circuits, Extra LV circuits >BP: Related to Site BP-2022-03576 To construct a new six-storey multiple dwelling (South Building; 133 Secured Market Rental Units), over one level of underground parking, having vehicular access from the lane. Refer to Site BP-2022-03576 for the scope of site work, relocation of the heritage building, and underground parking, fees, and all documents. This is a CP Process Permit and the applicant is Kai Mikkelsen, P. Eng., CP. Building to be sprinklered to NFPA 13. *REVIEWED UNDER VBBL 2019, WITH UPDATED ENERGY REQUIREMENTS AS PER BYLAW #12997 EFFECTIVE Jul 01, 2022* STAGED CONSTRUCTION: STAGE 1 - Excavation & Shoring. (Aug 16/23, A. Min) STAGE 2 - Full Construction. (Nov 10/23, A. Min) | Seylers Electrical Ltd
SP-2023-01961 | NULL | 1881 E 11TH AVENUE, Vancouver, BC | Sprinkler Permit | Commercial | New | Applicant Revisions | Commercial - new fire sprinkler system.-Building 2 >BP: Related to Site BP-2022-03576 To construct a new six-storey multiple dwelling (South Building; 133 Secured Market Rental Units), over one level of underground parking, having vehicular access from the lane. This is a CP Process Permit and the applicant is Kai Mikkelsen, P. Eng., CP. Building to be sprinklered to NFPA 13. *REVIEWED UNDER VBBL 2019, WITH UPDATED ENERGY REQUIREMENTS AS PER BYLAW #12997 EFFECTIVE Jul 01, 2022* STAGED CONSTRUCTION STAGE 1 - Excavation & Shoring | Titan Fire Protection Ltd
SP-2023-01937 | NULL | 1881 E 11TH AVENUE, Vancouver, BC | Sprinkler Permit | Commercial | New | Applicant Revisions | Commercial - ***SITE PERMIT***sprinklers for new building-underground >BP: This permit has been issued for all site work and below grade facilities including one level of common underground parking for the proposed development: To alter and relocate an existing four-storey Municipally Designated Heritage B multiple conversion dwelling (North Building; previously 1853 E 11th Av) and to construct a new six-storey multiple dwelling (South Building; 133 Secured Market Rental Units), all over one level of underground parking, having vehicular access from the lane. Scope of work includes relocation of the heritage building to E 11th Av for a temporary storage and back to the lot on the top of underground parkade. This is a CP Process Permit and the applicant is Kai Mikkelsen, P. Eng., CP. Building to be constructed as per Article 3.2.2.50 and sprinklered to NFPA 13 with single stage fire alarm system. Storage garage as a separate building as per Article 3.2.1.2. Main fire fighters response point with FDC at 1881 E 11th Av and second fire fighter's response point at 2653 Victoria Drive. Radio Antenna System is provided. *REVIEWED UNDER VBBL 2019, WITH UPDATED ENERGY REQUIREMENTS AS PER BYLAW #12997 EFFECTIVE Jul 01, 2022* Refer to BP-2022-05138 for North Building Refer to BP-2022-05139 for South Building STAGED CONSTRUCTION STAGE 1 - Excavation & Shoring and Relocation and cribbing of Heritage House. (Aug 16/23, A. Min) STAGE 2 - Full Construction including Relocation of Heritage House on the top of underground parkade. (IN PROCESS) | Titan Fire Protection Ltd
EP-2023-07939 | 2023-08-31 | 1881 E 11TH AVENUE, Vancouver, BC | Electrical Permit | Commercial | New | Issued | Temporary Power - Commercial - To provide temporary power. | Seylers Electrical Ltd
PP-2023-03753 | 2024-01-04 | 1881 E 11TH AVENUE, Vancouver, BC | Plumbing Permit | Commercial | New | Issued | Commercial - plumbing >BP: Related to Site BP-2022-03576 To construct a new six-storey multiple dwelling (South Building; 133 Secured Market Rental Units), over one level of underground parking, having vehicular access from the lane. Refer to Site BP-2022-03576 for the scope of site work, relocation of the heritage building, and underground parking, fees, and all documents. This is a CP Process Permit and the applicant is Kai Mikkelsen, P. Eng., CP. Building to be sprinklered to NFPA 13. *REVIEWED UNDER VBBL 2019, WITH UPDATED ENERGY REQUIREMENTS AS PER BYLAW #12997 EFFECTIVE Jul 01, 2022* STAGED CONSTRUCTION: STAGE 1 - Excavation & Shoring. (Aug 16/23, A. Min) STAGE 2 - Full Construction. (Nov 10/23, A. Min) | MV Mechanical
PP-2022-04068 | 2022-11-17 | 2218 MAIN STREET, Vancouver, BC | Plumbing Permit | Commercial | Tenant Improvement | Completed | Commercial - Fixtures **No Building alterations or Building work otherwise a BP will be required >Interior and exterior alterations and a temporary (1 year) change of occupancy from Automotive repair (F2) to temporary sales office (D) to this existing one storey commercial building. Change of occupancy is time limited to one year and is to revert back to previous F2 occupancy one year after final inspection. Separate permits not required for exterior patio as per Mandy So. To be reviewed under the 2019 VBBL. Ok for DB as per A.Wroblewski. Amend: Nov 25, 2022 change address to 2218 Main St. (DB 2022-03626) | DAVIDSON BROS MECHANICAL CONTRACTORS
EP-2022-10217 | 2022-12-05 | 2218 MAIN STREET, Vancouver, BC | Electrical Permit | Commercial | Addition | Completed | Installation / Repair - Commercial - Install conduit and wire for 7 speakers and 3 wireless access points in presentation center. Terminate runs in central >BP: Interior and exterior alterations and a temporary (1 year) change of occupancy from Automotive repair (F2) to temporary sales office (D) to this existing one storey commercial building. Change of occupancy is time limited to one year and is to revert back to previous F2 occupancy one year after final inspection. Separate permits not required for exterior patio as per Mandy So. To be reviewed under the 2019 VBBL. Ok for DB as per A.Wroblewski. | London Drugs Limited
EP-2022-10077 | 2022-11-30 | 2218 MAIN STREET, Vancouver, BC | Electrical Permit | Commercial | Tenant Improvement | Completed | Installation / Repair - Commercial - Tenant improvement Interior and exterior alterations and a temporary (1 year) change of occupancy from Automotive repair (F2) to temporary sales office (D) to this existing one storey commercial building. Change of occupancy is time limited to one year and is to revert back to previous F2 occupancy one year after final inspection. | Centre Electric Ltd
EP-2022-10742 | 2023-01-03 | 585 E 52ND AVENUE, Vancouver, BC V5X 1G8 | Electrical Permit | Residential | New | Completed | Installation / Repair - Residential - Complete wiring and finishing. *Main service-200 amp Main house -125 amp *Legal suite -60 amp Laneway -100 amp >BP: To construct a 2 storey one-family dwelling with a secondary suite located in the Basement ($822,050) with an open parking pad, providing 1 parking space, having vehicular access from the 20' Lane. Note: The entire building, INCLUDING THE ATTACHED GARAGE (if applicable), to be sprinklered to NFPA 13D 1. Covenant registered at the Land Title Office under CB203545 2. A/C proposed – Exterior component located in Rear, Interior component located in Upper Floor 3. Bar sink located in Basement 4. Schedule B: (J.J.S.Hui) P.Eng (778.319.3403) Structural & Geotechnical 5. HPO: Residential Builder- Hi-Beam Builder Ltd *2022.02.15 Amendment: "Change main service amps 400 to 200 amps, submitted new load calculations as well before. There is no suite in the Laneway house" *2022.03.09 Amendment: "Legal suite meter 100 amps to 60 amps" | SUNSTONE ELECTRIC LTD
PP-2023-00084 | 2023-01-11 | 585 E 52ND AVENUE, Vancouver, BC V5X 1G8 | Plumbing Permit | Residential | New | Completed | Residential - Sump Amend: Oct 6, 2023 Additional OSP NOTE: Engineering Assurance letter will be submitted to the Plumbing Inspector on the site. Letter shall conform to the requirements of Vancouver Bulletin 2000-008-EL/PL. Amend: Oct 12, 2023 PDF Signed ltr of assurance | Swift Site Services Ltd
EP-2022-05871 | 2022-07-15 | 585 E 52ND AVENUE, Vancouver, BC V5X 1G8 | Electrical Permit | Residential | New | Expired | Temporary Power - Residential - To provide temporary power. Valid July 15/2022 until July 14/2023 >>>Amend: July 21st -change service amps 100 amps to 60 amps. | SUNSTONE ELECTRIC LTD
MP-2023-00417 | 2023-03-19 | 585 E 52ND AVENUE, Vancouver, BC V5X 1G8 | Mechanical Permit | NULL | NULL | Completed | NULL | Power Frost AC & Heating Ltd
EP-2023-02150 | 2023-03-14 | 585 E 52ND AVENUE, Vancouver, BC V5X 1G8 | Electrical Permit | Residential | New | Completed | Installation / Repair - Residential - Rough wiring of security alarm, tv, sound, data and completion of security alarm >BP: To construct a 2 storey one-family dwelling with a secondary suite located in the Basement ($822,050) with an open parking pad, providing 1 parking space, having vehicular access from the 20' Lane. Note: The entire building, INCLUDING THE ATTACHED GARAGE (if applicable), to be sprinklered to NFPA 13D 1. Covenant registered at the Land Title Office under CB203545 2. A/C proposed – Exterior component located in Rear, Interior component located in Upper Floor 3. Bar sink located in Basement 4. Schedule B: (J.J.S.Hui) P.Eng (778.319.3403) Structural & Geotechnical 5. HPO: Residential Builder- Hi-Beam Builder Ltd Note: This is a 2 storey building pursuant to the Zoning and Development By-Law **THIS PERMIT HAS BEEN ISSUED UNDER THE REQUIREMENTS OF VBBL #12511 (2019) ** >>Amend: Aug. 24th amend the total job vale to $6000 Amendment is only for low voltage completion of sound system and security cameras in addition to existing job descriptions | Supersonic Security System Inc.
SP-2023-00417 | 2023-03-10 | 585 E 52ND AVENUE, Vancouver, BC V5X 1G8 | Sprinkler Permit | Residential | New | Completed | Residential - 1FD+SS - #1 & #2 - new sprinkler installation >DB: To construct a 2 storey one-family dwelling with a secondary suite located in the Basement with an open parking pad, providing 1 parking space, having vehicular access from the 20' Lane. Note: The entire building, INCLUDING THE ATTACHED GARAGE (if applicable), to be sprinklered to NFPA 13D 1. Covenant registered at the Land Title Office under CB203545 2. A/C proposed – Exterior component located in Rear, Interior component located in Upper Floor 3. Bar sink located in Basement | Real Tech Fire Protection Ltd
GP-2023-00753 | 2023-03-03 | 585 E 52ND AVENUE, Vancouver, BC V5X 1G8 | Gas Permit | Residential | New | Completed | Residential - To install 2 range BBQ There is pipping for BBQ and 1 range >BP: To construct a 2 storey one-family dwelling with a secondary suite located in the Basement with an open parking pad, providing 1 parking space, having vehicular access from the 20' Lane. Note: The entire building, INCLUDING THE ATTACHED GARAGE (if applicable), to be sprinklered to NFPA 13D 1. Covenant registered at the Land Title Office under CB203545 2. A/C proposed – Exterior component located in Rear, Interior component located in Upper Floor 3. Bar sink located in Basement 4. Schedule B: (J.J.S.Hui) P.Eng (778.319.3403) Structural & Geotechnical 5. HPO: Residential Builder- Hi-Beam Builder Ltd March 17/2023-AMEND -add 2 gas heater -BTU For gas heater 40,000 each | JOT MECHANICAL LTD
MP-2023-00235 | 2023-02-21 | 585 E 52ND AVENUE, Vancouver, BC V5X 1G8 | Mechanical Permit | NULL | NULL | Completed | NULL | Rain Coast Plumbing & Heating Ltd
PP-2023-00540 | 2023-02-15 | 585 E 52ND AVENUE, Vancouver, BC V5X 1G8 | Plumbing Permit | Residential | New | Completed | Residential - Plumbing for new house >BP: To construct a 2 storey one-family dwelling with a secondary suite located in the Basement with an open parking pad, providing 1 parking space, having vehicular access from the 20' Lane. Note: The entire building, INCLUDING THE ATTACHED GARAGE (if applicable), to be sprinklered to NFPA 13D 1. Covenant registered at the Land Title Office under CB203545 2. A/C proposed – Exterior component located in Rear, Interior component located in Upper Floor 3. Bar sink located in Basement 4. Schedule B: (J.J.S.Hui) P.Eng (778.319.3403) Structural & Geotechnical 5. HPO: Residential Builder- Hi-Beam Builder Ltd | Rain Coast Plumbing & Heating Ltd
PP-2023-00656 | 2023-02-24 | 595 E 52ND AVENUE, Vancouver, BC V5X 1G8 | Plumbing Permit | Residential | New | Completed | Residential - 1FD+SS #1 & #2 - Plumbing for new house >DB: To construct a 2 storey one-family dwelling with a secondary suite located in the Basement with an open parking pad, providing 1 parking space, having vehicular access from the 20' Lane. Note: The entire building, INCLUDING THE ATTACHED GARAGE (if applicable), to be sprinklered to NFPA 13D 1. Covenant registered at the Land Title Office under CB203545 2. A/C proposed – Exterior component located in Rear, Interior component located in Upper Floor 3. Bar sink located in Basement | Rain Coast Plumbing & Heating Ltd
MP-2023-00294 | 2023-03-06 | 595 E 52ND AVENUE, Vancouver, BC V5X 1G8 | Mechanical Permit | NULL | NULL | Completed | NULL | Rain Coast Plumbing & Heating Ltd
GP-2023-00952 | 2023-03-17 | 595 E 52ND AVENUE, Vancouver, BC V5X 1G8 | Gas Permit | Residential | New | Completed | Residential - 1FD+SS - #1 & #2 - To install 2 Range BBQ 2 heater There is pipping for 1 Range 2 heater >DB: To construct a 2 storey one-family dwelling with a secondary suite located in the Basement with an open parking pad, providing 1 parking space, having vehicular access from the 20' Lane. Note: The entire building, INCLUDING THE ATTACHED GARAGE (if applicable), to be sprinklered to NFPA 13D 1. Covenant registered at the Land Title Office under CB203545 2. A/C proposed – Exterior component located in Rear, Interior component located in Upper Floor 3. Bar sink located in Basement | JOT MECHANICAL LTD
SP-2023-00493 | 2023-03-22 | 595 E 52ND AVENUE, Vancouver, BC V5X 1G8 | Sprinkler Permit | Residential | New | Completed | Residential - New sprinkler installation >BP: To construct a 2 storey one-family dwelling with a secondary suite located in the Basement with an open parking pad, providing 1 parking space, having vehicular access from the 20' Lane. Note: The entire building, INCLUDING THE ATTACHED GARAGE (if applicable), to be sprinklered to NFPA 13D 1. Covenant registered at the Land Title Office under CB203545 2. A/C proposed – Exterior component located in Rear, Interior component located in Upper Floor 3. Bar sink located in Basement 4. Schedule B: (J.J.S.Hui) P.Eng (778.319.3403) Structural & Geotechnical 5. HPO: Residential Builder- Hi-Beam Builder Ltd | Real Tech Fire Protection Ltd
MP-2023-00495 | 2023-03-26 | 595 E 52ND AVENUE, Vancouver, BC V5X 1G8 | Mechanical Permit | NULL | NULL | Completed | NULL | Power Frost AC & Heating Ltd
EP-2023-02582 | 2023-03-27 | 595 E 52ND AVENUE, Vancouver, BC V5X 1G8 | Electrical Permit | Residential | New | Completed | Installation / Repair - Residential - Rough wiring of security alarm, tv, data, sound system and completion of security alarm >BP: To construct a 2 storey one-family dwelling with a secondary suite located in the Basement ($725,075) with an open parking pad, providing 1 parking space, having vehicular access from the 20' Lane. Note: The entire building, INCLUDING THE ATTACHED GARAGE (if applicable), to be sprinklered to NFPA 13D 1. Covenant registered at the Land Title Office under CB203545 2. A/C proposed – Exterior component located in Rear, Interior component located in Upper Floor 3. Bar sink located in Basement 4. Schedule B: (J.J.S.Hui) P.Eng (778.319.3403) Structural & Geotechnical 5. HPO: Residential Builder- Hi-Beam Builder Ltd >>>Amend: August 24th >amend total job value to $6000 Amendment is only for low voltage completion of sound system and security cameras in addition to existing job descriptions | Supersonic Security System Inc.
PP-2023-00085 | 2023-01-11 | 595 E 52ND AVENUE, Vancouver, BC V5X 1G8 | Plumbing Permit | Residential | New | Completed | Residential - Sump Amend: Oct 6, 2023 Add another OSP NOTE: Engineering Assurance letter will be submitted to the Plumbing Inspector on the site. Letter shall conform to the requirements of Vancouver Bulletin 2000-008-EL/PL. Amend: Oct 12, 2023 PDF Signed eng ltr | Swift Site Services Ltd
EP-2022-10745 | 2022-12-23 | 595 E 52ND AVENUE, Vancouver, BC V5X 1G8 | Electrical Permit | Residential | New | Completed | Installation / Repair - Residential - Complete wiring and finishing. *Main service-200 amp Main house meter-125 amp *Legal suite meter-60 amp Laneway meter-100 amp >BP: To construct a 2 storey one-family dwelling with a secondary suite located in the Basement ($725,075) with an open parking pad, providing 1 parking space, having vehicular access from the 20' Lane. Note: The entire building, INCLUDING THE ATTACHED GARAGE (if applicable), to be sprinklered to NFPA 13D 1. Covenant registered at the Land Title Office under CB203545 2. A/C proposed – Exterior component located in Rear, Interior component located in Upper Floor 3. Bar sink located in Basement 4. Schedule B: (J.J.S.Hui) P.Eng (778.319.3403) Structural & Geotechnical 5. HPO: Residential Builder- Hi-Beam Builder Ltd Note: This is a 2 storey building pursuant to the Zoning and Development By-Law *2023.03.08 Amendment EP-2022-10746/ EP-2022-10746 Work description amended: Suite meter 100 amps to 60 amps *2023.02.27 Amendment EP-2022-10745 Work description amended: -"Main service amps 400 to 200 amps, remaining work description will be same. New load calculations is attached" Notes: -Please request an inspection online for the electrical inspector to review documents provided | SUNSTONE ELECTRIC LTD
EP-2023-06964 | 2023-09-06 | 1738 ALBERNI STREET, Vancouver, BC | Electrical Permit | Commercial | Tenant Improvement | Completed | Installation / Repair - Commercial - Installation of a DCC-9 load management control equipment located in the electrical meter room; core a 4" hole to parkade. No other EVMS or EV chargers exists in the building. | Black & McDonald Limited
EP-2023-02399 | 2023-04-27 | 759 E 57TH AVENUE #3, Vancouver, BC | Electrical Permit | Residential | New | Completed | Installation / Repair - Residential - 200 amp service connection , 125 amp goes to house , 100 amp goes to Lwh , New installation >BP: To construct a 2 storey laneway house building ($164,417.50) with an open parking pad, providing 1 parking space, having vehicular access from the lane. Note: This is a 1 ½ storey building pursuant to the Zoning & Development By-law 1. Covenant registered at the Land Title Office under CA9981060 2. No Strata Titling permitted 3. No A/C unit proposed 4. Schedule B: Shambhu N. Biswas, P.Eng (604-250-8666) Structural & Geotechnical 5. HPO: Residential Builder - Alpha Edge Construction Ltd. 6. The entire building, INCLUDING THE ATTACHED GARAGE (if applicable), to be sprinklered to NFPA 13D. ******THIS PERMIT HAS BEEN ISSUED UNDER THE REQUIREMENTS OF VBBL #12511 (2019)****** | AECOM ELECTRIC LTD
PP-2023-00896 | 2023-03-16 | 759 E 57TH AVENUE #3, Vancouver, BC | Plumbing Permit | Residential | New | Completed | Residential - Plumbing >BP: To construct a 2 storey laneway house building with an open parking pad, providing 1 parking space, having vehicular access from the lane. Note: This is a 1 ½ storey building pursuant to the Zoning & Development By-law 1. Covenant registered at the Land Title Office under CA9981060 2. No Strata Titling permitted 3. No A/C unit proposed 4. Schedule B: Shambhu N. Biswas, P.Eng (604-250-8666) Structural & Geotechnical 5. HPO: Residential Builder - Alpha Edge Construction Ltd. 6. The entire building, INCLUDING THE ATTACHED GARAGE (if applicable), to be sprinklered to NFPA 13D. | Lally Plumbing & Heating Ltd
SP-2023-00253 | 2023-03-09 | 759 E 57TH AVENUE #3, Vancouver, BC | Sprinkler Permit | Residential | New | Completed | Residential - Install sprinkler Heads >BP: To construct a 2 storey laneway house building ($164,417.50) with an open parking pad, providing 1 parking space, having vehicular access from the lane. Note: This is a 1 ½ storey building pursuant to the Zoning & Development By-law 1. Covenant registered at the Land Title Office under CA9981060 2. No Strata Titling permitted 3. No A/C unit proposed 4. Schedule B: Shambhu N. Biswas, P.Eng (604-250-8666) Structural & Geotechnical 5. HPO: Residential Builder - Alpha Edge Construction Ltd. 6. The entire building, INCLUDING THE ATTACHED GARAGE (if applicable), to be sprinklered to NFPA 13D. | RAHELU PLUMBING & HEATING LTD.
EP-2022-09591 | 2022-11-15 | 759 E 57TH AVENUE #3, Vancouver, BC | Electrical Permit | Residential | New | Expired | Temporary Power - Residential - To provide temporary power. (note: DB-2022-00886--->main house building permit is suspended) ***Work authorized by this permit is for placement of a temporary power pole only and does not authorize any site construction and/or excavation. A separate Building Permit will be required prior to commencement of any other work on this site. **Amend 11/21/2022** Amend Amps from 100 to 60 | AECOM ELECTRIC LTD
PP-2023-01091 | 2023-03-29 | 4858 DUMFRIES STREET, Vancouver, BC V5N 3T9 | Plumbing Permit | Residential | New | Issued | Residential - 2FD - TWO OUT SIDE SUMPS WITH OUT PUMP | JVT EXCAVATING & DEMOLITION LTD
PP-2023-02015 | 2023-06-07 | 4858 DUMFRIES STREET, Vancouver, BC V5N 3T9 | Plumbing Permit | Residential | New | Issued | Residential - New dplx >BP: To construct a 3-storey duplex with a detached accessory building (garage) at the rear providing 2 parking spaces, having vehicular access from the lane. (LOT A) Note: This is a 2 storey building pursuant to the Zoning and Development By-Law ******THIS PERMIT HAS BEEN ISSUED UNDER THE REQUIREMENTS OF VBBL 2019****** ***This permit is issued under the VBBL 2019, with updated energy requirements as per bylaw # 12997 effective Jan 01, 2022.*** The entire building to be sprinklered to 2x NFPA 13D. NOTE: To achieve the required FSR a floor space exclusion of 2% has been applied to this application as per section 10.15.1 of the district schedule, to accommodate improved building performance. 1. A/C units proposed in rear yard 2. Schedule B Yatrendra Kumar Sharma PEng. (778-863-7076) Structural and Geotechnical 3. BC Housing Encore Collection Ltd | One Stop Mechanical Ltd
GP-2023-01760 | 2023-06-07 | 4858 DUMFRIES STREET, Vancouver, BC V5N 3T9 | Gas Permit | Residential | New | Issued | Residential - 2 Range & 2 BBQ >BP: To construct a 3-storey duplex | One Stop Mechanical Ltd
EP-2023-07291 | 2023-08-21 | 4858 DUMFRIES STREET, Vancouver, BC V5N 3T9 | Electrical Permit | Residential | New | Issued | Installation / Repair - Residential - New electrical wiring and finishing >BP: To construct a 3-storey duplex with a detached accessory building (garage) at the rear providing 2 parking spaces, having vehicular access from the lane. (LOT A) Note: This is a 2 storey building pursuant to the Zoning and Development By-Law ******THIS PERMIT HAS BEEN ISSUED UNDER THE REQUIREMENTS OF VBBL 2019****** ***This permit is issued under the VBBL 2019, with updated energy requirements as per bylaw # 12997 effective Jan 01, 2022.*** The entire building to be sprinklered to 2x NFPA 13D. NOTE: To achieve the required FSR a floor space exclusion of 2% has been applied to this application as per section 10.15.1 of the district schedule, to accommodate improved building performance. 1. A/C units proposed in rear yard 2. Schedule B Yatrendra Kumar Sharma PEng. (778-863-7076) Structural and Geotechnical 3. BC Housing Encore Collection Ltd "Combustible projections or roof soffits on an exposing building face shall not project to less than .45m from the property line and shall be in compliance with VBBL 2019 9.10.15.5.(9)" | E G ELECTRICAL LTD.
EP-2023-08985 | 2023-10-10 | 4858 DUMFRIES STREET, Vancouver, BC V5N 3T9 | Electrical Permit | Residential | New | Issued | Installation / Repair - Residential - Low voltage data installation. >BP: To construct a 3-storey duplex with a detached accessory building (garage) at the rear providing 2 parking spaces, having vehicular access from the lane. (LOT A) Note: This is a 2 storey building pursuant to the Zoning and Development By-Law ******THIS PERMIT HAS BEEN ISSUED UNDER THE REQUIREMENTS OF VBBL 2019****** ***This permit is issued under the VBBL 2019, with updated energy requirements as per bylaw # 12997 effective Jan 01, 2022.*** The entire building to be sprinklered to 2x NFPA 13D. NOTE: To achieve the required FSR a floor space exclusion of 2% has been applied to this application as per section 10.15.1 of the district schedule, to accommodate improved building performance. 1. A/C units proposed in rear yard 2. Schedule B Yatrendra Kumar Sharma PEng. (778-863-7076) Structural and Geotechnical 3. BC Housing Encore Collection Ltd "Combustible projections or roof soffits on an exposing building face shall not project to less than .45m from the property line and shall be in compliance with VBBL 2019 9.10.15.5.(9)" | GWIRELESS SMART HOMES LTD
EP-2023-08983 | 2023-10-10 | 4862 DUMFRIES STREET, Vancouver, BC V5N 3T9 | Electrical Permit | Residential | New | Issued | Installation / Repair - Residential - Low voltage data installation. >BP: To construct a 3-storey duplex with a detached accessory building (garage) at the rear providing 2 parking spaces, having vehicular access from the lane. (LOT B) | GWIRELESS SMART HOMES LTD
EP-2023-07293 | 2023-08-21 | 4862 DUMFRIES STREET, Vancouver, BC V5N 3T9 | Electrical Permit | Residential | New | Issued | Installation / Repair - Residential - Electrical new rough wiring and finishing >BP: To construct a 3-storey duplex with a detached accessory building (garage) at the rear providing 2 parking spaces, having vehicular access from the lane. (LOT B) Note: This is a 2 storey building pursuant to the Zoning and Development By-Law ******THIS PERMIT HAS BEEN ISSUED UNDER THE REQUIREMENTS OF VBBL 2019****** ***This permit is issued under the VBBL 2019, with updated energy requirements as per bylaw # 12997 effective Jan 01, 2022.*** The entire building to be sprinklered to 2x NFPA 13D. NOTE: To achieve the required FSR a floor space exclusion of 2% has been applied to this application as per section 10.15.1 of the district schedule, to accommodate improved building performance. 1. A/C units proposed in rear yard 2. Schedule B Yatrendra Kumar Sharma PEng. (778-863-7076) Structural and Geotechnical 3. BC Housing Encore Collection Ltd "Combustible projections or roof soffits on an exposing building face shall not project to less than .45m from the property line and shall be in compliance with VBBL 2019 9.10.15.5.(9)" | E G ELECTRICAL LTD.
PP-2023-02017 | 2023-06-07 | 4862 DUMFRIES STREET, Vancouver, BC V5N 3T9 | Plumbing Permit | Residential | New | Issued | Residential - New dplx >BP: To construct a 3-storey duplex with a detached accessory building (garage) at the rear providing 2 parking spaces, having vehicular access from the lane. (LOT B) Note: This is a 2 storey building pursuant to the Zoning and Development By-Law ******THIS PERMIT HAS BEEN ISSUED UNDER THE REQUIREMENTS OF VBBL 2019****** ***This permit is issued under the VBBL 2019, with updated energy requirements as per bylaw # 12997 effective Jan 01, 2022.*** The entire building to be sprinklered to 2x NFPA 13D. NOTE: To achieve the required FSR a floor space exclusion of 2% has been applied to this application as per section 10.15.1 of the district schedule, to accommodate improved building performance. 1. A/C units proposed in rear yard 2. Schedule B Yatrendra Kumar Sharma PEng. (778-863-7076) Structural and Geotechnical 3. BC Housing Encore Collection Ltd | One Stop Mechanical Ltd
GP-2023-01762 | 2023-06-07 | 4862 DUMFRIES STREET, Vancouver, BC V5N 3T9 | Gas Permit | Residential | New | Issued | Residential - 2 Ranges & 2 BBQ's >BP: To construct a 3-storey duplex | One Stop Mechanical Ltd
PP-2023-01092 | 2023-03-29 | 4862 DUMFRIES STREET, Vancouver, BC V5N 3T9 | Plumbing Permit | Residential | New | Issued | Residential - 2FD - TWO OUT SIDE SUMPMS WITH OUT PUMP | JVT EXCAVATING & DEMOLITION LTD
PP-2023-01093 | 2023-03-29 | 4872 DUMFRIES STREET, Vancouver, BC V5N 3T9 | Plumbing Permit | Residential | New | Issued | Residential - 2FD - TWO OUT SIDE SUMPS WITH OUT PUMP | JVT EXCAVATING & DEMOLITION LTD
PP-2023-02016 | 2023-06-07 | 4872 DUMFRIES STREET, Vancouver, BC V5N 3T9 | Plumbing Permit | Residential | New | Issued | Residential - New dplx >BP: To construct a 3-storey duplex with a detached accessory building (garage) at the rear providing 2 parking spaces, having vehicular access from the lane. (LOT C) Note: This is a 2 storey building pursuant to the Zoning and Development By-Law ******THIS PERMIT HAS BEEN ISSUED UNDER THE REQUIREMENTS OF VBBL 2019****** ***This permit is issued under the VBBL 2019, with updated energy requirements as per bylaw # 12997 effective Jan 01, 2022.*** The entire building to be sprinklered to 2x NFPA 13D. NOTE: To achieve the required FSR a floor space exclusion of 2% has been applied to this application as per section 10.15.1 of the district schedule, to accommodate improved building performance. 1. A/C units proposed in rear yard 2. Schedule B Yatrendra Kumar Sharma PEng. (778-863-7076) Structural and Geotechnical 3. BC Housing Encore Collection Ltd | One Stop Mechanical Ltd
GP-2023-01761 | 2023-06-07 | 4872 DUMFRIES STREET, Vancouver, BC V5N 3T9 | Gas Permit | Residential | New | Issued | Residential - 2 Ranges & 2 BBQ's > BP: To construct a 3-storey duplex | One Stop Mechanical Ltd
SP-2023-01156 | 2023-09-26 | 4872 DUMFRIES STREET, Vancouver, BC V5N 3T9 | Sprinkler Permit | Residential | New | Issued | Residential - 2FD - FRONT - 4872 DUMFRIES ST BACK - 4868 DUMFRIES ST Install 34 sprinklers for new construction >DB: To construct a 3-storey duplex with a detached accessory building (garage) at the rear providing 2 parking spaces, having vehicular access from the lane. (LOT C) Note: This is a 2 storey building pursuant to the Zoning and Development By-Law ***This permit is issued under the VBBL 2019, with updated energy requirements as per bylaw # 12997 effective Jan 01, 2022.*** The entire building to be sprinklered to 2x NFPA 13D. 1. A/C units proposed in rear yard | Preet Plumbing Heating And Sprinkle Ltd
EP-2023-07292 | 2023-08-21 | 4872 DUMFRIES STREET, Vancouver, BC V5N 3T9 | Electrical Permit | Residential | New | Issued | Installation / Repair - Residential - New electrical wiring and finishing >BP: To construct a 3-storey duplex with a detached accessory building (garage) at the rear providing 2 parking spaces, having vehicular access from the lane. (LOT C) Note: This is a 2 storey building pursuant to the Zoning and Development By-Law ******THIS PERMIT HAS BEEN ISSUED UNDER THE REQUIREMENTS OF VBBL 2019****** ***This permit is issued under the VBBL 2019, with updated energy requirements as per bylaw # 12997 effective Jan 01, 2022.*** The entire building to be sprinklered to 2x NFPA 13D. NOTE: To achieve the required FSR a floor space exclusion of 2% has been applied to this application as per section 10.15.1 of the district schedule, to accommodate improved building performance. 1. A/C units proposed in rear yard 2. Schedule B Yatrendra Kumar Sharma PEng. (778-863-7076) Structural and Geotechnical 3. BC Housing Encore Collection Ltd "Combustible projections or roof soffits on an exposing building face shall not project to less than .45m from the property line and shall be in compliance with VBBL 2019 9.10.15.5.(9)" | E G ELECTRICAL LTD.
EP-2023-08984 | 2023-11-06 | 4872 DUMFRIES STREET, Vancouver, BC V5N 3T9 | Electrical Permit | Residential | New | Issued | Installation / Repair - Residential - low voltage , data,security >BP: To construct a 3-storey duplex with a detached accessory building (garage) at the rear providing 2 parking spaces, having vehicular access from the lane. (LOT C) | GWIRELESS SMART HOMES LTD
MP-2023-02050 | 2023-11-19 | 4868 DUMFRIES STREET, Vancouver, BC | Mechanical Permit | NULL | NULL | Issued | NULL | Power Cool Electrical & Refrigeration Mech Ltd
EP-2023-08135 | 2023-09-15 | 2395 E 40TH AVENUE #3, Vancouver, BC | Electrical Permit | Residential | New | Issued | Installation / Repair - Residential - ¦ #3LWH- 200A ¦ Laneway house wiring New service 125 Amps for laneway 125 Amps for main house >BP: To construct a 2 storey laneway house building ($231,690) with an attached garage and 1 open parking pad, providing a total of 2 parking spaces, having vehicular access from the 20' Lane. Note: The entire building, INCLUDING THE ATTACHED GARAGE (if applicable), to be sprinklered to NFPA 13D Note: This is a 1 ½ storey building pursuant to the Zoning & Development By-law. 1. Covenant registered at the Land Title Office under CB700515 2. No Strata Titling permitted 3. No A/C Unit proposed 4. Schedule B: (S.S.DULAY) P.Eng (604.603.7254) Structural & Geotechnical 5. HPO: Residential Builder- Imperial Construction Ltd NOTE: To achieve the required FSR. A floor space exclusion of 3% has been applied to this application as per section 11.24.18 of the district schedule, to accommodate improved building performance. *NEW HOUSE* Note: See DB-2022-00662 for Bldg 1 on site (principal bldg) addressed (1-2) 2395 E 40th Avenue ***This permit is issued under the VBBL 2019, with updated energy requirements as per bylaw # 12997 effective Jan 01, 2022.*** | Hi Mark Electric Ltd
PP-2023-04370 | 2023-12-19 | 2395 E 40TH AVENUE #3, Vancouver, BC | Plumbing Permit | Residential | New | Issued | Residential - NEW PLUMBING >BP: To construct a 2 storey laneway house building ($231,690) with an attached garage and 1 open parking pad, providing a total of 2 parking spaces, having vehicular access from the 20' Lane. Note: The entire building, INCLUDING THE ATTACHED GARAGE (if applicable), to be sprinklered to NFPA 13D Note: This is a 1 ½ storey building pursuant to the Zoning & Development By-law. 1. Covenant registered at the Land Title Office under CB700515 2. No Strata Titling permitted 3. No A/C Unit proposed 4. Schedule B: (S.S.DULAY) P.Eng (604.603.7254) Structural & Geotechnical 5. HPO: Residential Builder- Imperial Construction Ltd | S & S Plumbing Hot Water Heating Ltd
PP-2023-03230 | 2023-09-12 | 578 E 10TH AVENUE, Vancouver, BC V5T 2A4 | Plumbing Permit | Residential | New | Issued | Residential - ROW HOUSE - two out side sumps with out pump | JVT EXCAVATING & DEMOLITION LTD
EP-2023-07268 | 2023-08-09 | 578 E 10TH AVENUE, Vancouver, BC V5T 2A4 | Electrical Permit | Residential | New | Issued | Temporary Power - Residential - To provide temporary power. | E G ELECTRICAL LTD.
PP-2023-03392 | 2023-09-25 | 588 E 10TH AVENUE, Vancouver, BC | Plumbing Permit | Residential | New | Issued | Residential - new 3 plex >BP: +++++++PART 5++++++New Construction – To construct a 3 storey row housing, containing a total of three dwelling units, with a detached 2-car garage accessory building and one at grade parking space at the rear of the site, having vehicular access from the lane. Building Review Notes: - Building to be sprinklered to NFPA 13D *** Reviewed under the VBBL 2019, with updated energy requirements as per bylaw # 12997 effective Jan 01, 2022. *** | One Stop Mechanical Ltd
PP-2023-03503 | NULL | 981 DAVIE STREET, Vancouver, BC | Plumbing Permit | Commercial | New | Applicant Revisions | Commercial - To construct a 17 storey mixed use Passive House building consisting: 1st and 2nd storeys - retail use (shell only) and social service centre, 3rd to 17 storeys - 154 dwelling units (social housing) all over 2 levels of underground parking having vehicular access from the lane. 1st to 2nd storeys will be non-combustible concrete construction. 3rd to 17th storeys will be constructed in EMTC, related to AL-2022-00145. 1st and 2nd storey social service centre will be fitted out for Q-munity at base building. All tenant spaces require separate tenant improvement permits. This application is being processed through the SHORT program. This permit has been reviewed under the 2019 Vancouver Building By-law (#12511). Building to be sprinklered to NFPA 13 requirements. Radio Antenna System to be installed in this building. STAGED CONSTRUCTION Stage 1 - Excavation and Shoring - issued July 29, 2023 Stage 2 - Full Construction - issued September 7, 2023 | Enersolv Design & Build Ltd
EP-2023-11038 | NULL | 981 DAVIE STREET, Vancouver, BC | Electrical Permit | Commercial | New | In Review | Installation / Repair - Commercial - Electrical installation for a 17 storey mixed use Passive House building. BP: o construct a 17 storey mixed use Passive House building consisting: 1st and 2nd storeys - retail use (shell only) and social service centre, 3rd to 17 storeys - 154 dwelling units (social housing) all over 2 levels of underground parking having vehicular access from the lane. 1st to 2nd storeys will be non-combustible concrete construction. 3rd to 17th storeys will be constructed in EMTC, related to AL-2022-00145. 1st and 2nd storey social service centre will be fitted out for Q-munity at base building. All tenant spaces require separate tenant improvement permits. This application is being processed through the SHORT program. This permit has been reviewed under the 2019 Vancouver Building By-law (#12511). Building to be sprinklered to NFPA 13 requirements. Radio Antenna System to be installed in this building. STAGED CONSTRUCTION Stage 1 - Excavation and Shoring - issued July 29, 2023 Stage 2 - Full Construction - issued September 7, 2023 | Alpine Electric Ltd
EP-2023-09472 | 2023-10-19 | 981 DAVIE STREET, Vancouver, BC | Electrical Permit | Commercial | New | Issued | Temporary Power - Commercial - To provide temporary power. | Alpine Electric Ltd
EP-2023-09473 | 2023-10-19 | 981 DAVIE STREET, Vancouver, BC | Electrical Permit | Commercial | New | Issued | Temporary Power - Commercial - To provide temporary power. | Alpine Electric Ltd
EP-2023-10572 | 2023-11-22 | 981 DAVIE STREET, Vancouver, BC | Electrical Permit | Residential | New | Issued | Temporary Power - Residential - To provide temporary power. >>AMEND: Dec. 12th TEMPORARY SECURITY SYSTEM INSTALLATION | Charanjit Singh
SP-2023-01432 | NULL | 981 DAVIE STREET, Vancouver, BC | Sprinkler Permit | Commercial | New | Applicant Revisions | Commercial - Mixed Use: Residential; CRU; Amenity. 17 Stories Above Ground, 2 stories below ground Parking >BP: To construct a 17 storey mixed use Passive House building consisting: 1st and 2nd storeys - retail use (shell only) and social service centre, 3rd to 17 storeys - 154 dwelling units (social housing) all over 2 levels of underground parking having vehicular access from the lane. 1st to 2nd storeys will be non-combustible concrete construction. 3rd to 17th storeys will be constructed in EMTC, related to AL-2022-00145. 1st and 2nd storey social service centre will be fitted out for Q-munity at base building. All tenant spaces require separate tenant improvement permits. This application is being processed through the SHORT program. This permit has been reviewed under the 2019 Vancouver Building By-law (#12511). Building to be sprinklered to NFPA 13 requirements. Radio Antenna System to be installed in this building. STAGED CONSTRUCTION Stage 1 - Excavation and Shoring - July 29, 2023 Stage 2 - Full Construction - in review | GPM FIRE PROTECTION
SP-2023-00920 | 2023-05-24 | 672 W 21ST AVENUE #3, Vancouver, BC V5Z 1Y8 | Sprinkler Permit | Residential | New | Completed | Residential - new sprinkler system for laneway -Entire building to be sprinklered 13D >BP: To construct a 1 storey laneway house building ($163,225) with 1 open parking pad, providing a total of 1 parking spaces, having vehicular access from the 20' Lane. 1. Covenant not required with existing house 2. No Strata Titling permitted 3. Entire building to be sprinklered 13D 4. Rev#1: No A/C unit or heat pump proposed 5. Schedule B: (O. Wegner) P.Eng (604.579.0110) Structural 6. Schedule B: (P.K.L. Fong) P.Eng (604.837.3205) Geotechnical 7. HPO: Residential Builder- Smallworks Studios and Laneway Housing Inc. | Alco Fire Protection Ltd
EP-2023-04819 | 2023-05-31 | 672 W 21ST AVENUE #3, Vancouver, BC V5Z 1Y8 | Electrical Permit | Residential | New | Completed | Installation / Repair - Residential - Alarm pre-wire only, tv, tel, doorbell. >BP: To construct a 1 storey laneway house building ($163,225) with 1 open parking pad, providing a total of 1 parking spaces, having vehicular access from the 20' Lane. 1. Covenant not required with existing house 2. No Strata Titling permitted 3. Entire building to be sprinklered 13D 4. Rev#1: No A/C unit or heat pump proposed 5. Schedule B: (O. Wegner) P.Eng (604.579.0110) Structural 6. Schedule B: (P.K.L. Fong) P.Eng (604.837.3205) Geotechnical 7. HPO: Residential Builder- Smallworks Studios and Laneway Housing Inc. NOTE: To achieve the required FSR. A floor space exclusion of 3% has been applied to this application as per section 11.24.18 of the district schedule, to accommodate improved building performance. NOTE: Information regarding the principal building on the survey and site plan is for reference only. Any discrepancy between information regarding the principal building on the survey and/or site plan and approved permit drawings for the principal building are neither approved nor authorized under this laneway house permit. *EXISTING HOUSE* Note: Bldg 1 (principal bldg) addressed #1-672 W 21st Av retained on site. ***This permit is issued under the VBBL 2019, with updated energy requirements as per bylaw # 12997 effective Jan 01, 2022.*** | Best Built-In Centre Ltd
MP-2023-00393 | 2023-03-15 | 672 W 21ST AVENUE #3, Vancouver, BC V5Z 1Y8 | Mechanical Permit | NULL | NULL | Completed | NULL | Next Level Plumbing Ltd
PP-2023-00883 | 2023-03-15 | 672 W 21ST AVENUE #3, Vancouver, BC V5Z 1Y8 | Plumbing Permit | Residential | New | Completed | Residential - LWH - #3 - New laneway house >DB: To construct a 1 storey laneway house building with 1 open parking pad, providing a total of 1 parking spaces, having vehicular access from the 20' Lane. 1. Covenant not required with existing house 2. No Strata Titling permitted 3. Entire building to be sprinklered 13D 4. Rev#1: No A/C unit or heat pump proposed | Next Level Plumbing Ltd
EP-2023-00733 | 2023-02-06 | 672 W 21ST AVENUE #3, Vancouver, BC V5Z 1Y8 | Electrical Permit | Residential | New | Completed | Installation / Repair - Residential - New Laneway house wiring and finishing and new service 200amp main, main house 100 amp, laneway house 125amp -An approved mechanical permit is required for heat pump installation before an electrical inspection will be performed >BP: To construct a 1 storey laneway house building with 1 open parking pad, providing a total of 1 parking spaces, having vehicular access from the 20' Lane. 1. Covenant not required with existing house 2. No Strata Titling permitted 3. Entire building to be sprinklered 13D 4. A/C proposed – Exterior component located in rear yard, Interior component located in closest (HRV) 5. Schedule B: (O. Wegner) P.Eng (604.579.0110) Structural 6. Schedule B: (P.K.L. Fong) P.Eng (604.837.3205) Geotechnical 7. HPO: Residential Builder- Smallworks Studios and Laneway Housing Inc. | O J ELECTRIC LTD
NULL | NULL | 672 W 21ST AVENUE #3, Vancouver, BC V5Z 1Y8 | Electrical Permit | Residential | New | Draft | Installation / Repair - Residential - new lane way house wiring and finishing , new service 200 amps main ,100amps main house and 125 amps lane way house | O J ELECTRIC LTD
PP-2023-00213 | 2023-01-20 | 672 W 21ST AVENUE #3, Vancouver, BC V5Z 1Y8 | Plumbing Permit | Residential | New | Completed | Residential - Sump | Octiscapes Site Services Ltd
PP-2023-00874 | 2023-03-15 | 3025 KINGS AVENUE, Vancouver, BC V5R 4T1 | Plumbing Permit | Residential | New | Issued | Residential - This is a new duplex house with 33 pictures. | AKAL Plumbing & Heating Ltd
GP-2023-01952 | 2023-06-28 | 3025 KINGS AVENUE, Vancouver, BC V5R 4T1 | Gas Permit | Residential | New | Issued | Residential - 4 Ranges >BP: To construct a two-storey two-family dwelling with two secondary suites | AKAL Plumbing & Heating Ltd
SP-2023-01190 | 2023-07-05 | 3025 KINGS AVENUE, Vancouver, BC V5R 4T1 | Sprinkler Permit | Residential | New | Issued | Residential - Install sprinklers in duplex >BP: To construct a two-storey two-family dwelling with two secondary suites located in the basement, with a detached accessory building (garage) and one open parking pad at the rear providing 3 parking spaces, having vehicular access from the lane. Note: This is a 2 storey building pursuant to the Zoning and Development By-Law 1. No strata titling permitted. 2. A/C units proposed in rear yard. 3. Bar sinks proposed in main floor. 4. Schedule B: Christopher Man, P.Eng. (604.874.3237) Structural. 5. Schedule B: Paullus K.F. Young, P.Eng. (604.841.7748) Geotechnical 6. HPO: Tsuan Wan Construction Co Ltd. | Gold Key Fire Protection Ltd
SP-2023-01374 | 2023-07-28 | 1555 E 21ST AVENUE, Vancouver, BC | Sprinkler Permit | Residential | New | Issued | Residential - To install fire sprinkler system in infill duplex >BP: To construct a two-storey multiple dwelling infill building containing 2 dwelling units at the rear of the site providing three parking spaces having vehicular access from the lane. ******Reviewed under the provisions of VBBL 2019******** Sprinklered to NFPA 13R Refer to DP-2021-00860 for development permit Refer to BP-2022-02197 for Main dwelling building permit | Max Fire Pro Ltd
EP-2023-07082 | 2023-08-04 | 1555 E 21ST AVENUE, Vancouver, BC | Electrical Permit | Residential | New | Issued | Installation / Repair - Residential - Security alarm, tv cables, telephone and door chime. BP: To construct a two-storey multiple dwelling infill building containing 2 dwelling units at the rear of the site providing three parking spaces having vehicular access from the lane. | A B L SECURITY SYSTEMS LTD.
PP-2023-01898 | 2023-05-30 | 1555 E 21ST AVENUE, Vancouver, BC | Plumbing Permit | Residential | New | Issued | Residential - INFILL - 2FD - On framing >BP: To construct a two-storey multiple dwelling infill building containing 2 dwelling units at the rear of the site providing three parking spaces having vehicular access from the lane. ******Reviewed under the provisions of VBBL 2019******** Sprinklered to NFPA 13R | Bison Plumbing & Heating Ltd
PP-2023-02014 | 2023-06-07 | 1555 E 21ST AVENUE, Vancouver, BC | Plumbing Permit | Residential | New | Issued | Residential - Storm sump | T D M Excavating & Contracting Ltd.
MP-2023-01672 | 2023-09-13 | 1555 E 21ST AVENUE, Vancouver, BC | Mechanical Permit | NULL | NULL | Issued | NULL | Century Twenty One Gas & Heating Co. Ltd
GP-2023-02693 | 2023-09-14 | 1555 E 21ST AVENUE, Vancouver, BC | Gas Permit | Residential | New | Issued | Residential - 2 Ranges & 2 BBQ's >BP: To construct a two-storey multiple dwelling infill building containing 2 dwelling units at the rear of the site providing three parking spaces having vehicular access from the lane. | Century Twenty One Gas & Heating Co. Ltd
EP-2023-07633 | 2023-09-15 | 1555 E 21ST AVENUE, Vancouver, BC | Electrical Permit | Residential | New | Issued | Installation / Repair - Residential - ¦ 2FD/ INFILL- 400A ¦ This is duplex house and we are doing rough wiring and finishing and also installing New 400 amp service *An approved mechanical permit is required for the installation of air conditioning or heat pump unit at the time of installation before an electrical inspection will be performed >BP: To construct a two-storey multiple dwelling infill building containing 2 dwelling units at the rear of the site providing three parking spaces having vehicular access from the lane. ******Reviewed under the provisions of VBBL 2019******** Sprinklered to NFPA 13R | Ample Star Electrical Ltd.
SP-2023-01906 | 2023-10-20 | 928 W 32ND AVENUE, Vancouver, BC V5Z 2K2 | Sprinkler Permit | Commercial | New | Issued | Commercial - For all sprinkler work to the 2019 VBBL; NFPA 13, 2013; for work on the rear block (Building B - 2 storeys) with 4, two storey side by side townhouses. Engineer of Record: Erik Watson-Hurthig 604-209-2594 erikwh@eriksberg.ca Related Permits: Site/Parkade - SP-2022-01663 Building A - SP-2023-01905 | Spectrum Fire Protection Ltd
EP-2023-06231 | 2023-09-13 | 928 W 32ND AVENUE, Vancouver, BC V5Z 2K2 | Electrical Permit | Commercial | New | Issued | Installation / Repair - Commercial - Electrical wirings and installations throughout the complex (Building B). >BP: The rear block (Building B - 2 storeys) will have 4, two storey side by side townhouses. VBBL 2019 - NFPA 13 Refer to BP-2021-05126 for site work, below grade facilities and common underground parking. | Vanflow Electrical Ltd
EP-2023-04965 | 2023-06-05 | 2488 GRANVILLE STREET, Vancouver, BC | Electrical Permit | Commercial | NULL | Issued | Annual / Operating - construction and maintenance Renewal of EP-2022-05658 Valid: July 1, 2023 - June 30, 2024 | Protec Installations Group
PP-2023-00465 | 2023-06-01 | 2488 GRANVILLE STREET, Vancouver, BC | Plumbing Permit | Commercial | New | Issued | Commercial - Construction work includes the addition of 33 new floors (3 office, 30 residential floors) above a 6 storey office building with 6 basement parking levels. This permit includes the installation of all sanitary fixtures as well as roof drains, area drains, floor drains, sinks, clothes washers, and dish washers. >BP: Construction of a 40-storey building with commercial (ground level), office (levels 3-6),residential occupancies, 6 basement parking levels and the shell of the headhouse of the Granville Station. STAGED CONSTRUCTION, SHELL PERMIT Stage I: excavation/ shoring and foundation to grade including station head house. This stage excludes critical Rainwater Management systems. (issued Dec.10, 2020). Rev 2 (stage I structural revision): Structural revisions for general coordination and confirmation of 4 hr FRR for part of the structure. Stage I rev. #1: Structural revisions in the basement (issued May 17, 21) Stage II (full BP/ original building) issued Oct.4,21 Revision 2 includes changes per the approved DP-2021-00177. Revision#3: Changes to the full BP (changes to service and storage rooms in basement, Level 2 commercial lobby, and addition of shafts for future freight elevators) Revision #4: Per submitted DP-2022-00383 : level 3 change of major occupancy from D to E. (in review) Stage III: Full building construction (issued March 14/23) | Modern Niagara Vancouver Inc
EP-2023-07569 | 2023-08-18 | 2488 GRANVILLE STREET, Vancouver, BC | Electrical Permit | Commercial | New | Issued | Installation / Repair - Commercial - Low Voltage HVAC controls. >BP: Construction of a 40-storey building with commercial (ground level), office (levels 3-6),residential occupancies, 6 basement parking levels and the shell of the headhouse of the Granville Station. STAGED CONSTRUCTION, SHELL PERMIT Stage I: excavation/ shoring and foundation to grade including station head house. This stage excludes critical Rainwater Management systems. (issued Dec.10, 2020). Rev 2 (stage I structural revision): Structural revisions for general coordination and confirmation of 4 hr FRR for part of the structure. Stage I rev. #1: Structural revisions in the basement (issued May 17, 21) Stage II (full BP/ original building) issued Oct.4,21 Revision 2 includes changes per the approved DP-2021-00177. Revision#3: Changes to the full BP (changes to service and storage rooms in basement, Level 2 commercial lobby, and addition of shafts for future freight elevators) Revision #4: Per approved DP-2022-00383 : level 3 change of major occupancy from D to E. Stage III: Full building construction (issued March 14/23) | Olympic Controls Inc
EP-2023-08170 | NULL | 2488 GRANVILLE STREET, Vancouver, BC | Electrical Permit | Commercial | New | Withdrawn | Installation / Repair - Commercial - Access Control, CCTV, Intercom, Suite Locks and In Suite Wiring | Smart-Tek Communications Inc
EP-2023-08532 | 2023-09-21 | 2488 GRANVILLE STREET, Vancouver, BC | Electrical Permit | Commercial | New | Issued | Installation / Repair - Commercial - Prewire and finishing of 1 3-port Cat6 (dedicated outlet for Shaw/Rogers) to the living room location for each residential unit. Installation and termination of Shaw/Rogers fiber drop from each suite back to designated communications closets. >BP: Construction of a 40-storey building with commercial (ground level), office (levels 3-6),residential occupancies, 6 basement parking levels and the shell of the headhouse of the Granville Station. STAGED CONSTRUCTION, SHELL PERMIT Stage I: excavation/ shoring and foundation to grade including station head house. This stage excludes critical Rainwater Management systems. (issued Dec.10, 2020). Rev 2 (stage I structural revision): Structural revisions for general coordination and confirmation of 4 hr FRR for part of the structure. Stage I rev. #1: Structural revisions in the basement (issued May 17, 21) Stage II (full BP/ original building) issued Oct.4,21 Revision 2 includes changes per the approved DP-2021-00177. Revision#3: Changes to the full BP (changes to service and storage rooms in basement, Level 2 commercial lobby, and addition of shafts for future freight elevators) Revision #4: Per approved DP-2022-00383 : level 3 change of major occupancy from D to E. Stage III: Full building construction (issued March 14/23) | SOS COMMUNICATIONS INC
PP-2023-02887 | 2023-08-16 | 3876 W 36TH AVENUE #3, Vancouver, BC V6N 2S6 | Plumbing Permit | Residential | New | Issued | Residential - plumbing rough-in and finishing for lane way house >BP: To construct a 2 storey laneway house building with an attached 2 car garage (providing 3 parking space having vehicular access from the lane Note: This is a 1 1/2 storey building pursuant to the Zoning & Development By-law 1. Covenant registered at the Land Title Office under CA9732520 2. No Strata Titling permitted 3. No A/C unit proposed 4. Schedule B: Antony wang #1000541 P.Eng, (604-618-6236) Structural & Geotechnical 5. HPO: Residential Builder, Kadium Construction Ltd. | Western Links Enterprises Ltd
MP-2023-01495 | 2023-08-15 | 3876 W 36TH AVENUE #3, Vancouver, BC V6N 2S6 | Mechanical Permit | NULL | NULL | Cancelled | NULL | Western Links Enterprises Ltd
EP-2023-09002 | 2023-11-15 | 3876 W 36TH AVENUE #3, Vancouver, BC V6N 2S6 | Electrical Permit | Residential | New | Issued | Installation / Repair - Residential - ¦ #3LWH: 2 separate 200A Services ¦ 1FD: 200A ¦ LWH: 200A ¦ New laneway house installation *An approved mechanical permit is required for the installation of air conditioning or heat pump unit at the time of installation before a final electrical inspection will be performed >Permit Amendment Nov 23, 2023 -"Revised load calculation" *Document(s) uploaded to "Application Documents" tab for Electrical Inspector review. Documents are at pending status at time of permit amendment approval >BP: To construct a 2 storey laneway house building with an attached 2 car garage (providing 3 parking space having vehicular access from the lane Note: This is a 1 1/2 storey building pursuant to the Zoning & Development By-law 1. Covenant registered at the Land Title Office under CA9732520 2. No Strata Titling permitted 3. No A/C unit proposed 4. Schedule B: Antony wang #1000541 P.Eng, (604-618-6236) Structural & Geotechnical 5. HPO: Residential Builder, Kadium Construction Ltd. | MW. Can. Enterprise Ltd
SP-2023-02112 | 2023-11-20 | 3876 W 36TH AVENUE #3, Vancouver, BC V6N 2S6 | Sprinkler Permit | Residential | New | Issued | Residential - LWH - #3 - new laneway house >DB: To construct a 2 storey laneway house building with an attached 2 car garage (providing 3 parking space having vehicular access from the lane Note: This is a 1 1/2 storey building pursuant to the Zoning & Development By-law 1. Covenant registered at the Land Title Office under CA9732520 2. No Strata Titling permitted 3. No A/C unit proposed The entire building, INCLUDING THE ATTACHED GARAGE (if applicable), to be sprinklered to NFPA 13R . ***This permit is issued under the VBBL 2019 *** | Yu Fire Protection Inc.
EP-2023-10120 | 2023-11-23 | 3876 W 36TH AVENUE #3, Vancouver, BC V6N 2S6 | Electrical Permit | Residential | New | Issued | Installation / Repair - Residential - low voltage wiring >BP: To construct a 2 storey laneway house building with an attached 2 car garage (providing 3 parking space having vehicular access from the lane Note: This is a 1 1/2 storey building pursuant to the Zoning & Development By-law 1. Covenant registered at the Land Title Office under CA9732520 2. No Strata Titling permitted 3. No A/C unit proposed 4. Schedule B: Antony wang #1000541 P.Eng, (604-618-6236) Structural & Geotechnical 5. HPO: Residential Builder, Kadium Construction Ltd. ***This permit is issued under the VBBL 2019 *** | Corey S Doherty
EP-2023-04590 | 2023-08-08 | 375 W 17TH AVENUE #3, Vancouver, BC V5Y 1Z9 | Electrical Permit | Residential | New | Issued | Installation / Repair - Residential - New Lane way house electrical work >BP: Note: The entire building, INCLUDING THE ATTACHED GARAGE, is to be sprinklered to NFPA 13 R per 3.2.5.12.(3)(d) To construct a 2 storey laneway house building ($219,500.00) with an attached garage and 1 open parking pad, providing a total of 3 parking spaces, having vehicular access from the 20' Lane. Note: This is a 1 ½ storey building pursuant to the Zoning & Development By-law. 1. Covenant registered at the Land Title Office under CB362288 2. No Strata Titling permitted 3. No A/C Unit proposed 4. Schedule B: (A. S. Rathod) P.Eng (778-885-0551) Structural + Geotechnical 5. HPO: Residential Builder- (Maplewest Homes Ltd.) | Sky Rise Electricals Inc
SP-2023-01084 | 2023-08-03 | 375 W 17TH AVENUE #3, Vancouver, BC V5Y 1Z9 | Sprinkler Permit | Residential | New | Issued | Residential - To install piping and fixtures for a new laneway house. >BP: Note: The entire building, INCLUDING THE ATTACHED GARAGE, is to be sprinklered to NFPA 13 R per 3.2.5.12.(3)(d) To construct a 2 storey laneway house building with an attached garage and 1 open parking pad, providing a total of 3 parking spaces, having vehicular access from the 20' Lane. Note: This is a 1 ½ storey building pursuant to the Zoning & Development By-law. 1. Covenant registered at the Land Title Office under CB362288 2. No Strata Titling permitted 3. No A/C Unit proposed 4. Schedule B: (A. S. Rathod) P.Eng (778-885-0551) Structural + Geotechnical 5. HPO: Residential Builder- (Maplewest Homes Ltd.) | Skyway Plumbing & gas Ltd
PP-2023-01701 | 2023-05-15 | 375 W 17TH AVENUE #3, Vancouver, BC V5Y 1Z9 | Plumbing Permit | Residential | New | Issued | Residential - To install piping and fixtures for a new laneway house. >BP: To construct a 2 storey laneway house building with an attached garage and 1 open parking pad, providing a total of 3 parking spaces, having vehicular access from the 20' Lane. Note: This is a 1 ½ storey building pursuant to the Zoning & Development By-law. 1. Covenant registered at the Land Title Office under CB362288 2. No Strata Titling permitted 3. No A/C Unit proposed 4. Schedule B: (A. S. Rathod) P.Eng (778-885-0551) Structural + Geotechnical 5. HPO: Residential Builder- (Maplewest Homes Ltd.) | Skyway Plumbing & gas Ltd
EP-2023-07039 | 2023-08-03 | 375 W 17TH AVENUE #3, Vancouver, BC V5Y 1Z9 | Electrical Permit | Residential | New | Issued | Installation / Repair - Residential - Install TV, Data, Tel. Wiring, Security Alarm System, CCTV Camera System, Central Vacuum System and Doorbells. >BP: To construct a 2 storey laneway house building ($219,500.00) with an attached garage and 1 open parking pad, providing a total of 3 parking spaces, having vehicular access from the 20' Lane. | Westend Sound And Security Inc.
PP-2023-04215 | 2023-12-01 | 3285 ADANAC STREET #3, Vancouver, BC V5K 2P2 | Plumbing Permit | Residential | New | Issued | Residential - LWH - #3 - new plumbing work >DB: To construct a 1 storey laneway house building ($142,060.00) with an attached garage and 1 open parking pad, providing a total of 2 parking spaces, having vehicular access from the 20' Lane. 1. Covenant registered at the Land Title Office under CA9924412 2. No Strata Titling permitted 3. No A/C Unit proposed 4. Schedule B: (A.C.M. Wang) P.Eng (604.618.6236) Structural 5. Schedule B: (P.K.F. Young) P.Eng (604.841.7748) Geotechnical 6. HPO: Residential Builder- Licon Construction Ltd. Note: The entire building, INCLUDING THE ATTACHED GARAGE (if applicable), to be sprinklered to NFPA 13D NOTE: To achieve the required FSR. A floor space exclusion of 3% has been applied to this application as per section 11.24.18 of the district schedule, to accommodate improved building performance. Address Information: Principle Dwelling: #1-3285 Adanac St Secondary Suite: #2-3285 Adanac St Laneway home: #3-3285 Adanac St Address has been assigned per the approved plans as the fire/emergency access to the laneway house is from the West side. This access must be provided & maintained at 20' Lane at all times in accordance with the Building By-law. NOTE: Information regarding the principal building on the survey and site plan is for reference only. Any discrepancy between information regarding the principal building on the survey and/or site plan and approved permit drawings for the principal building are neither approved nor authorized under this laneway house permit. *NEW HOUSE* Note: See DB-2022.00467 for Bldg 1 on site (principal bldg) addressed #1-3285 Adanac St. This Building Permit will remain in a suspended status until the associated (green) Demolition Permit BY-2022-02112 is completed ***This permit is issued under the VBBL 2019 *** | THANDI PLUMBING LTD
EP-2023-01091 | 2023-02-08 | 6362 CHESTER STREET #3, Vancouver, BC V5W 3C3 | Electrical Permit | Residential | New | Completed | Installation / Repair - Residential - Pre wire and complete alarm,Telus,tv,internet and doorbell >BP: To construct a 2 storey laneway house building ($160.527.50) with an open parking pad, providing 1 parking space, having vehicular access from the lane. Note: This is a 1 ½ storey building pursuant to the Zoning & Development By-law 1. Covenant registered at the Land Title Office under CB112466 2. No Strata Titling permitted 3. No A/C unit proposed 4. Schedule B: Alan Prahalad P.Eng. (604-831-4431) Structural & Geotechnical 5. HPO: Residential Builder - Norfield Development Ltd. 6. The entire building, INCLUDING THE ATTACHED GARAGE (if applicable), to be sprinklered to NFPA 13D. ***This permit has been issued under the VBBL 2019, with updated energy requirements as per bylaw # 12997 effective Jan 01, 2022.*** | Pioneer Security and Communications Ltd
SP-2023-00321 | 2023-02-24 | 6362 CHESTER STREET #3, Vancouver, BC V5W 3C3 | Sprinkler Permit | Residential | New | Completed | Residential - LWH - #3 - Sprinkler >DB: To construct a 2 storey laneway house building with an open parking pad, providing 1 parking space, having vehicular access from the lane. Note: This is a 1 ½ storey building pursuant to the Zoning & Development By-law 1. Covenant registered at the Land Title Office under CB112466 2. No Strata Titling permitted 3. No A/C unit proposed 6. The entire building, INCLUDING THE ATTACHED GARAGE (if applicable), to be sprinklered to NFPA 13D. | Ghuman Mechanical Ltd
PP-2023-00595 | 2023-02-21 | 6362 CHESTER STREET #3, Vancouver, BC V5W 3C3 | Plumbing Permit | Residential | New | Completed | Residential - Laneway house >BP: To construct a 2 storey laneway house building with an open parking pad, providing 1 parking space, having vehicular access from the lane. Note: This is a 1 ½ storey building pursuant to the Zoning & Development By-law 1. Covenant registered at the Land Title Office under CB112466 2. No Strata Titling permitted 3. No A/C unit proposed 4. Schedule B: Alan Prahalad P.Eng. (604-831-4431) Structural & Geotechnical 5. HPO: Residential Builder - Norfield Development Ltd. 6. The entire building, INCLUDING THE ATTACHED GARAGE (if applicable), to be sprinklered to NFPA 13D. | Ghuman Mechanical Ltd
EP-2022-10724 | 2022-12-22 | 6362 CHESTER STREET #3, Vancouver, BC V5W 3C3 | Electrical Permit | Residential | New | Completed | Installation / Repair - Residential - Complete wiring and finishing. Main service-200 amp House meter-125 amp Laneway house meter -100 amp >BP: To construct a 2 storey laneway house building ($160.527.50) with an open parking pad, providing 1 parking space, having vehicular access from the lane. Note: This is a 1 ½ storey building pursuant to the Zoning & Development By-law 1. Covenant registered at the Land Title Office under CB112466 2. No Strata Titling permitted 3. No A/C unit proposed 4. Schedule B: Alan Prahalad P.Eng. (604-831-4431) Structural & Geotechnical 5. HPO: Residential Builder - Norfield Development Ltd. 6. The entire building, INCLUDING THE ATTACHED GARAGE (if applicable), to be sprinklered to NFPA 13D. ***This permit has been issued under the VBBL 2019, with updated energy requirements as per bylaw # 12997 effective Jan 01, 2022.*** | SUNSTONE ELECTRIC LTD
PP-2022-03761 | 2022-10-20 | 6362 CHESTER STREET #3, Vancouver, BC V5W 3C3 | Plumbing Permit | Residential | New | Completed | Residential - SUMP | J B Siteworks Inc
EP-2023-06760 | 2023-07-25 | 2652 E 25TH AVENUE, Vancouver, BC V5R 1H5 | Electrical Permit | Residential | New | Issued | Temporary Power - Residential - To provide temporary power. | Best Choice Electrical Ltd
PP-2023-03664 | NULL | 365 GLEN DRIVE, Vancouver, BC | Plumbing Permit | Commercial | New | Applicant Revisions | Commercial - Above-grade plumbing. >BP: To construct a 16 storey (15 storeys Z&D) mixed use building containing 1st storey (Level P1) - storage, building services and loading area, 2nd to 3rd storeys (L1 to L2) - Social Service Centre (w/ shelter) and ancillary Bike Repair Shop – Class B (2nd storey) and Cafe (retail limited food, 3rd storey + mezz.), and two 3-storey townhouse dwelling units, entrance from Glen Dr., at 2nd storey (L1) West side of building: 4th to 5th storeys - 25 dwelling units of supportive housing 6th to 15th storeys - 87 dwelling units of affordable housing 16th storey - Amenity space East side of building: 5th storey to 13th storeys - 56 dwelling units of secured market rental housing 14th storey - Amenity space, all over 2 levels of underground parking access from lane. Fit out of social service centre, ancillary bike repair shop and cafe are included in this building permit application. There is a continuous 2 hour fire separation between West side and East side of the building. Firefighting Response Points located at - 375 Glen Dr - market rental lobby - 1045 E Hastings St - affordable rental lobby This permit has been reviewed under the 2019 Vancouver Building By-law (#12511). Building to be sprinklered to NFPA 13 requirements. Radio Antenna System to be installed in this building. STAGE CONSTRUCTION Stage 1 - Excavation and Shoring - issued September 16, 2022 Revision 1 stage 1 - revised shoring drawings in response to utility updates and review of pile drilling. - issued December 15, 2022 Stage 2 - Foundation to L1 slab structural only and Revision 2 stage 1 - revised shoring drawings to address crane pad changes and relocation of shoring wall. - issued July 10, 2023 Revision 2 stage 2 - Revised elevator wall thickness and slab edge location due to a change in supplier. - issued October 4, 2023 Stage 3 - Full Construction - in review | National Hydronics Ltd
SP-2023-01861 | 2023-10-10 | 4740 REID STREET #3, Vancouver, BC V5R 3Y8 | Sprinkler Permit | Residential | New | Issued | Residential - Install sprinklers in LWH - to be sprinklered to NFPA 13D >DB: To construct a 2 storey laneway house building ($138,657.50) with 1 open parking pad, having vehicular access from the 20' Lane. Note: The entire building, INCLUDING THE ATTACHED GARAGE (if applicable), to be sprinklered to NFPA 13D Note: This is a 1 ½ storey building pursuant to the Zoning & Development By-law. 1. Covenant registered at the Land Title Office under CB13208 2. No Strata Titling permitted 3. Schedule B: (Y.K. Sharma) P.Eng (778.863.7076) Structural & Geotechnical 4. HPO: Residential Builder- Arjan Holdings Lts | Gold Key Fire Protection Ltd
PP-2023-02981 | 2023-08-22 | 4740 REID STREET #3, Vancouver, BC V5R 3Y8 | Plumbing Permit | Residential | New | Issued | Residential - LWH - #3 - Installation of plumbing piping and fixtures for laneway house. >DB: To construct a 2 storey laneway house building with 1 open parking pad, having vehicular access from the 20' Lane. Note: The entire building, INCLUDING THE ATTACHED GARAGE (if applicable), to be sprinklered to NFPA 13D Note: This is a 1 ½ storey building pursuant to the Zoning & Development By-law. **THIS PERMIT HAS BEEN ISSUED UNDER THE REQUIREMENTS OF VBBL #12511 (2019) ** | BRAR PLUMBING & HEATING LTD
EP-2023-08356 | 2023-09-15 | 4740 REID STREET #3, Vancouver, BC V5R 3Y8 | Electrical Permit | Residential | New | Issued | Installation / Repair - Residential - Installation of Alarm Wiring, TV, Tel, Data and Doorbell. >BP: To construct a 2 storey laneway house building ($138,657.50) with 1 open parking pad, having vehicular access from the 20' Lane. Note: The entire building, INCLUDING THE ATTACHED GARAGE (if applicable), to be sprinklered to NFPA 13D Note: This is a 1 ½ storey building pursuant to the Zoning & Development By-law. 1. Covenant registered at the Land Title Office under CB13208 2. No Strata Titling permitted 3. Schedule B: (Y.K. Sharma) P.Eng (778.863.7076) Structural & Geotechnical 4. HPO: Residential Builder- Arjan Holdings Lts NOTE: To achieve the required FSR. A floor space exclusion of 3% has been applied to this application as per section 11.24.18 of the district schedule, to accommodate improved building performance. *NEW HOUSE* Note: See DB-2022-00747 for Bldg 1 on site (principal bldg) addressed (1-2) 4740 Reid St **THIS PERMIT HAS BEEN ISSUED UNDER THE REQUIREMENTS OF VBBL #12511 (2019) ** | Westend Sound And Security Inc.
EP-2023-05107 | 2023-10-03 | 4740 REID STREET #3, Vancouver, BC V5R 3Y8 | Electrical Permit | Residential | New | Issued | Installation / Repair - Residential - ¦ #3LWH- 200A ¦ Laneway house wiring and service >Permit Amendment Dec 05, 2023 -"Service from 400 to 200 Amp" *Document(s) uploaded to "Application Documents" tab for Electrical Inspector review. Documents are at pending status at time of permit amendment approval >BP: To construct a 2 storey laneway house building ($138,657.50) with 1 open parking pad, having vehicular access from the 20' Lane. Note: The entire building, INCLUDING THE ATTACHED GARAGE (if applicable), to be sprinklered to NFPA 13D Note: This is a 1 ½ storey building pursuant to the Zoning & Development By-law. 1. Covenant registered at the Land Title Office under CB13208 2. No Strata Titling permitted 3. Schedule B: (Y.K. Sharma) P.Eng (778.863.7076) Structural & Geotechnical 4. HPO: Residential Builder- Arjan Holdings Lts NOTE: To achieve the required FSR. A floor space exclusion of 3% has been applied to this application as per section 11.24.18 of the district schedule, to accommodate improved building performance. NOTE: Information regarding the principal building on the survey and site plan is for reference only. Any discrepancy between information regarding the principal building on the survey and/or site plan and approved permit drawings for the principal building are neither approved nor authorized under this laneway house permit. *NEW HOUSE* Note: See DB-2022-00747 for Bldg 1 on site (principal bldg) addressed (1-2) 4740 Reid St **THIS PERMIT HAS BEEN ISSUED UNDER THE REQUIREMENTS OF VBBL #12511 (2019) ** | AZ ELECTRICAL SERVICES LTD
EP-2023-03793 | 2023-05-08 | 154 E 63RD AVENUE #3, Vancouver, BC V5X 2J6 | Electrical Permit | Residential | New | Issued | Installation / Repair - Residential - LWH - #3 - New laneway house. 200A Main service. 2 Meters (Main house + Laneway house). 150A Main breaker for main house. 100A Main breaker for laneway house. >BP: To construct a 2 storey laneway house building ($156,682.50) with an open parking pad, providing 1 parking space, having vehicular access from the lane. Note: This is a 1 ½ storey building pursuant to the Zoning & Development By-law 1. Covenant registered at the Land Title Office under CB72671 2. No Strata Titling permitted 3. No A/C unit proposed 4. Schedule B: Shambhu N. Biswas P Eng (604-250-8666) Structural & Geotechnical 4. Schedule B: Zhao Guan P Eng (778) 868-5635 Geotechnical 5. HPO: Residential Builder- Mom Homes Ltd 6. Entire Building to have NFPA 13-D | Oscar Electric Ltd
PP-2023-02228 | 2023-06-23 | 154 E 63RD AVENUE #3, Vancouver, BC V5X 2J6 | Plumbing Permit | Residential | New | Issued | Residential - Draintile,Rainwaterleader,Sanitary,storm and sump(Outside services) | Khela Excavating Ltd.
PP-2023-03196 | 2023-09-11 | 154 E 63RD AVENUE #3, Vancouver, BC V5X 2J6 | Plumbing Permit | Residential | New | Issued | Residential - SFD >BP: To construct a 2 storey laneway house building with an open parking pad, providing 1 parking space, having vehicular access from the lane. Note: This is a 1 ½ storey building pursuant to the Zoning & Development By-law 1. Covenant registered at the Land Title Office under CB72671 2. No Strata Titling permitted 3. No A/C unit proposed 4. Schedule B: Shambhu N. Biswas P Eng (604-250-8666) Structural & Geotechnical 4. Schedule B: Zhao Guan P Eng (778) 868-5635 Geotechnical 5. HPO: Residential Builder- Mom Homes Ltd 6. Entire Building to have NFPA 13-D | GOODWILL PLUMBING & HEATING LTD
SP-2023-02067 | 2023-11-10 | 154 E 63RD AVENUE #3, Vancouver, BC V5X 2J6 | Sprinkler Permit | Residential | New | Issued | Residential - LWH WITH NEW SPRINKLERS >BP: To construct a 2 storey laneway house building with an open parking pad, providing 1 parking space, having vehicular access from the lane. Note: This is a 1 ½ storey building pursuant to the Zoning & Development By-law 1. Covenant registered at the Land Title Office under CB72671 2. No Strata Titling permitted 3. No A/C unit proposed 4. Schedule B: Shambhu N. Biswas P Eng (604-250-8666) Structural & Geotechnical 4. Schedule B: Zhao Guan P Eng (778) 868-5635 Geotechnical 5. HPO: Residential Builder- Mom Homes Ltd 6. Entire Building to have NFPA 13-D | BC Fire Sprinklers Ltd
EP-2023-10193 | 2023-11-14 | 154 E 63RD AVENUE #3, Vancouver, BC V5X 2J6 | Electrical Permit | Residential | New | Issued | Installation / Repair - Residential - Low Voltage Roughing and Finishing for Data,cctv and security alarm >BP: To construct a 2 storey laneway house building ($156,682.50) with an open parking pad, providing 1 parking space, having vehicular access from the lane. | Cruz Security Inc
EP-2023-09904 | NULL | 1208 E 51ST AVENUE #3, Vancouver, BC V5X 1E8 | Electrical Permit | Residential | New | Withdrawn | Installation / Repair - Residential - Extra low voltage work: Cctv and security alarm both pre-wiring only.TV and data, rough wire and completion. | Fortune Link Electrical Ltd
PP-2023-02979 | 2023-08-22 | 1208 E 51ST AVENUE #3, Vancouver, BC V5X 1E8 | Plumbing Permit | Residential | New | Issued | Residential - LWH - #3 - plumbing >DB: To construct a 2 storey laneway house building with 1 open parking pad having vehicular access from the 20' Lane. Note: This is a 1 ½ storey building pursuant to the Zoning & Development By-law. 1. Covenant registered at the Land Title Office under CA9852595 2. No Strata Titling permitted 3. No A/C Unit proposed ***This permit is issued under the VBBL 2019, with updated energy requirements as per bylaw # 12997 effective Jan 01, 2022.*** | SKY HIGH PLUMBING & HEATING LTD
EP-2023-07650 | 2023-08-23 | 1208 E 51ST AVENUE #3, Vancouver, BC V5X 1E8 | Electrical Permit | Residential | New | Issued | Installation / Repair - Residential - Extra low voltage work: CCTV and security alarm both pre-wiring only. TV and data rough wire and completion >BP: To construct a 2 storey laneway house building ($142,505.00) with 1 open parking pad having vehicular access from the 20' Lane. | Fortune Link Electrical Ltd
SP-2023-01519 | 2023-08-21 | 1208 E 51ST AVENUE #3, Vancouver, BC V5X 1E8 | Sprinkler Permit | Residential | New | Issued | Residential - To install fire sprinkler system in LWH >BP: To construct a 2 storey laneway house building with 1 open parking pad having vehicular access from the 20' Lane. Note: This is a 1 ½ storey building pursuant to the Zoning & Development By-law. 1. Covenant registered at the Land Title Office under CA9852595 2. No Strata Titling permitted 3. No A/C Unit proposed 4. Schedule B: (Shaoze Guo) P.Eng (778-926-0525) Structural + Geotechnical 5. HPO: Residential Builder- (Acebuild homes inc) | Max Fire Pro Ltd
EP-2023-02359 | 2023-03-24 | 1208 E 51ST AVENUE #3, Vancouver, BC V5X 1E8 | Electrical Permit | Residential | New | Issued | Installation / Repair - Residential - laneway house electric wiring and installation >BP: To construct a 2 storey laneway house building ($142,505.00) with 1 open parking pad having vehicular access from the 20' Lane. Note: This is a 1 ½ storey building pursuant to the Zoning & Development By-law. 1. Covenant registered at the Land Title Office under CA9852595 2. No Strata Titling permitted 3. No A/C Unit proposed 4. Schedule B: (Shaoze Guo) P.Eng (778-926-0525) Structural + Geotechnical 5. HPO: Residential Builder- (Acebuild homes inc) NOTE: To achieve the required FSR. A floor space exclusion of 3% has been applied to this application as per section 11.24.18 of the district schedule, to accommodate improved building performance. NOTE: Information regarding the principal building on the survey and site plan is for reference only. Any discrepancy between information regarding the principal building on the survey and/or site plan and approved permit drawings for the principal building are neither approved nor authorized under this laneway house permit. *NEW HOUSE* Note: See DB-2022-01015 for Bldg 1 on site (principal bldg) addressed #1-1208 E 51st AV. ***This permit is issued under the VBBL 2019, with updated energy requirements as per bylaw # 12997 effective Jan 01, 2022.*** | HY Electric Company Ltd
SP-2023-01275 | 2023-07-18 | 1948 E 33RD AVENUE #3, Vancouver, BC V5N 3E4 | Sprinkler Permit | Residential | New | Issued | Residential - New sprinkler system >BP: To construct a 2 storey laneway house building with 1 open parking pad, having vehicular access from the lane. Note: This is a 1 ½ storey building pursuant to the Zoning & Development By-law 1. Covenant registered at the Land Title Office under CB19444 2. No Strata Titling permitted 3. No A/C unit proposed 4. Schedule B: Alan Prahalad P.Eng. (604-831-1431) Structural & Geotechnical 5. HPO: Residential Builder - Artius Developments Inc. | Haven Fire Protection Ltd
EP-2023-05247 | 2023-07-11 | 1948 E 33RD AVENUE #3, Vancouver, BC V5N 3E4 | Electrical Permit | Residential | New | Issued | Installation / Repair - Residential - All new wiring and finishing for new LWH main service is 400 amp laneway house for 100amp main house for 200 amp >BP: To construct a 2 storey laneway house building ($124,000) with 1 open parking pad, having vehicular access from the lane. Note: This is a 1 ½ storey building pursuant to the Zoning & Development By-law 1. Covenant registered at the Land Title Office under CB19444 2. No Strata Titling permitted 3. No A/C unit proposed 4. Schedule B: Alan Prahalad P.Eng. (604-831-1431) Structural & Geotechnical 5. HPO: Residential Builder - Artius Developments Inc. | G N ELECTRIC LTD
PP-2023-01850 | 2023-05-26 | 1948 E 33RD AVENUE #3, Vancouver, BC V5N 3E4 | Plumbing Permit | Residential | New | Issued | Residential - dwv pipe water line installing fixtures >BP: To construct a 2 storey laneway house building with 1 open parking pad, having vehicular access from the lane. Note: This is a 1 ½ storey building pursuant to the Zoning & Development By-law 1. Covenant registered at the Land Title Office under CB19444 2. No Strata Titling permitted 3. No A/C unit proposed 4. Schedule B: Alan Prahalad P.Eng. (604-831-1431) Structural & Geotechnical 5. HPO: Residential Builder - Artius Developments Inc. | CRESCENT PLUMBING HEATING & DRAINAGE LTD
EP-2023-08274 | 2023-09-14 | 1948 E 33RD AVENUE #3, Vancouver, BC V5N 3E4 | Electrical Permit | Residential | New | Issued | Installation / Repair - Residential - Data cabling & security alarm completion. >BP: To construct a 2 storey laneway house building ($124,000) with 1 open parking pad, having vehicular access from the lane. Note: This is a 1 ½ storey building pursuant to the Zoning & Development By-law 1. Covenant registered at the Land Title Office under CB19444 2. No Strata Titling permitted 3. No A/C unit proposed 4. Schedule B: Alan Prahalad P.Eng. (604-831-1431) Structural & Geotechnical 5. HPO: Residential Builder - Artius Developments Inc. ***This permit is issued under the VBBL 2019, with updated energy requirements as per bylaw # 12997 effective Jan 01, 2022.***. | Xon Automation Ltd
EP-2023-10919 | 2023-12-06 | 571 W 26TH AVENUE, Vancouver, BC | Electrical Permit | Commercial | New | Issued | Installation / Repair - Commercial - Telephone, tv, net, sound, entry wiring >BP: To construct a 3-storey residential building (NW building) containing 5 dwelling units. Refer to BP-2022-00672 for the site work and basement storage garage. STAGED CONSTRUCTION Stage 1: Excavation & Shoring (S.Yoo, August 15, 2022) Stage 2: Foundation up to Grade (S.Yoo, January 31, 2023) Stage 3: Full Construction (S.Yoo, June 28, 2023) | Best Built-In Centre Ltd
MP-2023-02233 | 2023-12-19 | 571 W 26TH AVENUE, Vancouver, BC | Mechanical Permit | NULL | NULL | Issued | NULL | Tidal Mechanical Ltd
EP-2024-00137 | 2024-01-05 | 571 W 26TH AVENUE, Vancouver, BC | Electrical Permit | Commercial | New | Issued | Installation / Repair - Commercial - LOW VOLTAGE WIRING FOR HVAC CONTROLS >BP: To construct a 3-storey residential building (NW building) containing 5 dwelling units. Refer to BP-2022-00672 for the site work and basement storage garage. STAGED CONSTRUCTION Stage 1: Excavation & Shoring (S.Yoo, August 15, 2022) Stage 2: Foundation up to Grade (S.Yoo, January 31, 2023) Stage 3: Full Construction (S.Yoo, June 28, 2023) | Modern Systems Management Ltd
EP-2023-05440 | 2023-09-12 | 571 W 26TH AVENUE, Vancouver, BC | Electrical Permit | Commercial | New | Issued | Installation / Repair - Commercial - Building 3 (North-West) - Electrical installation for 5 unit townhouse building over a parkade structure. This permit is associated with permit EP-2023-04927. >BP: To construct a 3-storey residential building (NW building) containing 5 dwelling units. Refer to BP-2022-00672 for the site work and basement storage garage. STAGED CONSTRUCTION Stage 1: Excavation & Shoring (S.Yoo, August 15, 2022) Stage 2: Foundation up to Grade (S.Yoo, January 31, 2023) Stage 3: Full Construction (S.Yoo, June 28, 2023) | Quantus Electric Ltd
PP-2023-02470 | 2023-08-31 | 571 W 26TH AVENUE, Vancouver, BC | Plumbing Permit | Commercial | New | Issued | Commercial - (NW building) New plumbing for new: entire building. >BP: To construct a 3-storey residential building (NW building) containing 5 dwelling units. Refer to BP-2022-00672 for the site work and basement storage garage. STAGED CONSTRUCTION Stage 1: Excavation & Shoring (S.Yoo, August 15, 2022) Stage 2: Foundation up to Grade (S.Yoo, January 31, 2023) Stage 3: Full Construction (S.Yoo, June 28, 2023) | Kreklevich & Sons Plumbing Ltd
SP-2022-01692 | 2023-10-20 | 571 W 26TH AVENUE, Vancouver, BC | Sprinkler Permit | Residential | New | Issued | Residential - For all sprinkler work to the 2019 VBBL; NFPA 13, 2013; NFPA 13R, 2013; and alternative solutions prepared by Jensen Hughes for work above grade to construct a 3-storey residential building (Building 3, NW) containing 5 dwelling units. Engineer of Record: Ryan Pavey 604-605-0606 ryan@cardinalfire.ca Refer to SP-2023-01596 for site/underground work and accepted plans. | Pacific Rim Fire Protection (2008) Ltd
SP-2022-01690 | 2023-10-20 | 563 W 26TH AVENUE, Vancouver, BC | Sprinkler Permit | Commercial | New | Issued | Commercial - For all sprinkler work to the 2019 VBBL; NFPA 13, 2013; NFPA 13R, 2013; and alternative solutions prepared by Jensen Hughes for work above grade to construct a 3-storey residential building (Building 2, NE) containing 4 dwelling units. Engineer of Record: Ryan Pavey 604-605-0606 ryan@cardinalfire.ca Refer to SP-2023-01596 for site/underground work and accepted plans. | Pacific Rim Fire Protection (2008) Ltd
PP-2023-02471 | 2023-08-31 | 569 W 26TH AVENUE, Vancouver, BC | Plumbing Permit | Commercial | New | Issued | Commercial - (NE building) New plumbing for new: entire building. >BP: To construct a 3-storey residential building (NE building) containing 4 dwelling units. Refer to BP-2022-00672 for the site work and basement storage garage. STAGED CONSTRUCTION Stage 1: Excavation & Shoring (S.Yoo, August 15, 2022) Stage 2: Foundation up to Grade (S.Yoo, January 31, 2023) Stage 3: Full Construction (S.Yoo, June 28, 2023) | Kreklevich & Sons Plumbing Ltd
EP-2023-05441 | 2023-09-12 | 569 W 26TH AVENUE, Vancouver, BC | Electrical Permit | Commercial | New | Issued | Installation / Repair - Commercial - Building 2 (North-East) - Electrical installation for 4 unit townhouse building over a parkade structure. This permit is associated with permit EP-2023-04927. >BP: To construct a 3-storey residential building (NE building) containing 4 dwelling units. Refer to BP-2022-00672 for the site work and basement storage garage. STAGED CONSTRUCTION Stage 1: Excavation & Shoring (S.Yoo, August 15, 2022) Stage 2: Foundation up to Grade (S.Yoo, January 31, 2023) Stage 3: Full Construction (S.Yoo, June 28, 2023) | Quantus Electric Ltd
EP-2024-00132 | 2024-01-05 | 569 W 26TH AVENUE, Vancouver, BC | Electrical Permit | Commercial | New | Issued | Installation / Repair - Commercial - LOW VOLTAGE WIRING FOR HVAC CONTROLS >BP: To construct a 3-storey residential building (NE building) containing 4 dwelling units. Refer to BP-2022-00672 for the site work and basement storage garage. STAGED CONSTRUCTION Stage 1: Excavation & Shoring (S.Yoo, August 15, 2022) Stage 2: Foundation up to Grade (S.Yoo, January 31, 2023) Stage 3: Full Construction (S.Yoo, June 28, 2023) | Modern Systems Management Ltd
MP-2023-02232 | 2023-12-19 | 569 W 26TH AVENUE, Vancouver, BC | Mechanical Permit | NULL | NULL | Issued | NULL | Tidal Mechanical Ltd
EP-2023-09269 | 2023-10-12 | 553 W 26TH AVENUE, Vancouver, BC | Electrical Permit | Residential | New | Issued | Temporary Power - Residential - To provide temporary power. | Quantus Electric Ltd
NULL | NULL | 553 W 26TH AVENUE, Vancouver, BC | Plumbing Permit | Commercial | New | Draft | Commercial - interior plumbing for townhouse | Kreklevich & Sons Plumbing Ltd
SP-2022-01656 | 2023-10-20 | 553 W 26TH AVENUE, Vancouver, BC | Sprinkler Permit | Residential | New | Issued | Residential - For all sprinkler work to the 2019 VBBL; NFPA 13, 2013; NFPA 13R, 2013; and alternative solutions prepared by Jensen Hughes for work above grade to construct a 3-storey residential building (Building 1, SE) containing 5 dwelling units & private rooftop patios. Engineer of Record: Ryan Pavey 604-605-0606 ryan@cardinalfire.ca Refer to SP-2023-01596 for site/underground work and accepted plans. | Pacific Rim Fire Protection (2008) Ltd
EP-2022-09671 | 2022-11-22 | 1328 E 53RD AVENUE, Vancouver, BC V5X 4J6 | Electrical Permit | Residential | New | Issued | Installation / Repair - Residential - Laneway house electrical permit >BP: To construct a 1 and a half storey laneway house building with an open parking pad, and a 1 car garage, providing 2 parking spaces total having vehicular access from the lane The entire building, INCLUDING THE ATTACHED GARAGE (if applicable), to be sprinklered to NFPA 13D. Note: Parking for the site has been provided under DB (construction of LWH) Note: This is a 1 1/2 storey building pursuant to the Zoning & Development By-law 1- Covenant registered at the Land Title Office under CA9529771 2- No strata titling permitted 3- Structural & Geotechnical Schedule B: Yatendra Kumar Sharma P.Eng (778) 863-7076 4- HPO: Vancouver Lower Mainland Construction Ltd. ***This permit has been issued under the VBBL 2019*** Main house - 100a Laneway - 100a suite 60a | Eminence Electrical Ltd
PP-2022-04169 | 2022-11-21 | 1328 E 53RD AVENUE, Vancouver, BC V5X 4J6 | Plumbing Permit | Residential | New | Completed | Residential - New plumbing >BP: To construct a 1 and a half storey laneway house building with an open parking pad, and a 1 car garage, providing 2 parking spaces total having vehicular access from the lane The entire building, INCLUDING THE ATTACHED GARAGE (if applicable), to be sprinklered to NFPA 13D. Note: Parking for the site has been provided under DB (construction of LWH) Note: This is a 1 1/2 storey building pursuant to the Zoning & Development By-law 1- Covenant registered at the Land Title Office under CA9529771 2- No strata titling permitted 3- Structural & Geotechnical Schedule B: Yatendra Kumar Sharma P.Eng (778) 863-7076 4- HPO: Vancouver Lower Mainland Construction Ltd. "Combustible projections or roof soffits on an exposing building face shall not project to less than .45m from the property line and shall be in compliance with VBBL 2019 9.10.15.5.(9)" Any alterations or conversions to the attached garage (if applicable) to habitable living space shall not be permitted without first obtaining the approval of the Director of Planning and the Chief Building Official. Thermal protection measures and Laneway house design guidelines shall be required to be met prior to the approval of the conversion. ***This permit has been issued under the VBBL 2019*** | Sea To Sky Plumbing & Heating Supplies Ltd
EP-2023-02449 | 2023-03-24 | 1328 E 53RD AVENUE, Vancouver, BC V5X 4J6 | Electrical Permit | Residential | New | Issued | Installation / Repair - Residential - Install cable, internet, tel, cameras, doorbell. >BP: To construct a 1 and a half storey laneway house building with an open parking pad, and a 1 car garage, providing 2 parking spaces total having vehicular access from the lane The entire building, INCLUDING THE ATTACHED GARAGE (if applicable), to be sprinklered to NFPA 13D. Note: Parking for the site has been provided under DB (construction of LWH) Note: This is a 1 1/2 storey building pursuant to the Zoning & Development By-law 1- Covenant registered at the Land Title Office under CA9529771 2- No strata titling permitted 3- Structural & Geotechnical Schedule B: Yatendra Kumar Sharma P.Eng (778) 863-7076 4- HPO: Vancouver Lower Mainland Construction Ltd. "Combustible projections or roof soffits on an exposing building face shall not project to less than .45m from the property line and shall be in compliance with VBBL 2019 9.10.15.5.(9)" Any alterations or conversions to the attached garage (if applicable) to habitable living space shall not be permitted without first obtaining the approval of the Director of Planning and the Chief Building Official. Thermal protection measures and Laneway house design guidelines shall be required to be met prior to the approval of the conversion. ***This permit has been issued under the VBBL 2019*** | PLANET SMART HOMES LTD.
SP-2023-00525 | 2023-03-29 | 1328 E 53RD AVENUE, Vancouver, BC V5X 4J6 | Sprinkler Permit | Residential | New | Completed | Residential - LWH - New installation >DB: To construct a 1 and a half storey laneway house building with an open parking pad, and a 1 car garage, providing 2 parking spaces total having vehicular access from the lane The entire building, INCLUDING THE ATTACHED GARAGE (if applicable), to be sprinklered to NFPA 13D. Note: Parking for the site has been provided under DB (construction of LWH) Note: This is a 1 1/2 storey building pursuant to the Zoning & Development By-law 1- Covenant registered at the Land Title Office under CA9529771 2- No strata titling permitted | Blue Tech Mechanical Ltd
NULL | NULL | 210 PRIOR STREET, Vancouver, BC | Plumbing Permit | Commercial | New | Draft | Commercial - this is a 10 story office space consisting of a roof top amenity space | Core Mechanical Ltd
SP-2023-01195 | 2023-11-17 | 464 E 17TH AVENUE, Vancouver, BC | Sprinkler Permit | Residential | New | Issued | Residential - For all sprinkler work to the 2019 VBBL; NFPA 13R, 2013; for work to construct an Infill One-Family Dwelling (Building 2) with an attached two-car garages, a common utility room and one surface parking, having vehicular access from the lane and install a new sprinkler system. Engineer of Record: David Killey 604-599-4499 projects@firebusters.com Related Permits: SP-2023-01194 - MCD | Fire Busters Inc
PP-2023-02517 | 2023-07-14 | 2263 E 53RD AVENUE #3, Vancouver, BC | Plumbing Permit | Residential | New | Cancelled | Residential - LWH - #3 - Sump no pump | Bhullar Excavating and Demolition
PP-2023-02615 | 2023-07-24 | 2263 E 53RD AVENUE #3, Vancouver, BC | Plumbing Permit | Residential | New | Issued | Residential - LWH - #3 - Plumbing >DB: To construct a 2 storey laneway house building with 1 open parking pad, providing a total of 1 parking spaces, having vehicular access from the 20' Lane. Note: This is a 1 ½ storey building pursuant to the Zoning & Development By-law. 1. Covenant not required with existing house 2. No Strata Titling permitted 3. No A/C Unit proposed 4. Entire building to be sprinklered 13D ***This permit is issued under the VBBL 2019, with updated energy requirements as per bylaw # 12997 effective Jan 01, 2022.*** AMEND: SEPT 29/2023 Add one deck drain to the permit | Karan Plumbing & Heating Ltd
PP-2023-02736 | 2023-08-01 | 2263 E 53RD AVENUE #3, Vancouver, BC | Plumbing Permit | Residential | New | Issued | Residential - one sump without pump | Bhullar Excavating and Demolition
EP-2023-06820 | 2023-07-31 | 2263 E 53RD AVENUE #3, Vancouver, BC | Electrical Permit | Residential | New | Issued | Installation / Repair - Residential - New Laneway Home wiring >BP: To construct a 2 storey laneway house building ($175,435.00) with 1 open parking pad, providing a total of 1 parking spaces, having vehicular access from the 20' Lane. Note: This is a 1 ½ storey building pursuant to the Zoning & Development By-law. 1. Covenant not required with existing house 2. No Strata Titling permitted 3. No A/C Unit proposed 4. Entire building to be sprinklered 13D 5. Schedule B: (Alan Prahalad) P.Eng (604.831.1431) Structural 6. Schedule B: (Alan Prahalad) P.Eng (604.831.1431) Geotechnical 7. HPO: Residential Builder- (Lehail Construction Ltd.) 8. HRV required for laneway house as of year 2022 NOTE: To achieve the required FSR. A floor space exclusion of 3% has been applied to this application as per section 11.24.18 of the district schedule, to accommodate improved building performance. ***This permit is issued under the VBBL 2019, with updated energy requirements as per bylaw # 12997 effective Jan 01, 2022.*** | C M & Sons Electrical Inc
SP-2023-01743 | 2023-09-22 | 2263 E 53RD AVENUE #3, Vancouver, BC | Sprinkler Permit | Residential | New | Issued | Residential - LWH WITH NEW SPRINKLERS >BP: To construct a 2 storey laneway house building with 1 open parking pad, providing a total of 1 parking spaces, having vehicular access from the 20' Lane. Note: This is a 1 ½ storey building pursuant to the Zoning & Development By-law. 1. Covenant not required with existing house 2. No Strata Titling permitted 3. No A/C Unit proposed 4. Entire building to be sprinklered 13D 5. Schedule B: (Alan Prahalad) P.Eng (604.831.1431) Structural 6. Schedule B: (Alan Prahalad) P.Eng (604.831.1431) Geotechnical 7. HPO: Residential Builder- (Lehail Construction Ltd.) 8. HRV required for laneway house as of year 2022 | BC Fire Sprinklers Ltd
EP-2023-08705 | 2023-09-27 | 2263 E 53RD AVENUE #3, Vancouver, BC | Electrical Permit | Residential | New | Issued | Installation / Repair - Residential - Extra Low Voltage Roughin and Finishing for TV, Tel, Data and Security Alarm System. >BP: To construct a 2 storey laneway house building ($175,435.00) with 1 open parking pad, providing a total of 1 parking spaces, having vehicular access from the 20' Lane. Note: This is a 1 ½ storey building pursuant to the Zoning & Development By-law. 1. Covenant not required with existing house 2. No Strata Titling permitted 3. No A/C Unit proposed 4. Entire building to be sprinklered 13D 5. Schedule B: (Alan Prahalad) P.Eng (604.831.1431) Structural 6. Schedule B: (Alan Prahalad) P.Eng (604.831.1431) Geotechnical 7. HPO: Residential Builder- (Lehail Construction Ltd.) 8. HRV required for laneway house as of year 2022 NOTE: To achieve the required FSR. A floor space exclusion of 3% has been applied to this application as per section 11.24.18 of the district schedule, to accommodate improved building performance. ***This permit is issued under the VBBL 2019, with updated energy requirements as per bylaw # 12997 effective Jan 01, 2022.*** | Secure Worx AV & Automation Inc
EP-2023-02856 | 2023-04-03 | 328 W 19TH AVENUE #3, Vancouver, BC | Electrical Permit | Residential | New | Completed | Installation / Repair - Residential - Alarm (Pre-wire only), telephone, tv, network, doorbell >BP: To construct a 1 storey laneway house building ($184,352.5) with 1 open parking pad, providing a total of 1 parking spaces, having vehicular access from the 20' Lane. 1. Covenant not required with existing house 2. No Strata Titling permitted 3. No A/C Unit proposed 4. Entire building to be sprinklered 13D 5. Schedule B: (O. Wegner) P.Eng (604.579.0110) Structural 6. Schedule B: (P.K.L. Fong) P.Eng (604.837.3205) Geotechnical 7. HPO: Residential Builder- Smallworks Studios and Laneway Housing Inc. NOTE: To achieve the required FSR. A floor space exclusion of 3% has been applied to this application as per section 11.24.18 of the district schedule, to accommodate improved building performance. NOTE: Information regarding the principal building on the survey and site plan is for reference only. Any discrepancy between information regarding the principal building on the survey and/or site plan and approved permit drawings for the principal building are neither approved nor authorized under this laneway house permit. *EXISTING HOUSE* Note: Bldg 1 (principal bldg) addressed #1-328 W 19th Av retained on site. ***This permit is issued under the VBBL 2019, with updated energy requirements as per bylaw # 12997 effective Jan 01, 2022.*** | Best Built-In Centre Ltd
SP-2023-00503 | 2023-03-23 | 328 W 19TH AVENUE #3, Vancouver, BC | Sprinkler Permit | Residential | New | Completed | Residential - new sprinkler system for laneway >BP: To construct a 1 storey laneway house building with 1 open parking pad, providing a total of 1 parking spaces, having vehicular access from the 20' Lane. 1. Covenant not required with existing house 2. No Strata Titling permitted 3. No A/C Unit proposed 4. Entire building to be sprinklered 13D 5. Schedule B: (O. Wegner) P.Eng (604.579.0110) Structural 6. Schedule B: (P.K.L. Fong) P.Eng (604.837.3205) Geotechnical 7. HPO: Residential Builder- Smallworks Studios and Laneway Housing Inc. | Alco Fire Protection Ltd
MP-2023-00131 | 2023-02-01 | 328 W 19TH AVENUE #3, Vancouver, BC | Mechanical Permit | NULL | NULL | Completed | NULL | Next Level Plumbing Ltd
PP-2023-00025 | 2023-01-05 | 328 W 19TH AVENUE #3, Vancouver, BC | Plumbing Permit | Residential | New | Completed | Residential - Install one outside sump without pumps | Octiscapes Site Services Ltd
PP-2023-00194 | 2023-01-19 | 328 W 19TH AVENUE #3, Vancouver, BC | Plumbing Permit | Residential | New | Completed | Residential - LWH - #3 - New Laneway House >DB: To construct a 1 storey laneway house building with 1 open parking pad, providing a total of 1 parking spaces, having vehicular access from the 20' Lane. 1. Covenant not required with existing house 2. No Strata Titling permitted 3. No A/C Unit proposed 4. Entire building to be sprinklered 13D | Next Level Plumbing Ltd
EP-2022-10274 | 2022-12-08 | 328 W 19TH AVENUE #3, Vancouver, BC | Electrical Permit | Residential | New | Completed | Installation / Repair - Residential - LWH - #3 - New laneway house wiring and new service 200 amp main, 100 amp main, 125 amp laneway >DB: To construct a 1 storey laneway house building with 1 open parking pad, providing a total of 1 parking spaces, having vehicular access from the 20' Lane. 1. Covenant not required with existing house 2. No Strata Titling permitted 3. No A/C Unit proposed 4. Entire building to be sprinklered 13D | O J ELECTRIC LTD
PP-2023-01184 | 2023-04-04 | 455 E 51ST AVENUE #3, Vancouver, BC | Plumbing Permit | Residential | New | Completed | Residential - LWH - #3 - INSTALLTION OF STORM AND SANITARTY PIPE | J B Siteworks Inc
PP-2023-01527 | 2023-05-02 | 455 E 51ST AVENUE #3, Vancouver, BC | Plumbing Permit | Residential | New | Completed | Residential - rough in >BP: To construct a 2 storey laneway house building with 1 open parking pad, providing a total of 1 parking spaces, having vehicular access from the 20' Lane. Note: This is a 1 ½ storey building pursuant to the Zoning & Development By-law. 1. Covenant not required with existing house 2. No Strata Titling permitted 3. No A/C Unit proposed 4. Entire building to be sprinklered 13D 5. Schedule B: (Wing Ki Leung) P.Eng (604.543.8044) Structural 6. Schedule B: (Wing Ki Leung) P.Eng (604.543.8044) Geotechnical 7. HPO: Residential Builder- VCL Construction Ltd. | FOCUS MECHANICAL LTD.
EP-2023-04179 | 2023-05-16 | 455 E 51ST AVENUE #3, Vancouver, BC | Electrical Permit | Residential | New | Completed | Installation / Repair - Residential - New laneway house electrical work and telephone cable data and alalaram wiring. >BP: To construct a 2 storey laneway house building ($175,055) with 1 open parking pad, providing a total of 1 parking spaces, having vehicular access from the 20' Lane. Note: This is a 1 ½ storey building pursuant to the Zoning & Development By-law. 1. Covenant not required with existing house 2. No Strata Titling permitted 3. No A/C Unit proposed 4. Entire building to be sprinklered 13D 5. Schedule B: (Wing Ki Leung) P.Eng (604.543.8044) Structural 6. Schedule B: (Wing Ki Leung) P.Eng (604.543.8044) Geotechnical 7. HPO: Residential Builder- VCL Construction Ltd. NOTE: To achieve the required FSR. A floor space exclusion of 3% has been applied to this application as per section 11.24.18 of the district schedule, to accommodate improved building performance. NOTE: Information regarding the principal building on the survey and site plan is for reference only. Any discrepancy between information regarding the principal building on the survey and/or site plan and approved permit drawings for the principal building are neither approved nor authorized under this laneway house permit. *EXISTING HOUSE* Note: Bldg 1 (principal bldg) addressed #1-455 E 51st Av retained on site. ***This permit is issued under the VBBL 2019, with updated energy requirements as per bylaw # 12997 effective Jan 01, 2022.*** | Uppal Electrical Ltd
SP-2023-00845 | 2023-05-16 | 455 E 51ST AVENUE #3, Vancouver, BC | Sprinkler Permit | Residential | New | Completed | Residential - New sprinkler system >BP: To construct a 2 storey laneway house building with 1 open parking pad, providing a total of 1 parking spaces, having vehicular access from the 20' Lane. Note: This is a 1 ½ storey building pursuant to the Zoning & Development By-law. 1. Covenant not required with existing house 2. No Strata Titling permitted 3. No A/C Unit proposed 4. Entire building to be sprinklered 13D 5. Schedule B: (Wing Ki Leung) P.Eng (604.543.8044) Structural 6. Schedule B: (Wing Ki Leung) P.Eng (604.543.8044) Geotechnical 7. HPO: Residential Builder- VCL Construction Ltd. | Haven Fire Protection Ltd
EP-2023-04163 | 2023-05-12 | 2509 ADANAC STREET #3, Vancouver, BC | Electrical Permit | Residential | New | Completed | Installation / Repair - Residential - Alarm, tel, tv, doorbell. >BP: To construct a 2 storey laneway house building ($143,300) with 1 open parking pad, providing a total of 1 parking spaces, having vehicular access from the 16' Lane. Note: This is a 1 ½ storey building pursuant to the Zoning & Development By-law. 1. Covenant not required with existing house 2. No Strata Titling permitted 3. No A/C Unit proposed 4. Entire building to be sprinklered 13D 5. Schedule B: (Antony Wang) P.Eng (604.618.6236) Structural 6. Schedule B: (Jason Hui) P.Eng (778.319.3403) Geotechnical 7. HPO: Residential Builder- Pridwen Construction Ltd NOTE: To achieve the required FSR. A floor space exclusion of 3% has been applied to this application as per section 11.24.18 of the district schedule, to accommodate improved building performance. *EXISTING HOUSE* Note: Bldg 1 (principal bldg) addressed #1-2509 Adanac St retained on site. ***This permit is issued under the VBBL 2019, with updated energy requirements as per bylaw # 12997 effective Jan 01, 2022.*** | Best Built-In Centre Ltd
SP-2023-01157 | 2023-06-28 | 2509 ADANAC STREET #3, Vancouver, BC | Sprinkler Permit | Residential | New | Completed | Residential - LWH - #3 - To Install 7 Sprinkler Heads >DB: To construct a 2 storey laneway house building with 1 open parking pad, providing a total of 1 parking spaces, having vehicular access from the 16' Lane. Note: This is a 1 ½ storey building pursuant to the Zoning & Development By-law. 1. Covenant not required with existing house 2. No Strata Titling permitted 3. No A/C Unit proposed 4. Entire building to be sprinklered 13D ***This permit is issued under the VBBL 2019, with updated energy requirements as per bylaw # 12997 effective Jan 01, 2022.*** | General Sprinkler Systems Ltd
EP-2023-02161 | 2023-04-03 | 2509 ADANAC STREET #3, Vancouver, BC | Electrical Permit | Residential | New | Completed | Installation / Repair - Residential - New LWH. 200A Main service. 2 Meters. 125A Main breaker for new LWH. 100A Main breaker for existing main house. >BP: To construct a 2 storey laneway house building ($143,300) with 1 open parking pad, providing a total of 1 parking spaces, having vehicular access from the 16' Lane. Note: This is a 1 ½ storey building pursuant to the Zoning & Development By-law. 1. Covenant not required with existing house 2. No Strata Titling permitted 3. No A/C Unit proposed 4. Entire building to be sprinklered 13D 5. Schedule B: (Antony Wang) P.Eng (604.618.6236) Structural 6. Schedule B: (Jason Hui) P.Eng (778.319.3403) Geotechnical 7. HPO: Residential Builder- Pridwen Construction Ltd NOTE: To achieve the required FSR. A floor space exclusion of 3% has been applied to this application as per section 11.24.18 of the district schedule, to accommodate improved building performance. *EXISTING HOUSE* Note: Bldg 1 (principal bldg) addressed #1-2509 Adanac St retained on site. ***This permit is issued under the VBBL 2019, with updated energy requirements as per bylaw # 12997 effective Jan 01, 2022.*** | Oscar Electric Ltd
PP-2023-00831 | 2023-03-13 | 2509 ADANAC STREET #3, Vancouver, BC | Plumbing Permit | Residential | New | Completed | Residential - LWH - #3 - plumbing >DB: To construct a 2 storey laneway house building with 1 open parking pad, providing a total of 1 parking spaces, having vehicular access from the 16' Lane. Note: This is a 1 ½ storey building pursuant to the Zoning & Development By-law. 1. Covenant not required with existing house 2. No Strata Titling permitted 3. No A/C Unit proposed 4. Entire building to be sprinklered 13D | M & P Plumbing & Heating Ltd
NULL | NULL | 2509 ADANAC STREET #3, Vancouver, BC | Plumbing Permit | Residential | New | Draft | Residential - one out side sump | East West Excavating Ltd
NULL | NULL | 2509 ADANAC STREET #3, Vancouver, BC | Plumbing Permit | Residential | Renovation | Draft | Residential - Drainage | NULL
PP-2023-00077 | 2023-01-09 | 2509 ADANAC STREET #3, Vancouver, BC | Plumbing Permit | Residential | New | Completed | Residential - New Laneway house outside sump with no pump | Gateway Landscaping & Excavating Ltd
EP-2023-01486 | 2023-02-24 | 2755 BALACLAVA STREET, Vancouver, BC | Electrical Permit | Residential | New | Completed | Installation / Repair - Residential - New laneway house wiring, new service from house to laneway, service stays same 200 amp main, 100 amp main house, 125 amp laneway *EP-2023-01482/ LWH - #3 *EP-2023-01483/ 1FD RE-CONNECT >BP: To construct a 2 storey laneway house building ($188,330) with 1 open parking pad, providing a total of 1 parking spaces, having vehicular access from the 20' Lane. Note: This is a 1 ½ storey building pursuant to the Zoning & Development By-law. 1. Covenant not required with existing house 2. No Strata Titling permitted 3. No A/C Unit proposed 4. Entire building to be sprinklered 13D 5. Schedule B: (O. Wegner) P.Eng (604.579.0110) Structural 6. Schedule B: (P.K.L. Fong) P.Eng (604.837.3205) Geotechnical 7. HPO: Residential Builder- Smallworks Studios and Laneway Housing Inc. NOTE: To achieve the required FSR. A floor space exclusion of 3% has been applied to this application as per section 11.24.18 of the district schedule, to accommodate improved building performance. NOTE: Information regarding the principal building on the survey and site plan is for reference only. Any discrepancy between information regarding the principal building on the survey and/or site plan and approved permit drawings for the principal building are neither approved nor authorized under this laneway house permit. *EXISTING HOUSE* Note: Bldg 1 (principal bldg) addressed 3105 W 12TH AVE retained on site. ***This permit is issued under the VBBL 2019, with updated energy requirements as per bylaw # 12997 effective Jan 01, 2022.*** | O J ELECTRIC LTD
PP-2023-00691 | 2023-03-01 | 2755 BALACLAVA STREET, Vancouver, BC | Plumbing Permit | Residential | New | Completed | Residential - LWH - Install one outside sump without pump | Octiscapes Site Services Ltd
PP-2023-00884 | 2023-03-15 | 2755 BALACLAVA STREET, Vancouver, BC | Plumbing Permit | Residential | New | Completed | Residential - LWH - new Laneway house >DB: To construct a 2 storey laneway house building with 1 open parking pad, providing a total of 1 parking spaces, having vehicular access from the 20' Lane. Note: This is a 1 ½ storey building pursuant to the Zoning & Development By-law. 1. Covenant not required with existing house 2. No Strata Titling permitted 3. No A/C Unit proposed 4. Entire building to be sprinklered 13D | Next Level Plumbing Ltd
MP-2023-00510 | 2023-03-27 | 2755 BALACLAVA STREET, Vancouver, BC | Mechanical Permit | NULL | NULL | Completed | NULL | Next Level Plumbing Ltd
EP-2023-04815 | 2023-05-31 | 2755 BALACLAVA STREET, Vancouver, BC | Electrical Permit | Residential | New | Completed | Installation / Repair - Residential - Alarm pre-wire only, tv, doorbell, cctv. >BP: To construct a 2 storey laneway house building ($188,330) with 1 open parking pad, providing a total of 1 parking spaces, having vehicular access from the 20' Lane. | Best Built-In Centre Ltd
SP-2023-00986 | 2023-06-05 | 2755 BALACLAVA STREET, Vancouver, BC | Sprinkler Permit | Residential | New | Completed | Residential - LWH - new laneway sprinkler system >DB: To construct a 2 storey laneway house building with 1 open parking pad, providing a total of 1 parking spaces, having vehicular access from the 20' Lane. Note: This is a 1 ½ storey building pursuant to the Zoning & Development By-law. 1. Covenant not required with existing house 2. No Strata Titling permitted 3. No A/C Unit proposed 4. Entire building to be sprinklered 13D | Alco Fire Protection Ltd
MP-2023-01087 | 2023-06-14 | 2589 KITCHENER STREET, Vancouver, BC | Mechanical Permit | NULL | NULL | Issued | NULL | Sukhmani Mechanical Ltd
PP-2023-02137 | 2023-06-16 | 2650 TURNER STREET #3, Vancouver, BC V5K 2G2 | Plumbing Permit | Residential | New | Issued | Residential - LWH - #3 - Install one outside storm sump | PTL Contracting Ltd
EP-2023-06845 | 2023-08-09 | 2650 TURNER STREET #3, Vancouver, BC V5K 2G2 | Electrical Permit | Residential | New | Issued | Installation / Repair - Residential - Installing fixture, receptacle , and power distribution for the new lane-way house. Total incoming service : 200amp - Main house : 100 Amp -Lane way house :100 Amp >BP: To construct a 2 storey laneway house building ($145,730) with 1 open parking pad, providing a total of 1 parking spaces, having vehicular access from the 20' Lane. Note: This is a 1 ½ storey building pursuant to the Zoning & Development By-law. 1. Covenant not required with existing house 2. No Strata Titling permitted 3. No A/C Unit proposed 4. Entire building to be sprinklered 13D 5. Schedule B: (Zhanchao Zhao) P.Eng (604.526.1305) Structural 6. Schedule B: (Zhanchao Zhao) P.Eng (604.526.1305) Geotechnical 7. HPO: Residential Builder- AR Event Solutions Inc NOTE: To achieve the required FSR. A floor space exclusion of 3% has been applied to this application as per section 11.24.18 of the district schedule, to accommodate improved building performance. *EXISTING HOUSE* Note: Bldg 1 (principal bldg) addressed #1-2650 Turner St retained on site. ***This permit is issued under the VBBL 2019, with updated energy requirements as per bylaw # 12997 effective Jan 01, 2022.*** | Allone Electric Ltd
PP-2023-00902 | 2023-03-16 | 2650 TURNER STREET #3, Vancouver, BC V5K 2G2 | Plumbing Permit | Residential | New | Issued | Residential - LWH - #3 - To install DWV and water line for the LWH, and install all plumbing fixtures. >DB: To construct a 2 storey laneway house building with 1 open parking pad, providing a total of 1 parking spaces, having vehicular access from the 20' Lane. Note: This is a 1 ½ storey building pursuant to the Zoning & Development By-law. 1. Covenant not required with existing house 2. No Strata Titling permitted 3. No A/C Unit proposed 4. Entire building to be sprinklered 13D | Bright Star Plumbing & Heating Supply Ltd
SP-2023-00486 | 2023-03-21 | 2650 TURNER STREET #3, Vancouver, BC V5K 2G2 | Sprinkler Permit | Residential | New | Issued | Residential - To install 11 heads fire sprinkler system for the LWH. >BP: To construct a 2 storey laneway house building with 1 open parking pad, providing a total of 1 parking spaces, having vehicular access from the 20' Lane. Note: This is a 1 ½ storey building pursuant to the Zoning & Development By-law. 1. Covenant not required with existing house 2. No Strata Titling permitted 3. No A/C Unit proposed 4. Entire building to be sprinklered 13D 5. Schedule B: (Zhanchao Zhao) P.Eng (604.526.1305) Structural 6. Schedule B: (Zhanchao Zhao) P.Eng (604.526.1305) Geotechnical 7. HPO: Residential Builder- AR Event Solutions Inc | Bright Star Plumbing & Heating Supply Ltd
EP-2023-07516 | 2023-08-18 | 2650 TURNER STREET #3, Vancouver, BC V5K 2G2 | Electrical Permit | Residential | New | Issued | Installation / Repair - Residential - Pre-wiring and completion for CCTV, TV, Data. >BP: To construct a 2 storey laneway house building ($145,730) with 1 open parking pad, providing a total of 1 parking spaces, having vehicular access from the 20' Lane. Note: This is a 1 ½ storey building pursuant to the Zoning & Development By-law. 1. Covenant not required with existing house 2. No Strata Titling permitted 3. No A/C Unit proposed 4. Entire building to be sprinklered 13D 5. Schedule B: (Zhanchao Zhao) P.Eng (604.526.1305) Structural 6. Schedule B: (Zhanchao Zhao) P.Eng (604.526.1305) Geotechnical 7. HPO: Residential Builder- AR Event Solutions Inc NOTE: To achieve the required FSR. A floor space exclusion of 3% has been applied to this application as per section 11.24.18 of the district schedule, to accommodate improved building performance. *EXISTING HOUSE* Note: Bldg 1 (principal bldg) addressed #1-2650 Turner St retained on site. ***This permit is issued under the VBBL 2019, with updated energy requirements as per bylaw # 12997 effective Jan 01, 2022.*** | Columbia Security Systems & Surveillance Inc
PP-2023-01471 | 2023-04-26 | 3135 E 50TH AVENUE #3, Vancouver, BC V5S 1N9 | Plumbing Permit | Residential | New | Issued | Residential - LWH - #3 - to install new plumbing fixtures in Lwh The entire building, INCLUDING THE ATTACHED GARAGE (if applicable), to be sprinklered to NFPA 13D. >DB: To construct a 2 storey laneway house building with an attached garage and 1 open parking pad, providing a total of 3 parking spaces, having vehicular access from the lane. Note: This is a 1 ½ storey building pursuant to the Zoning & Development By-law. 1. Covenant registered at the Land Title Office under CB91706 2. No Strata Titling permitted 3. No A/C unit proposed | ACME PLUMBING HEATING & GAS LTD.
EP-2023-01144 | 2023-02-13 | 3135 E 50TH AVENUE #3, Vancouver, BC V5S 1N9 | Electrical Permit | Residential | New | Issued | Installation / Repair - Residential - laneway house wiring and service, mainswitch 125 amps. rough wiring and splicing along with finishing *Permit Amendment Jul 04, 2023 -2 Pole Double Phase Double Throw car charger switch added which will give the owner an option to choose one or the other charger, if needed. EV 1: 3840 W LOAD SHARE 3840W ¦ EV2: 3840W + EV3: 3840W -AC load: 7200W added to laneway house *Building permit: DB-2022-00897 indicates "No A/C unit proposed". An approved mechanical permit is required for the installation of air conditioning or heat pump unit at the time of installation before an electrical inspection will be performed >BP: To construct a 2 storey laneway house building ($207,000) with an attached garage and 1 open parking pad, providing a total of 3 parking spaces, having vehicular access from the lane. Note: This is a 1 ½ storey building pursuant to the Zoning & Development By-law. 1. Covenant registered at the Land Title Office under CB91706 2. No Strata Titling permitted 3. No A/C unit proposed 4. Schedule B: Jason Hui, P.Eng (778-319-3403) Structural & Geotechnical 5. BC Housing Residential Builder - Rishi Holdings Ltd. ******THIS PERMIT HAS BEEN ISSUED UNDER THE REQUIREMENTS OF VBBL #12511 (2019)****** | Bindi Electrical Services Ltd
EP-2023-05098 | 2023-06-08 | 3135 E 50TH AVENUE #3, Vancouver, BC V5S 1N9 | Electrical Permit | Residential | New | Issued | Installation / Repair - Residential - Extra low voltage installation. >BP: To construct a 2 storey laneway house building ($207,000) with an attached garage and 1 open parking pad, providing a total of 3 parking spaces, having vehicular access from the lane. Note: This is a 1 ½ storey building pursuant to the Zoning & Development By-law. 1. Covenant registered at the Land Title Office under CB91706 2. No Strata Titling permitted 3. No A/C unit proposed 4. Schedule B: Jason Hui, P.Eng (778-319-3403) Structural & Geotechnical 5. BC Housing Residential Builder - Rishi Holdings Ltd. ******THIS PERMIT HAS BEEN ISSUED UNDER THE REQUIREMENTS OF VBBL #12511 (2019)****** | AJ INTEGRATED SERVICES LTD
SP-2023-00897 | 2023-05-19 | 3135 E 50TH AVENUE #3, Vancouver, BC V5S 1N9 | Sprinkler Permit | Residential | New | Issued | Residential - LWH - #3 - to install a new sprinkler system in LWH The entire building, INCLUDING THE ATTACHED GARAGE (if applicable), to be sprinklered to NFPA 13D. >DB: To construct a 2 storey laneway house building with an attached garage and 1 open parking pad, providing a total of 3 parking spaces, having vehicular access from the lane. Note: This is a 1 ½ storey building pursuant to the Zoning & Development By-law. 1. Covenant registered at the Land Title Office under CB91706 2. No Strata Titling permitted 3. No A/C unit proposed | ACME PLUMBING HEATING & GAS LTD.
EP-2022-07400 | 2022-09-02 | 1529 W 6TH AVENUE #321, Vancouver, BC V6J 1R1 | Electrical Permit | Commercial | Renovation | Completed | Installation / Repair - Commercial - Deleting and adding branch circuits in steel stud walls and surface mounted EMT, new devices , light fixtures. Relocate and reverify Fire alarm speaker. >BP: #320 & #321 Interior alterations to provide improvements and to combine existing units #320 and #321, retaining #321, at this existing mixed-use building on this site. Scope of work includes new interior walls, the removal of the kitchen in unit #320 and to validate the location of the kitchen sink in unit #321. Ok for Field Review as per Kirat Kang June 2, 2022 Notes: - This building is sprinklered. DBI to determine on site if a separate sprinkler permit is required. - DBI to determine on site if schedule B, structural, is required. - Energy Upgrade: E2 - Appliances - Upgrade to an Energuide/Energy Star applicance (washer; dryer) | Leading Edge Electric Inc
EP-2023-05224 | 2023-06-22 | 5720 CAMBIE STREET, Vancouver, BC | Electrical Permit | Commercial | New | Issued | Temporary Power - Commercial - To provide temporary power. | Nightingale Electric Ltd
PP-2023-01982 | 2023-06-05 | 6408 VINE STREET #3, Vancouver, BC | Plumbing Permit | Residential | New | Issued | Residential - LWH - #3 - Install one sump without pump | Van-City Excavating Ltd
PP-2023-02311 | 2023-06-29 | 6408 VINE STREET #3, Vancouver, BC | Plumbing Permit | Residential | New | Issued | Residential - New plumbing for laneway house >BP: To construct a 1 storey laneway house building 1 open parking pad, providing a total of 1 parking spaces, having vehicular access from the 20' Lane. 1. Covenant registered at the Land Title Office under CB327821 2. No Strata Titling permitted 3. Entire building to be sprinklered 13D 4. A/C proposed – Exterior component located in rear yard, Interior component located in bedroom closet 5. Schedule B: (ZHANCHAO ZHAO) P.Eng (604.526.1305) Structural 6. Schedule B: (ZHANCHAO ZHAO) P.Eng (604.526.1305) Geotechnical 7. HPO: Residential Builder- Hoboken Development B.C. Ltd. | Philip Ma
EP-2023-05651 | 2023-07-12 | 6408 VINE STREET #3, Vancouver, BC | Electrical Permit | Residential | New | Issued | Installation / Repair - Residential - Fixture & fitting laneway house >BP: To construct a 1 storey laneway house building ($164,427.5) 1 open parking pad, providing a total of 1 parking spaces, having vehicular access from the 20' Lane. 1. Covenant registered at the Land Title Office under CB327821 2. No Strata Titling permitted 3. Entire building to be sprinklered 13D 4. A/C proposed – Exterior component located in rear yard, Interior component located in bedroom closet 5. Schedule B: (ZHANCHAO ZHAO) P.Eng (604.526.1305) Structural 6. Schedule B: (ZHANCHAO ZHAO) P.Eng (604.526.1305) Geotechnical 7. HPO: Residential Builder- Hoboken Development B.C. Ltd. NOTE: To achieve the required FSR. A floor space exclusion of 3% has been applied to this application as per section 11.24.18 of the district schedule, to accommodate improved building performance. NOTE: Information regarding the principal building on the survey and site plan is for reference only. Any discrepancy between information regarding the principal building on the survey and/or site plan and approved permit drawings for the principal building are neither approved nor authorized under this laneway house permit. *NEW HOUSE* Note: See DB-2022-02712 for Bldg 1 on site (principal bldg) addressed #1-6408 Vine St. ***This permit is issued under the VBBL 2019, with updated energy requirements as per bylaw # 12997 effective Jan 01, 2022.*** | Future Force Systems Ltd
EP-2023-09415 | 2023-10-18 | 6408 VINE STREET #3, Vancouver, BC | Electrical Permit | Residential | New | Issued | Installation / Repair - Residential - Installation of Doorbell, Security Alarm, Structured Wiring. >BP: To construct a 1 storey laneway house building ($164,427.5) 1 open parking pad, providing a total of 1 parking spaces, having vehicular access from the 20' Lane. 1. Covenant registered at the Land Title Office under CB327821 2. No Strata Titling permitted 3. Entire building to be sprinklered 13D 4. A/C proposed – Exterior component located in rear yard, Interior component located in bedroom closet 5. Schedule B: (ZHANCHAO ZHAO) P.Eng (604.526.1305) Structural 6. Schedule B: (ZHANCHAO ZHAO) P.Eng (604.526.1305) Geotechnical 7. HPO: Residential Builder- Hoboken Development B.C. Ltd. NOTE: To achieve the required FSR. A floor space exclusion of 3% has been applied to this application as per section 11.24.18 of the district schedule, to accommodate improved building performance. ***This permit is issued under the VBBL 2019, with updated energy requirements as per bylaw # 12997 effective Jan 01, 2022.*** | Vancouver Audiospace Home Control Ltd
SP-2023-01823 | 2023-10-03 | 6408 VINE STREET #3, Vancouver, BC | Sprinkler Permit | Residential | New | Issued | Residential - LWH - #3 - installation of a new fire sprinkler system >DB: To construct a 1 storey laneway house building 1 open parking pad, providing a total of 1 parking spaces, having vehicular access from the 20' Lane. 1. Covenant registered at the Land Title Office under CB327821 2. No Strata Titling permitted 3. Entire building to be sprinklered 13D 4. A/C proposed – Exterior component located in rear yard, Interior component located in bedroom closet ***This permit is issued under the VBBL 2019, with updated energy requirements as per bylaw # 12997 effective Jan 01, 2022.*** | CENTRE LINE FIRE SPRINKLERS LTD
MP-2023-02114 | 2023-11-29 | 6408 VINE STREET #3, Vancouver, BC | Mechanical Permit | NULL | NULL | Issued | NULL | Crystal Refrigeration & Air Conditioning Ltd
EP-2023-09401 | 2023-10-18 | 5711 LANCASTER STREET #3, Vancouver, BC | Electrical Permit | Residential | New | Completed | Installation / Repair - Residential - Alarm System Installation >BP: To construct a 2 storey laneway house building ($225,000) with 1 open parking pad, providing a total of 1 parking spaces, having vehicular access from the 20' Lane. Note: This is a 1 ½ storey building pursuant to the Zoning & Development By-law. 1. Covenant not required with existing house 2. No Strata Titling permitted 3. No A/C Unit proposed 4. Entire building to be sprinklered 13D 5. Schedule B: (Jason Hui) P.Eng (778.319.3403) Structural 6. Schedule B: (Jason Hui) P.Eng (778.319.3403) Geotechnical 7. HPO: Residential Builder- Triple Crown Homes Ltd. NOTE: To achieve the required FSR. A floor space exclusion of 3% has been applied to this application as per section 11.24.18 of the district schedule, to accommodate improved building performance. ***This permit is issued under the VBBL 2019, with updated energy requirements as per bylaw # 12997 effective Jan 01, 2022.*** | Tigon Security Solutions Ltd.
SP-2023-00348 | 2023-02-28 | 5711 LANCASTER STREET #3, Vancouver, BC | Sprinkler Permit | Residential | New | Completed | Residential - LWH - #3 - Sprinklers are being installed at the site. >DB: To construct a 2 storey laneway house building with 1 open parking pad, providing a total of 1 parking spaces, having vehicular access from the 20' Lane. Note: This is a 1 ½ storey building pursuant to the Zoning & Development By-law. 1. Covenant not required with existing house 2. No Strata Titling permitted 3. No A/C Unit proposed 4. Entire building to be sprinklered 13D | Superstar Plumbing Heating & Sprinkler Supplies Ltd
GP-2023-00698 | 2023-02-28 | 5711 LANCASTER STREET #3, Vancouver, BC | Gas Permit | Residential | New | Completed | Residential - Rough-in for gas range and BBQ. >BP: To construct a 2 storey laneway house building ($225,000) with 1 open parking pad, providing a total of 1 parking spaces, having vehicular access from the 20' Lane. | Superstar Plumbing Heating & Sprinkler Supplies Ltd
MP-2023-00010 | NULL | 5711 LANCASTER STREET #3, Vancouver, BC | Mechanical Permit | NULL | NULL | Withdrawn | NULL | Superstar Plumbing Heating & Sprinkler Supplies Ltd
PP-2022-04479 | 2022-12-15 | 5711 LANCASTER STREET #3, Vancouver, BC | Plumbing Permit | Residential | New | Completed | Residential - Plumbing for water pipes rough in and installation of all plumbing fixtures needed. To construct a 2 storey laneway house building with 1 open parking pad, providing a total of 1 parking spaces, having vehicular access from the 20' Lane. Note: This is a 1 ½ storey building pursuant to the Zoning & Development By-law. 1. Covenant not required with existing house 2. No Strata Titling permitted 3. No A/C Unit proposed 4. Entire building to be sprinklered 13D 5. Schedule B: (Jason Hui) P.Eng (778.319.3403) Structural 6. Schedule B: (Jason Hui) P.Eng (778.319.3403) Geotechnical 7. HPO: Residential Builder- Triple Crown Homes Ltd. | Superstar Plumbing Heating & Sprinkler Supplies Ltd
PP-2022-04159 | 2022-11-18 | 5711 LANCASTER STREET #3, Vancouver, BC | Plumbing Permit | Residential | New | Completed | Residential - Sump | ON TIME EXCAVATING & DEMOLITION LTD
EP-2023-00705 | 2023-02-17 | 5711 LANCASTER STREET #3, Vancouver, BC | Electrical Permit | Residential | New | Completed | Installation / Repair - Residential - New construction of laneway, new service and electrical system >BP: To construct a 2 storey laneway house building ($225,000) with 1 open parking pad, providing a total of 1 parking spaces, having vehicular access from the 20' Lane. Note: This is a 1 ½ storey building pursuant to the Zoning & Development By-law. 1. Covenant not required with existing house 2. No Strata Titling permitted 3. No A/C Unit proposed 4. Entire building to be sprinklered 13D 5. Schedule B: (Jason Hui) P.Eng (778.319.3403) Structural 6. Schedule B: (Jason Hui) P.Eng (778.319.3403) Geotechnical 7. HPO: Residential Builder- Triple Crown Homes Ltd. NOTE: To achieve the required FSR. A floor space exclusion of 3% has been applied to this application as per section 11.24.18 of the district schedule, to accommodate improved building performance. NOTE: Information regarding the principal building on the survey and site plan is for reference only. Any discrepancy between information regarding the principal building on the survey and/or site plan and approved permit drawings for the principal building are neither approved nor authorized under this laneway house permit. *EXISTING HOUSE* Note: Bldg 1 (principal bldg) addressed #1-5711 Lancaster St retained on site. ***This permit is issued under the VBBL 2019, with updated energy requirements as per bylaw # 12997 effective Jan 01, 2022.*** | Coast to Coast Electric Ltd
SP-2023-00313 | 2023-02-24 | 6372 CHESTER STREET #3, Vancouver, BC | Sprinkler Permit | Residential | New | Completed | Residential - LWH - #3 - To install piping and fixtures for a new laneway house. >DB: To construct a 1 and a half storey laneway house building with an open parking pad, providing 1 parking space having vehicular access from the lane. The entire building, INCLUDING THE ATTACHED GARAGE (if applicable), to be sprinklered to NFPA 13D. Note: This is a 2 storey building pursuant to the Zoning and Development By-Law 1- Covenant registered at the Land Title Office under CB69357 2- No strata titling permitted | Skyway Plumbing & gas Ltd
PP-2023-00362 | 2023-02-02 | 6372 CHESTER STREET #3, Vancouver, BC | Plumbing Permit | Residential | New | Completed | Residential - LWH - #3 - To install piping and fixtures for a new laneway house. >DB: To construct a 1 and a half storey laneway house building with an open parking pad, providing 1 parking space having vehicular access from the lane. The entire building, INCLUDING THE ATTACHED GARAGE (if applicable), to be sprinklered to NFPA 13D. Note: This is a 2 storey building pursuant to the Zoning and Development By-Law | Skyway Plumbing & gas Ltd
EP-2023-02410 | 2023-03-22 | 6372 CHESTER STREET #3, Vancouver, BC | Electrical Permit | Residential | New | Completed | Installation / Repair - Residential - Extra low voltage wiring and installation Wiring for data, cable , telephone, security alarm and cameras, finishing af plates and alarm >BP: To construct a 1 and a half storey laneway house building with an open parking pad, providing 1 parking space having vehicular access from the lane. The entire building, INCLUDING THE ATTACHED GARAGE (if applicable), to be sprinklered to NFPA 13D. Note: This is a 2 storey building pursuant to the Zoning and Development By-Law 1- Covenant registered at the Land Title Office under CB69357 2- No strata titling permitted 3- Structural & Geotechnical Schedule B: Alan Prahalad P. Eng (604) 831-1431 4- HPO: Indra Construction Ltd | Creative Security Solutions Ltd
EP-2023-02207 | 2023-03-28 | 6372 CHESTER STREET #3, Vancouver, BC | Electrical Permit | Residential | New | Completed | Installation / Repair - Residential - wiring and service. >BP: To construct a 1 and a half storey laneway house building with an open parking pad, providing 1 parking space having vehicular access from the lane. The entire building, INCLUDING THE ATTACHED GARAGE (if applicable), to be sprinklered to NFPA 13D. Note: This is a 2 storey building pursuant to the Zoning and Development By-Law 1- Covenant registered at the Land Title Office under CB69357 2- No strata titling permitted 3- Structural & Geotechnical Schedule B: Alan Prahalad P. Eng (604) 831-1431 4- HPO: Indra Construction Ltd "Combustible projections or roof soffits on an exposing building face shall not project to less than .45m from the property line and shall be in compliance with VBBL 2019 9.10.15.5.(9) Any alterations or conversions to the attached garage (if applicable) to habitable living space shall not be permitted without first obtaining the approval of the Director of Planning and the Chief Building Official. Thermal protection measures and Laneway house design guidelines shall be required to be met prior to the approval of the conversion. ***This permit is issued under the VBBL 2019, with updated energy requirements as per bylaw # 12997 effective Jan 01, 2022.*** | G.S.G. Electric Ltd.
PP-2023-00700 | 2023-03-02 | 3941 W 20TH AVENUE #3, Vancouver, BC | Plumbing Permit | Residential | New | Issued | Residential - LWH - #3 - 1 gravity 24" sump for laneway house. | TX CONTRACTING LTD
EP-2023-01853 | 2023-03-20 | 3941 W 20TH AVENUE #3, Vancouver, BC | Electrical Permit | Residential | Renovation | Issued | Installation / Repair - Residential - LWH - #3 - New laneway house wiring , install main 200amp main services ,100amp services for main house ,60amp for second suite, 125amp services for laneway house >DB: To construct a 2 storey laneway house building with an attached garage and 1 open parking pad, providing a total of 2 parking spaces, having vehicular access from the 20' Lane. Note: This is a 1 ½ storey building pursuant to the Zoning & Development By-law. 1. Covenant registered at the Land Title Office under CA9832178 2. No Strata Titling permitted 3. No A/C Unit proposed 4. Entire building to be sprinklered 13D | Gold Medal Electric Ltd
EP-2023-07467 | 2023-08-16 | 3941 W 20TH AVENUE #3, Vancouver, BC | Electrical Permit | Residential | New | Issued | Installation / Repair - Residential - Low Voltage Rough-In and Completion of security alarm, tel, data, cable. >BP: To construct a 2 storey laneway house building ($167,997.50) with an attached garage and 1 open parking pad, providing a total of 2 parking spaces, having vehicular access from the 20' Lane. Note: This is a 1 ½ storey building pursuant to the Zoning & Development By-law. 1. Covenant registered at the Land Title Office under CA9832178 2. No Strata Titling permitted 3. No A/C Unit proposed 4. Entire building to be sprinklered 13D 5. Schedule B: (Antony Wang) P.Eng (604.618.6236) Structural 6. Schedule B: (Antony Wang) P.Eng (604.618.6236) Geotechnical 7. HPO: Residential Builder- (Can Won Consulting Ltd.) ***This permit is issued under the VBBL 2019, with updated energy requirements as per bylaw # 12997 effective Jan 01, 2022.*** | Infinitech Security & Integration Inc.
SP-2023-01784 | 2023-09-27 | 3941 W 20TH AVENUE #3, Vancouver, BC | Sprinkler Permit | Residential | New | Issued | Residential - new laneway house >BP: To construct a 2 storey laneway house building with an attached garage and 1 open parking pad, providing a total of 2 parking spaces, having vehicular access from the 20' Lane. Note: This is a 1 ½ storey building pursuant to the Zoning & Development By-law. 1. Covenant registered at the Land Title Office under CA9832178 2. No Strata Titling permitted 3. No A/C Unit proposed 4. Entire building to be sprinklered 13D 5. Schedule B: (Antony Wang) P.Eng (604.618.6236) Structural 6. Schedule B: (Antony Wang) P.Eng (604.618.6236) Geotechnical 7. HPO: Residential Builder- (Can Won Consulting Ltd.) | Yu Fire Protection Inc.
PP-2023-02972 | 2023-08-22 | 4090 W 31ST AVENUE #3, Vancouver, BC | Plumbing Permit | Residential | New | Issued | Residential - One outside sump | East West Excavating 2022 ltd
EP-2023-06084 | 2023-07-27 | 4090 W 31ST AVENUE #3, Vancouver, BC | Electrical Permit | Residential | New | Issued | Installation / Repair - Residential - Lane way house rough wiring, service >BP: To construct a 2 storey laneway house building ($219,160) with an attached garage and 1 surface parking, providing a total of 2 parking spaces, having vehicular access from the 20' Lane. Note: The entire building, INCLUDING THE ATTACHED GARAGE (if applicable), to be sprinklered to NFPA 13D Note: This is a 1 ½ storey building pursuant to the Zoning & Development By-law. 1. Covenant registered at the Land Title Office under CA9979603 2. No Strata Titling permitted 3. No A/C Unit proposed 4. Schedule B: (K.J. Ma) P.Eng (604.599.8890) Structural & Geotechnical 5. HPO: Residential Builder- BML Management Inc Note: To achieve the required FSR. A floor space exclusion of 3% has been applied to this application as per section 11.24.18 of the district schedule, to accommodate improved building performance. Address Information: NOTE: Information regarding the principal building on the survey and site plan is for reference only. Any discrepancy between information regarding the principal building on the survey and/or site plan and approved permit drawings for the principal building are neither approved nor authorized under this laneway house permit. *NEW HOUSE* Note: See DB-2022-00841 for Bldg 1 on site (principal bldg) addressed (1-2) 4090 W 31 Ave ***This permit is issued under the VBBL 2019, with updated energy requirements as per bylaw # 12997 effective Jan 01, 2022.***. | Fortune Link Electrical Ltd
PP-2023-02524 | 2023-07-17 | 4090 W 31ST AVENUE #3, Vancouver, BC | Plumbing Permit | Residential | New | Issued | Residential - To install fixtures >BP: To construct a 2 storey laneway house building with an attached garage and 1 surface parking, providing a total of 2 parking spaces, having vehicular access from the 20' Lane. Note: The entire building, INCLUDING THE ATTACHED GARAGE (if applicable), to be sprinklered to NFPA 13D Note: This is a 1 ½ storey building pursuant to the Zoning & Development By-law. 1. Covenant registered at the Land Title Office under CA9979603 2. No Strata Titling permitted 3. No A/C Unit proposed 4. Schedule B: (K.J. Ma) P.Eng (604.599.8890) Structural & Geotechnical 5. HPO: Residential Builder- BML Management Inc | WESTBRIDGE PLUMBING & HEATING LTD
PP-2023-00673 | 2023-02-28 | 38 E 57TH AVENUE #3, Vancouver, BC V5X 1S4 | Plumbing Permit | Residential | New | Completed | Residential - This is a new laneway house with 9 fixtures. >BP: To construct a 1 and a half storey laneway house building with an open parking pad, providing 1 parking space having vehicular access from the lane The entire building, INCLUDING THE ATTACHED GARAGE (if applicable), to be sprinklered to NFPA 13D. Note: Parking for the site has been provided under DB (construction of LWH) Note: This is a 1 1/2 storey building pursuant to the Zoning & Development By-law 1- Covenant registered at the Land Title Office under CB104184 2- No strata titling permitted 3- Structural & Geotechnical Schedule B: Md. Shahidul Alam P. Eng. (604) 653-7475 4- HPO: Theorem Developments Ltd. | AKAL Plumbing & Heating Ltd
EP-2023-01664 | 2023-02-28 | 38 E 57TH AVENUE #3, Vancouver, BC V5X 1S4 | Electrical Permit | Residential | New | Completed | Installation / Repair - Residential - Pre wire and completion of security alarm, Telus, tv and internet >BP: To construct a 1 and a half storey laneway house building with an open parking pad, providing 1 parking space having vehicular access from the lane The entire building, INCLUDING THE ATTACHED GARAGE (if applicable), to be sprinklered to NFPA 13D. Note: Parking for the site has been provided under DB (construction of LWH) Note: This is a 1 1/2 storey building pursuant to the Zoning & Development By-law 1- Covenant registered at the Land Title Office under CB104184 2- No strata titling permitted 3- Structural & Geotechnical Schedule B: Md. Shahidul Alam P. Eng. (604) 653-7475 4- HPO: Theorem Developments Ltd. | Pioneer Security and Communications Ltd
EP-2023-01428 | 2023-02-27 | 38 E 57TH AVENUE #3, Vancouver, BC V5X 1S4 | Electrical Permit | Residential | New | Completed | Installation / Repair - Residential - LANEWAY HOUSE >BP: To construct a 1 and a half storey laneway house building with an open parking pad, providing 1 parking space having vehicular access from the lane The entire building, INCLUDING THE ATTACHED GARAGE (if applicable), to be sprinklered to NFPA 13D. Note: Parking for the site has been provided under DB (construction of LWH) Note: This is a 1 1/2 storey building pursuant to the Zoning & Development By-law 1- Covenant registered at the Land Title Office under CB104184 2- No strata titling permitted 3- Structural & Geotechnical Schedule B: Md. Shahidul Alam P. Eng. (604) 653-7475 4- HPO: Theorem Developments Ltd. "Combustible projections or roof soffits on an exposing building face shall not project to less than .45m from the property line and shall be in compliance with VBBL 2019 9.10.15.5.(9)" Any alterations or conversions to the attached garage (if applicable) to habitable living space shall not be permitted without first obtaining the approval of the Director of Planning and the Chief Building Official. Thermal protection measures and Laneway house design guidelines shall be required to be met prior to the approval of the conversion. ***This permit is issued under the VBBL 2019, with updated energy requirements as per bylaw # 12997 effective Jan 01, 2022.*** | STAT ELECTRICS LIMITED
SP-2023-00508 | 2023-03-24 | 38 E 57TH AVENUE #3, Vancouver, BC V5X 1S4 | Sprinkler Permit | Residential | New | Completed | Residential - Install sprinklers in lwh >BP: To construct a 1 and a half storey laneway house building with an open parking pad, providing 1 parking space having vehicular access from the lane The entire building, INCLUDING THE ATTACHED GARAGE (if applicable), to be sprinklered to NFPA 13D. Note: Parking for the site has been provided under DB (construction of LWH) Note: This is a 1 1/2 storey building pursuant to the Zoning & Development By-law 1- Covenant registered at the Land Title Office under CB104184 2- No strata titling permitted 3- Structural & Geotechnical Schedule B: Md. Shahidul Alam P. Eng. (604) 653-7475 4- HPO: Theorem Developments Ltd. | Gold Key Fire Protection Ltd
MP-2023-00580 | 2023-04-04 | 38 E 57TH AVENUE #3, Vancouver, BC V5X 1S4 | Mechanical Permit | NULL | NULL | Completed | NULL | Aeris Air Conditioning ltd
EP-2023-02222 | 2023-03-16 | 8889 LAUREL STREET #103, Vancouver, BC V6P 3V9 | Electrical Permit | Commercial | Renovation | Issued | Installation / Repair - Commercial - To wire and install electrical for Novec and pre-action releasing system in MDF / solve room in unit 103 >BP: Interior alterations to combined units #103 & 104 to be one unit (addressed as unit 103, unit 104-8889 to be retired) and change of use of units 103 (Storage Warehouse) and 104 (Wholesale Class A) to Production Studio with audiences. Related to BP-2021-05779. Letter of assurance provided by: Schedule A & B (Architectural): Mohammed Saeed Jhatam, 778-688-1966 Schedule B (Structural): Sean Dingley, P.Eng., 604.568.9373 Schedule B (Mechanical & Plumbing): Trevor Salvadinho, 604-425-3831 Schedule B (Electrical): Oliver Wiart, 604-813-1024 Notes: - Energy Upgrade: E2 - Lighting - Upgrade to incorporate Automatic Full OFF (per 9.4.1.1.(h) of ASHRAE 90.1-2016) - This building is sprinklered. Building inspector to determine on site if a separate sprinkler permit is required Addressing Note: #103 - Production Studio (SL 46 and SL 47) #104 has been canceled and is to be removed from the building. #103 is to be posted on the building and clearly visible from the street prior to the final inspection. | Fina Electrical Systems Ltd
PP-2022-03088 | 2022-09-06 | 3214 W KING EDWARD AVENUE, Vancouver, BC V6L 1V7 | Plumbing Permit | Residential | New | Completed | Residential - Lawn irrigation system | J F P irrigation Ltd
SP-2023-01063 | 2023-06-19 | 516 W 60TH AVENUE, Vancouver, BC V6P 1Z7 | Sprinkler Permit | Residential | New | Issued | Residential - 2FD+2SS - EAST - 514 W 60TH AV - #1 & #2 WEST - 516 W 60TH AV - #1 & #2 Sprinkler >DB: To construct a two-storey two-family dwelling with two secondary suites located in the basement, with a 2 car detached accessory building (garage) and a surface parking at the rear providing 3 parking spaces, having vehicular access from the lane. Note: This is a 2 storey building pursuant to the Zoning and Development By-Law 1. Covenant to be registered at the Land Title Office prior to sheathing inspection. 2. A/C units proposed in the rear yard 6. The entire building to be sprinklered to 2XNFPA 13D. ***This permit has been issued under the VBBL 2019, with updated energy requirements as per bylaw # 12997 effective Jan 01, 2022.*** | Ghuman Mechanical Ltd
EP-2023-02732 | 2023-03-29 | 622 E BROADWAY, Vancouver, BC V5T 1X6 | Electrical Permit | Commercial | Addition | Completed | Installation / Repair - Commercial - Low voltage installation of security alarm system | Telus Custom Security Systems Inc
EP-2023-02066 | 2023-03-10 | 622 E BROADWAY, Vancouver, BC V5T 1X6 | Electrical Permit | Commercial | Tenant Improvement | Completed | Installation / Repair - Commercial - Client has taken over a new tenancy. Will be installing LED highbay lights in the show room and some LED strip lights on the mezzanine. Some receptacles placed through out, For counter, general use power, some for possible office desk. New Sub board to be installed next to existing switch board as well, as the existing switch board does not have enough pole spaces available in it, for new lighting and power circuits. | Nash Pengilly
EP-2023-02176 | 2023-03-21 | 3075 VENABLES STREET #3, Vancouver, BC | Electrical Permit | Residential | New | Issued | Installation / Repair - Residential - Laneway house electric wiring and installation >Permit Amendment Aug 29, 2023: LWH service change: 1-200A to 1-125A >Permit Amendment Aug 16, 2023: Service change: 1-400A service to 2 Separate 200A services >BP: To construct a 1 storey laneway house with a partial second storey building with an on grade parking space, having vehicular access from the lane. The entire building to be sprinklered to NFPA 13D. NOTE: To achieve the required FSR a floor space exclusion of 3% has been applied to this application as per section 11.3.8.24 (d) of the district schedule, to accommodate improved building performance. 1. Covenant registered at the Land Title Office under CB101010 2. No strata titling permitted 3. No A/C unit 4. No bar sink 5. Schedule B Zhanchao Zhao P.Eng (604-526-1305) Structural and Geotechnical 6. BC Housing Kylin Construction Note: This is a 2 storey building pursuant to the Zoning and Development By-Law ******THIS PERMIT HAS BEEN ISSUED UNDER THE REQUIREMENTS OF VBBL 2019****** ***This permit is issued under the VBBL 2019, with updated energy requirements as per bylaw # 12997 effective Jan 01, 2022.*** "Combustible projections or roof soffits on an exposing building face shall not project to less than .45m from the property line and shall be in compliance with VBBL 2019 9.10.15.5.(9) | HY Electric Company Ltd
PP-2023-01891 | 2023-05-29 | 3075 VENABLES STREET #3, Vancouver, BC | Plumbing Permit | Residential | New | Issued | Residential - new plumbing works >BP: To construct a 1 storey laneway house with a partial second storey building with an on grade parking space, having vehicular access from the lane. The entire building to be sprinklered to NFPA 13D. NOTE: To achieve the required FSR a floor space exclusion of 3% has been applied to this application as per section 11.3.8.24 (d) of the district schedule, to accommodate improved building performance. 1. Covenant registered at the Land Title Office under CB101010 2. No strata titling permitted 3. No A/C unit 4. No bar sink 5. Schedule B Zhanchao Zhao P.Eng (604-526-1305) Structural and Geotechnical 6. BC Housing Kylin Construction | Lucky Five Eight Plumbing & Heating Ltd
EP-2023-06800 | 2023-07-26 | 3075 VENABLES STREET #3, Vancouver, BC | Electrical Permit | Residential | New | Issued | Installation / Repair - Residential - Installation of security alarm prewire, Door bell, cctv, tel, data, tv. >BP: To construct a 1 storey laneway house with a partial second storey building with an on grade parking space, having vehicular access from the lane. The entire building to be sprinklered to NFPA 13D. NOTE: To achieve the required FSR a floor space exclusion of 3% has been applied to this application as per section 11.3.8.24 (d) of the district schedule, to accommodate improved building performance. 1. Covenant registered at the Land Title Office under CB101010 2. No strata titling permitted 3. No A/C unit 4. No bar sink 5. Schedule B Zhanchao Zhao P.Eng (604-526-1305) Structural and Geotechnical 6. BC Housing Kylin Construction Note: This is a 2 storey building pursuant to the Zoning and Development By-Law ******THIS PERMIT HAS BEEN ISSUED UNDER THE REQUIREMENTS OF VBBL 2019****** ***This permit is issued under the VBBL 2019, with updated energy requirements as per bylaw # 12997 effective Jan 01, 2022.*** "Combustible projections or roof soffits on an exposing building face shall not project to less than .45m from the property line and shall be in compliance with VBBL 2019 9.10.15.5.(9) | Hysun Technology Inc
SP-2023-01394 | 2023-08-01 | 3075 VENABLES STREET #3, Vancouver, BC | Sprinkler Permit | Residential | New | Issued | Residential - new fire sprinkler installation >BP: To construct a 1 storey laneway house with a partial second storey building with an on grade parking space, having vehicular access from the lane. The entire building to be sprinklered to NFPA 13D. NOTE: To achieve the required FSR a floor space exclusion of 3% has been applied to this application as per section 11.3.8.24 (d) of the district schedule, to accommodate improved building performance. 1. Covenant registered at the Land Title Office under CB101010 2. No strata titling permitted 3. No A/C unit 4. No bar sink 5. Schedule B Zhanchao Zhao P.Eng (604-526-1305) Structural and Geotechnical 6. BC Housing Kylin Construction | Spectrum Fire Protection Ltd
SP-2023-00852 | 2023-05-16 | 585 E 52ND AVENUE #3, Vancouver, BC V5X 1G8 | Sprinkler Permit | Residential | New | Completed | Residential - New sprinkler installation >BP: To construct a 2 storey laneway house building and 1 open parking pad having vehicular access from the 20' Lane. Note: The entire building, INCLUDING THE ATTACHED GARAGE (if applicable), to be sprinklered to NFPA 13D Note: This is a 1 ½ storey building pursuant to the Zoning & Development By-law. 1. Covenant registered at the Land Title Office under CB203545 2. No Strata Titling permitted 3. No A/C Unit proposed 4. Schedule B: (J.J.S.Hui) P.Eng (778.319.3403) Structural & Geotechnical 5. HPO: Residential Builder- Hi-Beam Builder Ltd | Real Tech Fire Protection Ltd
EP-2023-04126 | 2023-05-11 | 585 E 52ND AVENUE #3, Vancouver, BC V5X 1G8 | Electrical Permit | Residential | New | Completed | Installation / Repair - Residential - Rough wiring of tv, data, doorbell, security alarm and completion of security alarm. >BP: To construct a 2 storey laneway house building ($187,300) and 1 open parking pad having vehicular access from the 20' Lane. Note: The entire building, INCLUDING THE ATTACHED GARAGE (if applicable), to be sprinklered to NFPA 13D Note: This is a 1 ½ storey building pursuant to the Zoning & Development By-law. 1. Covenant registered at the Land Title Office under CB203545 2. No Strata Titling permitted 3. No A/C Unit proposed 4. Schedule B: (J.J.S.Hui) P.Eng (778.319.3403) Structural & Geotechnical 5. HPO: Residential Builder- Hi-Beam Builder Ltd NOTE: To achieve the required FSR. A floor space exclusion of 3% has been applied to this application as per section 11.24.18 of the district schedule, to accommodate improved building performance. | Supersonic Security System Inc.
PP-2023-01605 | 2023-05-08 | 585 E 52ND AVENUE #3, Vancouver, BC V5X 1G8 | Plumbing Permit | Residential | New | Completed | Residential - plumbing for new lanway house >BP: To construct a 2 storey laneway house building and 1 open parking pad having vehicular access from the 20' Lane. Note: The entire building, INCLUDING THE ATTACHED GARAGE (if applicable), to be sprinklered to NFPA 13D Note: This is a 1 ½ storey building pursuant to the Zoning & Development By-law. 1. Covenant registered at the Land Title Office under CB203545 2. No Strata Titling permitted 3. No A/C Unit proposed 4. Schedule B: (J.J.S.Hui) P.Eng (778.319.3403) Structural & Geotechnical 5. HPO: Residential Builder- Hi-Beam Builder Ltd | Rain Coast Plumbing & Heating Ltd
GP-2023-01467 | 2023-05-08 | 585 E 52ND AVENUE #3, Vancouver, BC V5X 1G8 | Gas Permit | Residential | New | Completed | Residential - gas for lanway house >GP: To construct a 2 storey laneway house building and 1 open parking pad having vehicular access from the 20' Lane. Note: The entire building, INCLUDING THE ATTACHED GARAGE (if applicable), to be sprinklered to NFPA 13D Note: This is a 1 ½ storey building pursuant to the Zoning & Development By-law. 1. Covenant registered at the Land Title Office under CB203545 2. No Strata Titling permitted 3. No A/C Unit proposed 4. Schedule B: (J.J.S.Hui) P.Eng (778.319.3403) Structural & Geotechnical 5. HPO: Residential Builder- Hi-Beam Builder Ltd | Rain Coast Plumbing & Heating Ltd
EP-2022-10743 | 2023-01-03 | 585 E 52ND AVENUE #3, Vancouver, BC V5X 1G8 | Electrical Permit | Residential | New | Completed | Installation / Repair - Residential - Complete wiring and finishing. *Main service-200 amp Main house -125 amp *Legal suite -60 amp Laneway -100 amp >>>BP: To construct a 2 storey laneway house building ($187,300) and 1 open parking pad having vehicular access from the 20' Lane. Note: The entire building, INCLUDING THE ATTACHED GARAGE (if applicable), to be sprinklered to NFPA 13D Note: This is a 1 ½ storey building pursuant to the Zoning & Development By-law. 1. Covenant registered at the Land Title Office under CB203545 2. No Strata Titling permitted 3. No A/C Unit proposed 4. Schedule B: (J.J.S.Hui) P.Eng (778.319.3403) Structural & Geotechnical 5. HPO: Residential Builder- Hi-Beam Builder Ltd *2022.02.15 Amendment- "Change main service amps 400 to 200 amps, submitted new load calculations as well before. There is no suite in the Laneway house" *2022.03.09 Amendment- "Legal suite meter 100 amps to 60 amps" | SUNSTONE ELECTRIC LTD
EP-2022-10746 | 2022-12-23 | 595 E 52ND AVENUE #3, Vancouver, BC V5X 1G8 | Electrical Permit | Residential | New | Completed | Installation / Repair - Residential - Complete wiring and finishing. *Main service-200 amp Main house meter-125 amp *Legal suite meter-60 amp Laneway meter-100 amp >BP: To construct a 2 storey laneway house building ($164,900) and 1 open parking pad having vehicular access from the 20' Lane. Note: The entire building, INCLUDING THE ATTACHED GARAGE (if applicable), to be sprinklered to NFPA 13D Note: This is a 1 ½ storey building pursuant to the Zoning & Development By-law. 1. Covenant registered at the Land Title Office under CB203545 2. No Strata Titling permitted 3. No A/C Unit proposed 4. Schedule B: (J.J.S.Hui) P.Eng (778.319.3403) Structural & Geotechnical 5. HPO: Residential Builder- Hi-Beam Builder Ltd *2023.03.08 Amendment EP-2022-10746 Work description amended: Suite meter 100 amps to 60 amps *2023.02.27 Amendment EP-2022-10745 Work description amended: -"Main service amps 400 to 200 amps, remaining work description will be same. New load calculations is attached" Notes: -Please request an inspection online for the electrical inspector to review documents provided | SUNSTONE ELECTRIC LTD
GP-2023-01466 | 2023-05-08 | 595 E 52ND AVENUE #3, Vancouver, BC V5X 1G8 | Gas Permit | Residential | New | Completed | Residential - Gas for lanway house >BP: To construct a 2 storey laneway house building and 1 open parking pad having vehicular access from the 20' Lane. Note: The entire building, INCLUDING THE ATTACHED GARAGE (if applicable), to be sprinklered to NFPA 13D Note: This is a 1 ½ storey building pursuant to the Zoning & Development By-law. 1. Covenant registered at the Land Title Office under CB203545 2. No Strata Titling permitted 3. No A/C Unit proposed 4. Schedule B: (J.J.S.Hui) P.Eng (778.319.3403) Structural & Geotechnical 5. HPO: Residential Builder- Hi-Beam Builder Ltd | Rain Coast Plumbing & Heating Ltd
PP-2023-01604 | 2023-05-08 | 595 E 52ND AVENUE #3, Vancouver, BC V5X 1G8 | Plumbing Permit | Residential | New | Completed | Residential - plumbing for lanway house >BP: To construct a 2 storey laneway house building and 1 open parking pad having vehicular access from the 20' Lane. Note: The entire building, INCLUDING THE ATTACHED GARAGE (if applicable), to be sprinklered to NFPA 13D Note: This is a 1 ½ storey building pursuant to the Zoning & Development By-law. 1. Covenant registered at the Land Title Office under CB203545 2. No Strata Titling permitted 3. No A/C Unit proposed 4. Schedule B: (J.J.S.Hui) P.Eng (778.319.3403) Structural & Geotechnical 5. HPO: Residential Builder- Hi-Beam Builder Ltd | Rain Coast Plumbing & Heating Ltd
EP-2023-04127 | 2023-05-11 | 595 E 52ND AVENUE #3, Vancouver, BC V5X 1G8 | Electrical Permit | Residential | New | Completed | Installation / Repair - Residential - Rough in of security alarm, tv, data, and completion of security alarm. >BP: To construct a 2 storey laneway house building ($164,900) and 1 open parking pad having vehicular access from the 20' Lane. Note: The entire building, INCLUDING THE ATTACHED GARAGE (if applicable), to be sprinklered to NFPA 13D Note: This is a 1 ½ storey building pursuant to the Zoning & Development By-law. 1. Covenant registered at the Land Title Office under CB203545 2. No Strata Titling permitted 3. No A/C Unit proposed 4. Schedule B: (J.J.S.Hui) P.Eng (778.319.3403) Structural & Geotechnical 5. HPO: Residential Builder- Hi-Beam Builder Ltd NOTE: To achieve the required FSR. A floor space exclusion of 3% has been applied to this application as per section 11.24.18 of the district schedule, to accommodate improved building performance. NOTE: Information regarding the principal building on the survey and site plan is for reference only. Any discrepancy between information regarding the principal building on the survey and/or site plan and approved permit drawings for the principal building are neither approved nor authorized under this laneway house permit. *NEW HOUSE* Note: See DB-2022-02755 for Bldg 1 on site (principal bldg) addressed (1-2) 595 E 52nd Av **THIS PERMIT HAS BEEN ISSUED UNDER THE REQUIREMENTS OF VBBL #12511 (2019) ** | Supersonic Security System Inc.
SP-2023-00853 | 2023-05-17 | 595 E 52ND AVENUE #3, Vancouver, BC V5X 1G8 | Sprinkler Permit | Residential | New | Completed | Residential - new sprinkler installation >BP: To construct a 2 storey laneway house building and 1 open parking pad having vehicular access from the 20' Lane. Note: The entire building, INCLUDING THE ATTACHED GARAGE (if applicable), to be sprinklered to NFPA 13D Note: This is a 1 ½ storey building pursuant to the Zoning & Development By-law. 1. Covenant registered at the Land Title Office under CB203545 2. No Strata Titling permitted 3. No A/C Unit proposed 4. Schedule B: (J.J.S.Hui) P.Eng (778.319.3403) Structural & Geotechnical 5. HPO: Residential Builder- Hi-Beam Builder Ltd | Real Tech Fire Protection Ltd
PP-2023-03744 | 2023-10-24 | 3537 CAMBRIDGE STREET, Vancouver, BC | Plumbing Permit | Residential | New | Issued | Residential - 2FD+2SS - WEST - 3535 CAMBRIDGE ST - #1 & #2 EAST - 3537 CAMBRIDGE ST - #1 & #2 New plumbing installation >DB: To construct a two-storey two-family dwelling with two secondary suites located in the basement, with a detached accessory building (garage) and open parking space at the rear providing 3 parking spaces, having vehicular access from the lane. Note: This is a 2 storey building pursuant to the Zoning and Development By-Law 1. A/C units proposed in rear yard. ***This permit is issued under the VBBL 2019, with updated energy requirements as per bylaw # 12997 effective Jan 01, 2022.*** The entire building, to be sprinklered to 2 x NFPA 13D. | Performance Mechanical Inc
EP-2023-08434 | 2023-09-18 | 1123 E 15TH AVENUE, Vancouver, BC V5T 2S7 | Electrical Permit | Residential | New | Issued | Temporary Power - Residential - To provide temporary power. | C G Electrical Contractors Ltd
EP-2023-07183 | 2023-08-08 | 1123 E 15TH AVENUE, Vancouver, BC V5T 2S7 | Electrical Permit | Commercial | Addition | Issued | Installation / Repair - Commercial - Install security, tel, tv, data, speaker wiring & completion, camera wiring only. >BP: Interior and exterior alterations and addition to convert this one-family dwelling to a Multiple Dwelling, containing 4 dwelling units and to stratify the lot. ***REVIEWED UNDER THE PROVISION OF VBBL 2019*** BRB Notes: To comply with 11.7.1.3 for energy MCD to be sprinklered to NFPA 13R Refer to DP-2021-00798 for Development Permit Refer to BP-2022-03141 for INFILL Refer to Alternative Solutions AL-2022-00107 and AL-2022-00106 | Repel Security Systems Ltd
PP-2023-00893 | 2023-03-16 | 1123 E 15TH AVENUE, Vancouver, BC V5T 2S7 | Plumbing Permit | Residential | New | Issued | Residential - MCD - Two sump with pump And one sump on gravity | East West Excavating 2022 ltd
PP-2023-00326 | 2023-02-07 | 1123 E 15TH AVENUE, Vancouver, BC V5T 2S7 | Plumbing Permit | Commercial | Addition | Issued | Commercial - Plumbing for: >BP: Interior and exterior alterations and addition to convert this one-family dwelling to a Multiple Dwelling, containing 4 dwelling units and to stratify the lot. ***REVIEWED UNDER THE PROVISION OF VBBL 2019*** BRB Notes: MCD to be sprinklered to NFPA 13R Refer to DP-2021-00798 for Development Permit Refer to BP-2022-03141 for INFILL + Refer to Alternative Solutions AL-2022-00107 and AL-2022-00106 | Maple Leaf Plumbing and Heating Ltd
EP-2023-04432 | 2023-05-31 | 1123 E 15TH AVENUE, Vancouver, BC V5T 2S7 | Electrical Permit | Residential | Addition | Issued | Installation / Repair - Residential - Duplex with secondary suites >BP: **PART 5*** Interior and exterior alterations and addition to convert this one-family dwelling to a Multiple Dwelling, containing 4 dwelling units and to stratify the lot. ***REVIEWED UNDER THE PROVISION OF VBBL 2019*** BRB Notes: To comply with 11.7.1.3 for energy MCD to be sprinklered to NFPA 13R Refer to DP-2021-00798 for Development Permit Refer to BP-2022-03141 for INFILL Refer to Alternative Solutions AL-2022-00107 and AL-2022-00106 | C G Electrical Contractors Ltd
SP-2023-00162 | 2023-03-17 | 1123 E 15TH AVENUE, Vancouver, BC V5T 2S7 | Sprinkler Permit | Commercial | New | Issued | Commercial - For sprinkler system alterations to the 2019 VBBL and NFPA 13R, 2013 for the tenant improvements to provide interior and exterior alterations and addition to convert this one-family dwelling to a Multiple Dwelling, containing 4 dwelling units and to stratify the lot. Engineer of Record: Farzad Hemmati 604-649-4574 farzadh@bmactc.com | Preet Plumbing Heating And Sprinkle Ltd
GP-2023-00343 | 2023-02-07 | 1123 E 15TH AVENUE, Vancouver, BC V5T 2S7 | Gas Permit | Residential | Renovation | Issued | Residential - To install: 4 ranges, 4 boilers, 4 BBQ"s & 2 outdoor patio heaters **There is pipping for 2 heater** 1123 e 15 has 1 range 1 BBQ 2 outdoor patio heater 1119 e 15 has 1 range 1 boiler 1 BBQ 1117 e 15 has 1 range 1 BBQ 1125 e 15 has 1 range 1 BBQ >BP: Interior and exterior alterations and addition to convert this one-family dwelling to a Multiple Dwelling, containing 4 dwelling units and to stratify the lot. | JOT MECHANICAL LTD
MP-2023-00610 | 2023-04-09 | 1123 E 15TH AVENUE, Vancouver, BC V5T 2S7 | Mechanical Permit | NULL | NULL | Issued | NULL | Maple Leaf Plumbing and Heating Ltd
SP-2023-00163 | 2023-03-17 | 1127 E 15TH AVENUE, Vancouver, BC | Sprinkler Permit | Commercial | New | Issued | Commercial - For sprinkler system alterations to the 2019 VBBL and NFPA 13R and NFPA 13, 2013 to construct a new infill building containing 1 dwelling unit at the rear of the site providing three parking spaces having vehicular access from the lane and to stratify the lot. Engineer of Record: Farzad Hemmati 604-649-4574 farzadh@bmactc.com | Preet Plumbing Heating And Sprinkle Ltd
GP-2023-00370 | 2023-02-07 | 1127 E 15TH AVENUE, Vancouver, BC | Gas Permit | Residential | New | Issued | Residential - Install one gas range and 2 bbq > BP: To construct a new infill building containing 1 dwelling unit at the rear of the site providing three parking spaces having vehicular access from the lane and to stratify the lot. | JOT MECHANICAL LTD
PP-2023-00371 | 2023-02-03 | 1127 E 15TH AVENUE, Vancouver, BC | Plumbing Permit | Residential | New | Issued | Residential - INFILL - 1FD - Laneway dwelling plumbing >BP: To construct a new infill building containing 1 dwelling unit at the rear of the site providing three parking spaces having vehicular access from the lane and to stratify the lot. ******Reviewed under the provisions of VBBL 2019******** Building sprinklered to NFPA 13R | Maple Leaf Plumbing and Heating Ltd
MP-2023-00611 | 2023-04-09 | 1127 E 15TH AVENUE, Vancouver, BC | Mechanical Permit | NULL | NULL | Issued | NULL | Maple Leaf Plumbing and Heating Ltd
PP-2023-01440 | 2023-04-25 | 1127 E 15TH AVENUE, Vancouver, BC | Plumbing Permit | Residential | New | Issued | Residential - INFILL - 1FD - One sump with pump | East West Excavating 2022 ltd
EP-2023-07184 | 2023-08-08 | 1127 E 15TH AVENUE, Vancouver, BC | Electrical Permit | Residential | New | Issued | Installation / Repair - Residential - Install security, chime, tel, tv, data, speaker wiring & completion camera wiring only. >BP: To construct a new infill building containing 1 dwelling unit at the rear of the site providing three parking spaces having vehicular access from the lane and to stratify the lot. ******Reviewed under the provisions of VBBL 2019******** Building review branch notes: Building sprinklered to NFPA 13R Refer to DP-2021-00798 development permit Refer to BP-2022-03140 the main dwelling permit | Repel Security Systems Ltd
EP-2023-07988 | 2023-09-12 | 1127 E 15TH AVENUE, Vancouver, BC | Electrical Permit | Residential | New | Issued | Installation / Repair - Residential - ¦ INFILL -600A ¦ Laneway house >BP: ***PART 5********** To construct a new infill building containing 1 dwelling unit at the rear of the site providing three parking spaces having vehicular access from the lane and to stratify the lot. ******Reviewed under the provisions of VBBL 2019******** Building review branch notes: Building sprinklered to NFPA 13R Refer to DP-2021-00798 development permit Refer to BP-2022-03140 the main dwelling permit | C G Electrical Contractors Ltd
EP-2023-09706 | 2023-10-26 | 1470 W 57TH AVENUE, Vancouver, BC | Electrical Permit | Residential | New | Issued | Temporary Power - Residential - To provide temporary power. | H.L. ELECTRICAL LTD
PP-2023-03478 | 2023-10-03 | 3137 E 18TH AVENUE #3, Vancouver, BC V5M 2R6 | Plumbing Permit | Residential | Tenant Improvement | Issued | Residential - LWH - #3 - Plumbing fixtures in laneway house >DB: In accordance with Board of Variance Appeal No. Z36016 dated April 11, 2023 thereby permitting the construction of a 2 storey laneway house building with a 1 open parking pad, providing a total of 1 parking spaces, having vehicular access from the 20' North Lane and relaxing the site coverage. Note: The entire building, INCLUDING THE ATTACHED GARAGE (if applicable), to be sprinklered to NFPA 13D Note: This is a 1 ½ storey building pursuant to the Zoning & Development By-law. 1. Covenant not required with existing house 2. No Strata Titling permitted 3. No external mechanical unit proposed ***This permit is issued under the VBBL 2019, with updated energy requirements as per bylaw # 12997 effective Jan 01, 2022.***. | NULL
EP-2024-00254 | 2024-01-11 | 3137 E 18TH AVENUE #3, Vancouver, BC V5M 2R6 | Electrical Permit | Residential | New | Issued | Installation / Repair - Residential - Telephone and tv wiring only >BP: In accordance with Board of Variance Appeal No. Z36016 dated April 11, 2023 thereby permitting the construction of a 2 storey laneway house building ($126,217.50) with a 1 open parking pad, providing a total of 1 parking spaces, having vehicular access from the 20' North Lane and relaxing the site coverage. | Best Built-In Centre Ltd
SP-2024-00098 | 2024-01-31 | 3137 E 18TH AVENUE #3, Vancouver, BC V5M 2R6 | Sprinkler Permit | Residential | New | Issued | Residential - New sprinkler system | Haven Fire Protection Ltd
EP-2023-07179 | 2023-08-18 | 3137 E 18TH AVENUE #3, Vancouver, BC V5M 2R6 | Electrical Permit | Residential | New | Issued | Installation / Repair - Residential - ¦ #3LWH- 200A ¦ new coach home/ laneway home getting built with 1 bedroom and 2 washrooms In accordance with Board of Variance Appeal No. Z36016 dated April 11, 2023 thereby permitting the construction of a 2 storey laneway house building with a 1 open parking pad, providing a total of 1 parking spaces, having vehicular access from the 20' North Lane and relaxing the site coverage. Note: This is a 1 ½ storey building pursuant to the Zoning & Development By-law. 1. Covenant not required with existing house 2. No Strata Titling permitted 3. No external mechanical unit proposed 4. Schedule B: (K.J. Ma) P.Eng (604.599.8890) Structural and Geotechnical 5. HPO: Residential Builder - An Hao Construction Ltd. | Mid-Knight Electrical Ltd
NULL | NULL | 3137 E 18TH AVENUE #3, Vancouver, BC V5M 2R6 | Electrical Permit | Residential | New | Draft | Installation / Repair - Residential - Construction of laneway house | Mid-Knight Electrical Ltd
PP-2023-02772 | 2023-08-08 | 3137 E 18TH AVENUE #3, Vancouver, BC V5M 2R6 | Plumbing Permit | Residential | New | Issued | Residential - LWH - #3 - Installation of sump in backyard | J B Siteworks Inc
PP-2023-03337 | NULL | 3137 E 18TH AVENUE #3, Vancouver, BC V5M 2R6 | Plumbing Permit | Residential | New | Draft | Residential - Installing underground pipes and waterline and finishing tubs and etc all plumbing fixtures.. | NULL
EP-2023-06645 | 2023-08-08 | 5226 BLENHEIM STREET #3, Vancouver, BC V6N 1N8 | Electrical Permit | Residential | New | Completed | Installation / Repair - Residential - ROUGH WIRING , SERVICE AND FINISHING >BP: To construct a 2 storey laneway house building ($231,455) with an attached garage and 1 open parking pad, providing a total of 2 parking spaces, having vehicular access from the 20' Lane. Note: This is a 1 ½ storey building pursuant to the Zoning & Development By-law. 1. Covenant not required with existing house 2. No Strata Titling permitted 3. No A/C Unit proposed 4. Entire building to be sprinklered 13D 5. Schedule B: (Jason Hui) P.Eng (778.319.3403) Structural 6. Schedule B: (Jason Hui) P.Eng (778.319.3403) Geotechnical 7. HPO: Residential Builder- Athoula Management Ltd 8. HRV is required as per year 2022 NOTE: To achieve the required FSR. A floor space exclusion of 3% has been applied to this application as per section 11.3.8.24(d) of the district schedule, to accommodate improved building performance. *EXISTING HOUSE* Note: Bldg 1 (principal bldg) addressed #1-5226 Blenheim St retained on site. ***This permit is issued under the VBBL 2019, with updated energy requirements as per bylaw # 12997 effective Jan 01, 2022.***. | G G S ELECTRICAL LTD
PP-2023-02619 | 2023-07-24 | 5226 BLENHEIM STREET #3, Vancouver, BC V6N 1N8 | Plumbing Permit | Residential | New | Completed | Residential - LWH - #3 - Plumbing >DB: To construct a 2 storey laneway house building with an attached garage and 1 open parking pad, providing a total of 2 parking spaces, having vehicular access from the 20' Lane. Note: This is a 1 ½ storey building pursuant to the Zoning & Development By-law. 1. Covenant not required with existing house 2. No Strata Titling permitted 3. No A/C Unit proposed 4. Entire building to be sprinklered 13D ***This permit is issued under the VBBL 2019, with updated energy requirements as per bylaw # 12997 effective Jan 01, 2022.***. | AQUA KING MECHANICAL LTD
MP-2023-01739 | 2023-09-25 | 5226 BLENHEIM STREET #3, Vancouver, BC V6N 1N8 | Mechanical Permit | NULL | NULL | Completed | NULL | G G S ELECTRICAL LTD
EP-2023-08231 | 2023-09-12 | 5226 BLENHEIM STREET #3, Vancouver, BC V6N 1N8 | Electrical Permit | Residential | New | Completed | Installation / Repair - Residential - Extra Low Voltage Pre wire and Finshing for TV, Tel, Data, Security Alarm System. >BP: To construct a 2 storey laneway house building ($231,455) with an attached garage and 1 open parking pad, providing a total of 2 parking spaces, having vehicular access from the 20' Lane. Note: This is a 1 ½ storey building pursuant to the Zoning & Development By-law. 1. Covenant not required with existing house 2. No Strata Titling permitted 3. No A/C Unit proposed 4. Entire building to be sprinklered 13D 5. Schedule B: (Jason Hui) P.Eng (778.319.3403) Structural 6. Schedule B: (Jason Hui) P.Eng (778.319.3403) Geotechnical 7. HPO: Residential Builder- Athoula Management Ltd 8. HRV is required as per year 2022 NOTE: To achieve the required FSR. A floor space exclusion of 3% has been applied to this application as per section 11.3.8.24(d) of the district schedule, to accommodate improved building performance. *EXISTING HOUSE* Note: Bldg 1 (principal bldg) addressed #1-5226 Blenheim St retained on site. ***This permit is issued under the VBBL 2019, with updated energy requirements as per bylaw # 12997 effective Jan 01, 2022.***. | Secure Worx AV & Automation Inc
GP-2023-02587 | 2023-09-06 | 5226 BLENHEIM STREET #3, Vancouver, BC V6N 1N8 | Gas Permit | Residential | New | Completed | Residential - 1 Range >BP: To construct a 2 storey laneway house building ($231,455) with an attached garage and 1 open parking pad, providing a total of 2 parking spaces, having vehicular access from the 20' Lane. | JOT MECHANICAL LTD
SP-2023-01621 | 2023-09-06 | 5226 BLENHEIM STREET #3, Vancouver, BC V6N 1N8 | Sprinkler Permit | Residential | New | Completed | Residential - LWH - New sprinkler system >DB: To construct a 2 storey laneway house building with an attached garage and 1 open parking pad, providing a total of 2 parking spaces, having vehicular access from the 20' Lane. Note: This is a 1 ½ storey building pursuant to the Zoning & Development By-law. 1. Covenant not required with existing house 2. No Strata Titling permitted 3. No A/C Unit proposed 4. Entire building to be sprinklered 13D ***This permit is issued under the VBBL 2019, with updated energy requirements as per bylaw # 12997 effective Jan 01, 2022.***. | Haven Fire Protection Ltd
PP-2023-02820 | 2023-08-09 | 5226 BLENHEIM STREET #3, Vancouver, BC V6N 1N8 | Plumbing Permit | Residential | New | Completed | Residential - LWH - #3 - 1 outside Sump without pump | ON TIME EXCAVATING & DEMOLITION LTD
EP-2023-05649 | 2023-07-11 | 3959 W 36TH AVENUE #3, Vancouver, BC V6N 2S7 | Electrical Permit | Residential | New | Issued | Installation / Repair - Residential - new laneway house electric and low voltage installation >BP: To construct a 2 storey studio laneway house building ($224,550.00) with an attached double car garage and 1 open parking pad, providing a total of 3 parking spaces, having vehicular access from the lane. Note: This is a 1 ½ storey building pursuant to the Zoning & Development By-law 1. Covenant registered at the Land Title Office under CB276396 2. No Strata Titling permitted 3. No A/C unit proposed 4. Schedule B: Nicholas Schweers, P.Eng. (604-786-7869) Structural & Geotechnical 5. HPO: Residential Builder - Citrine Homes Ltd. 6. The entire building, INCLUDING THE ATTACHED GARAGE (if applicable), to be sprinklered to NFPA 13D. | Higo Electric Ltd
GP-2023-00850 | 2023-03-09 | 1087 E 58TH AVENUE, Vancouver, BC V5X 1W8 | Gas Permit | Residential | New | Completed | Residential - 3 Ranges, 1 Dryer & 1 VVQ piping only | Destiny Mechanical Ltd
PP-2022-04484 | 2023-01-20 | 181 W KING EDWARD AVENUE, Vancouver, BC V5Y 2H8 | Plumbing Permit | Commercial | New | Issued | Commercial - >>>>PARKADE/Underground<<<< >BP: To construct three (3) multiple dwellings townhouse buildings consisting of 3 storeys in height with an enclosed mezzanine for Building 3 on this site to a total of sixteen (16) market dwelling units, over 1 level of underground parking having vehicular access from the North side of the lane. VBBL2019 - NFPA 13R. Building 1 is under BP-2022-01677. Building 2 is under BP-2022-01685. Building 3 is under BP-2022-01686. Stage 1 - Excavation, shoring and foundation to grade issued on Sept. 15, 2022. Stage 2 - Full Construction issued on | Full Metal Mechanical Ltd
PP-2022-04490 | 2023-05-16 | 197 W KING EDWARD AVENUE, Vancouver, BC V5Y 2H8 | Plumbing Permit | Commercial | New | Issued | Commercial - ground floor to roof >BP: Building 2 - ***Seperate Permit Required for Civil*** Refer to BP-2021-05329 for site work, below grade facilities and common underground parking. VBBL2019 - Sprinklered. | Full Metal Mechanical Ltd
NULL | NULL | 197 W KING EDWARD AVENUE, Vancouver, BC V5Y 2H8 | Electrical Permit | Commercial | New | Withdrawn | Installation / Repair - Commercial - Electrical work for 16 townhomes in 3 buildings over 1 level of underground parking | LORE ELECTRIC INC
EP-2023-02905 | 2023-06-06 | 197 W KING EDWARD AVENUE, Vancouver, BC V5Y 2H8 | Electrical Permit | Commercial | New | Issued | Installation / Repair - Commercial - Building 2. Electrical work to 2 unit townhomes in 1 buildings over 1 level of underground parking - Electrical installation of, service, sub-services, lighting, EM lighting, FA, branch wiring and finishing devices. >BP: Building 2 - To construct a 3-storey multiple townhouse building consisting of 2 dwelling units. Refer to BP-2021-05329 for site work, below grade facilities and common underground parking. VBBL2019 - Sprinklered. | LORE ELECTRIC INC
EP-2023-10036 | 2023-11-22 | 197 W KING EDWARD AVENUE, Vancouver, BC V5Y 2H8 | Electrical Permit | Commercial | New | Issued | Installation / Repair - Commercial - Lo Voltage Cabling for Telephone/Data and CATV >BP: Building 2 - To construct a 3-storey multiple townhouse building consisting of 2 dwelling units. Refer to BP-2021-05329 for site work, below grade facilities and common underground parking. VBBL2019 - Sprinklered. | Advance Connexions Inc
NULL | NULL | 4080 COLUMBIA STREET, Vancouver, BC V5Y 4B4 | Electrical Permit | Commercial | New | Withdrawn | Installation / Repair - Commercial - 16 residential units in 3 buildings over 1 level of underground parking | LORE ELECTRIC INC
EP-2023-06435 | 2023-07-19 | 515 W BROADWAY, Vancouver, BC V5Z 1E6 | Electrical Permit | Commercial | Renovation | Completed | Installation / Repair - Commercial - Installation of lightings, plugs for a retail store. >BP: Interior alterations to provide tenant improvements to this existing retail shell space in this existing commercial building on this site. The scope of work includes new flooring, millwork and lighting fixtures. Ok for field review as per L.King - May 08, 2023 | Vanstar Electric Ltd
PP-2023-02515 | 2023-07-14 | 515 W BROADWAY, Vancouver, BC V5Z 1E6 | Plumbing Permit | Commercial | Renovation | Completed | Commercial - PLUMBING RENO >BP: Interior alterations to provide tenant improvements to this existing retail shell space in this existing commercial building on this site. The scope of work includes new flooring, millwork and lighting fixtures. | 1399692 BC Ltd
SP-2023-01295 | 2023-07-19 | 515 W BROADWAY, Vancouver, BC V5Z 1E6 | Sprinkler Permit | Commercial | Tenant Improvement | Completed | Commercial - Relocation of heads >BP: Interior alterations to provide tenant improvements to this existing retail shell space in this existing commercial building on this site. The scope of work includes new flooring, millwork and lighting fixtures. *****This application does not include any of the following: 1. Not more than 20 sprinklers (add, relocate, or remove), 2. hydraulic calculations, 3. change in occupancy and /or hazard classification, 4. warehouse storage arrangements, 5. mobile compact storage arrangements, 6. alternative solutions, 7. changes to the sprinkler system supply piping (e.g. valves, mains, cross-mains, branch-lines, etc.), or 8. flexible sprinkler pipe. | Haven Fire Protection Ltd
EP-2023-06662 | 2023-07-27 | 1260 E 63RD AVENUE #3, Vancouver, BC V5X 2L4 | Electrical Permit | Residential | New | Issued | Installation / Repair - Residential - Laneway house wiring and finishing >BP: To construct a 2 storey laneway house building ($182,312.50) with an open parking pad, providing 1 parking space, having vehicular access from the lane. Entire building sprinklered to NFPA 13D. Note: This is a 1 ½ storey building pursuant to the Zoning & Development By-law 1. Covenant registered at the Land Title Office under CB214621 2. No Strata Titling permitted 3. No A/C unit proposed 4. Schedule B: Alan Prahalad P.Eng (604) 831-1431 Structural & Geotechnical 5. Schedule B: Zhao Guan P.Eng (778) 868-5635 Geotechnical 6. HPO: Residential Builder - 653306 BC Ltd Address has been assigned per the approved plans as the fire/emergency access to the laneway house is from the East side. This access must be provided & maintained at all times in accordance with the Building By-law. ***This permit is issued under the VBBL 2019, with updated energy requirements as per bylaw # 12997 effective Jan 01, 2022.*** | Bolt Electric Ltd
SP-2023-01436 | 2023-08-04 | 1260 E 63RD AVENUE #3, Vancouver, BC V5X 2L4 | Sprinkler Permit | Residential | New | Issued | Residential - Piping and fixture installation >BP: To construct a 2 storey laneway house building with an open parking pad, providing 1 parking space, having vehicular access from the lane. Entire building sprinklered to NFPA 13D. Note: This is a 1 ½ storey building pursuant to the Zoning & Development By-law 1. Covenant registered at the Land Title Office under CB214621 2. No Strata Titling permitted 3. No A/C unit proposed 4. Schedule B: Alan Prahalad P.Eng (604) 831-1431 Structural & Geotechnical 5. Schedule B: Zhao Guan P.Eng (778) 868-5635 Geotechnical 6. HPO: Residential Builder - 653306 BC Ltd | RG Plumbing Ltd
EP-2023-06961 | 2023-08-09 | 1260 E 63RD AVENUE #3, Vancouver, BC V5X 2L4 | Electrical Permit | Residential | New | Issued | Installation / Repair - Residential - Install Low Voltage wiring (networking), Alarm, Data, Tel. Rough-In and Finishing. >BP: To construct a 2 storey laneway house building ($182,312.50) with an open parking pad, providing 1 parking space, having vehicular access from the lane. Entire building sprinklered to NFPA 13D. | Magnificent Security Inc.
PP-2023-02120 | 2023-06-15 | 1260 E 63RD AVENUE #3, Vancouver, BC V5X 2L4 | Plumbing Permit | Residential | New | Issued | Residential - LWH - #3 - new installation >DB: To construct a 2 storey laneway house building with an open parking pad, providing 1 parking space, having vehicular access from the lane. Entire building sprinklered to NFPA 13D. Note: This is a 1 ½ storey building pursuant to the Zoning & Development By-law 1. Covenant registered at the Land Title Office under CB214621 2. No Strata Titling permitted 3. No A/C unit proposed ***This permit is issued under the VBBL 2019, with updated energy requirements as per bylaw # 12997 effective Jan 01, 2022.*** | A2P PLUMBING & HEATING LTD
EP-2023-08927 | 2023-11-21 | 5253 LARCH STREET, Vancouver, BC | Electrical Permit | Residential | New | Issued | Installation / Repair - Residential - ¦ INFILL- 125A ¦ NFPA 13R Infill unit-5253- larch street .All new rough wiring and finishing with 125 Amps Electrical service -5 parking -13R *An approved mechanical permit is required for the installation of air conditioning or heat pump unit before a final electrical inspection will be performed >BP: To construct a 2-storey one-family infill dwelling (East infill - northeast of property) with two shared built-in parking spaces having vehicular access to the lane. Notes: 1. A total of five (5) parking spaces (3-built-in and 2 surface parking) are located at the rear of the property, having vehicular access from the lane. 2. Building to be sprinklered to NFPA-13R. 3. Application approved under the VBBL #12511 (2019) | Boss Electric Ltd.
SP-2023-01658 | 2023-11-27 | 5253 LARCH STREET, Vancouver, BC | Sprinkler Permit | Residential | New | Issued | Residential - For all sprinkler work to the 2019 VBBL; NFPA 13R, 2013; for work to construct a 2-storey one-family infill dwelling (East infill - northeast of property) with two shared built-in parking spaces having vehicular access to the lane. Engineer of Record: Farzad Hemmati 604-649-4574 farzadh@bmactc.com | RAHELU PLUMBING & HEATING LTD.
PP-2023-04354 | 2023-12-18 | 5253 LARCH STREET, Vancouver, BC | Plumbing Permit | Residential | New | Issued | Residential - Plumbing Works >BP: To construct a 2-storey one-family infill dwelling (East infill - northeast of property) with two shared built-in parking spaces having vehicular access to the lane. Notes: 1. A total of five (5) parking spaces (3-built-in and 2 surface parking) are located at the rear of the property, having vehicular access from the lane. 2. Building to be sprinklered to NFPA-13R. 3. Application approved under the VBBL #12511 (2019) | RAHELU PLUMBING & HEATING LTD.
GP-2023-02494 | 2023-08-25 | 2726 MACKENZIE STREET, Vancouver, BC | Gas Permit | Residential | New | Completed | Residential - 1 Range KitchenAid 36 Inch Gas Range >BP: To construct a 2 storey + basement one-family dwelling | Han Appliances & Refrigeration Ltd
GP-2023-01133 | 2023-04-04 | 2726 MACKENZIE STREET, Vancouver, BC | Gas Permit | Commercial | New | Completed | Commercial - Installation of 1 gas fireplace - venting and hook up only. >BP: To construct a 2 storey + basement one-family dwelling | Urban Fireplaces Ltd
NULL | NULL | 2726 MACKENZIE STREET, Vancouver, BC | Mechanical Permit | NULL | NULL | Draft | NULL | CJ Heating Ltd
EP-2023-01803 | 2023-03-06 | 2726 MACKENZIE STREET, Vancouver, BC | Electrical Permit | Residential | New | Completed | Installation / Repair - Residential - Network, sound and vacuum installation >BP: To construct a 2 storey + basement one-family dwelling ($706,250) with a detached accessory building (garage), at the rear providing 3 parking spaces, having vehicular access from the lane. Note: This Building Permit will remain in a suspended status until the associated (green) Demolition Permit BP-2021-04604 is completed. 1- Bar/Sink proposed in basement 2- A/C unit proposed in rear yard & on second storey 3- Schedule B: Tony Ngo P.Eng (604.372.2120) Architectural 4- Schedule B: Alan Prahalad P.Eng (604.831.1431) Structural & Geotechnical 5-HPO: Residential Builder - Madrona Fine Homes Inc | Best Built-In Centre Ltd
SP-2023-00230 | 2023-02-08 | 2726 MACKENZIE STREET, Vancouver, BC | Sprinkler Permit | Residential | New | Completed | Residential - installation of a new fire sprinkler system >BP: To construct a 2 storey + basement one-family dwelling with a detached accessory building (garage), at the rear providing 3 parking spaces, having vehicular access from the lane. 1- Bar/Sink proposed in basement 2- A/C unit proposed in rear yard & on second storey 3- Schedule B: Tony Ngo P.Eng (604.372.2120) Architectural 4- Schedule B: Alan Prahalad P.Eng (604.831.1431) Structural & Geotechnical 5-HPO: Residential Builder - Madrona Fine Homes Inc | CENTRE LINE FIRE SPRINKLERS LTD
PP-2023-00005 | 2023-01-04 | 2726 MACKENZIE STREET, Vancouver, BC | Plumbing Permit | Residential | New | Completed | Residential - plumbing rough- in and finishing >BP: To construct a 2 storey + basement one-family dwelling ($706,250) with a detached accessory building (garage), at the rear providing 3 parking spaces, having vehicular access from the lane. 1- Bar/Sink proposed in basement 2- A/C unit proposed in rear yard & on second storey 3- Schedule B: Tony Ngo P.Eng (604.372.2120) Architectural 4- Schedule B: Alan Prahalad P.Eng (604.831.1431) Structural & Geotechnical 5-HPO: Residential Builder - Madrona Fine Homes Inc Address notes: 2726 Mackenzie St - One Family Dwelling (1st & 2nd floor, basement) Address number assigned as per approved plans for Fire and Emergency response. The address number is to be posted and to the building and to be visible from the street in accordance with the Building By-law prior to final inspection. ******THIS PERMIT HAS BEEN ISSUED UNDER THE REQUIREMENTS OF VBBL #12511 (2019)****** | ARCO PLUMBING & HEATING LTD
GP-2023-00003 | 2023-01-04 | 2726 MACKENZIE STREET, Vancouver, BC | Gas Permit | Residential | New | Completed | Residential - gas piping for a range, boiler and bbq. >BP: To construct a 2 storey + basement one-family dwelling ($706,250) with a detached accessory building (garage), at the rear providing 3 parking spaces, having vehicular access from the lane. 1- Bar/Sink proposed in basement 2- A/C unit proposed in rear yard & on second storey 3- Schedule B: Tony Ngo P.Eng (604.372.2120) Architectural 4- Schedule B: Alan Prahalad P.Eng (604.831.1431) Structural & Geotechnical 5-HPO: Residential Builder - Madrona Fine Homes Inc ******THIS PERMIT HAS BEEN ISSUED UNDER THE REQUIREMENTS OF VBBL #12511 (2019)****** | ARCO PLUMBING & HEATING LTD
EP-2022-06907 | 2022-08-25 | 2726 MACKENZIE STREET, Vancouver, BC | Electrical Permit | Residential | New | Completed | Installation / Repair - Residential - 1FD - Rough-in and finished one new house with a 200 amps services in the garage >DB: To construct a 2 storey + basement one-family dwelling with a detached accessory building (garage), at the rear providing 3 parking spaces, having vehicular access from the lane. 1- Bar/Sink proposed in basement 2- A/C unit proposed in rear yard & on second storey 3- Schedule B: Tony Ngo P.Eng (604.372.2120) Architectural Address notes: 2725 Mackenzie St - One Family Dwelling (1st & 2nd floor, basement) PLEASE NOTE: 2890 W 11TH (retired) >>>Amend: March 24th should be NEW service 200A 120/240V AMEND: MAR 30/2023 Please change the permit address from 2725 MACKENZIE Street to 2726 MACKENZIE Street | CANDID ELECTRIC LTD
PP-2023-02099 | 2023-06-14 | 7033 ST. GEORGE STREET #3, Vancouver, BC V5X 4N2 | Plumbing Permit | Residential | New | Completed | Residential - LWH - #3 - new construction >DB: To construct a 2 storey laneway house building with an attached garage and 1 open parking pad, providing a total of 2 parking spaces, having vehicular access from the 20' Lane. Note: This is a 1 ½ storey building pursuant to the Zoning & Development By-law. 1. Covenant not required with existing house 2. No Strata Titling permitted 3. No A/C Unit proposed 4. Entire building to be sprinklered 13D | Lotus Plumbing, Heating & Gas Fitting Ltd
SP-2023-01396 | 2023-08-01 | 7033 ST. GEORGE STREET #3, Vancouver, BC V5X 4N2 | Sprinkler Permit | Residential | New | Completed | Residential - To install fire sprinkler system in LWH >BP: To construct a 2 storey laneway house building with an attached garage and 1 open parking pad, providing a total of 2 parking spaces, having vehicular access from the 20' Lane. Note: This is a 1 ½ storey building pursuant to the Zoning & Development By-law. 1. Covenant not required with existing house 2. No Strata Titling permitted 3. No A/C Unit proposed 4. Entire building to be sprinklered 13D 5. Schedule B: (Sharat Chande) P.Eng (604.723.7534) Structural 6. Schedule B: (Sharat Chande) P.Eng (604.723.7534) Geotechnical 7. HPO: Residential Builder- (Gurbagh Aulakh and Jarnail Aulakh) | Max Fire Pro Ltd
EP-2023-06791 | 2023-07-26 | 7033 ST. GEORGE STREET #3, Vancouver, BC V5X 4N2 | Electrical Permit | Residential | New | Issued | Installation / Repair - Residential - Rough in low voltage wiring of security alarm, tv, tel and completion of security alarm. >BP: To construct a 2 storey laneway house building ($225,140.00) with an attached garage and 1 open parking pad, providing a total of 2 parking spaces, having vehicular access from the 20' Lane. Note: This is a 1 ½ storey building pursuant to the Zoning & Development By-law. 1. Covenant not required with existing house 2. No Strata Titling permitted 3. No A/C Unit proposed 4. Entire building to be sprinklered 13D 5. Schedule B: (Sharat Chande) P.Eng (604.723.7534) Structural 6. Schedule B: (Sharat Chande) P.Eng (604.723.7534) Geotechnical 7. HPO: Residential Builder- (Gurbagh Aulakh and Jarnail Aulakh) NOTE: To achieve the required FSR. A floor space exclusion of 3% has been applied to this application as per section 11.24.18 of the district schedule, to accommodate improved building performance. Note: Bldg 1 (principal bldg) addressed 7033 ST. GEORGE STREET retained on site. ***This permit is issued under the VBBL 2019, with updated energy requirements as per bylaw # 12997 effective Jan 01, 2022.*** | Supersonic Security System Inc.
PP-2023-02823 | 2023-08-09 | 7033 ST. GEORGE STREET #3, Vancouver, BC V5X 4N2 | Plumbing Permit | Residential | New | Issued | Residential - sumps NOTE: Engineering Assurance letter will be submitted to the Plumbing Inspector on the site. Letter shall conform to the requirements of Vancouver Bulletin 2000-008-EL/PL. | Canstar Excavating & Landscaping Ltd
EP-2023-08464 | 2023-09-25 | 7033 ST. GEORGE STREET #3, Vancouver, BC V5X 4N2 | Electrical Permit | Residential | New | Completed | Installation / Repair - Residential - Laneway house wiring and service. >BP: To construct a 2 storey laneway house building ($225,140.00) with an attached garage and 1 open parking pad, providing a total of 2 parking spaces, having vehicular access from the 20' Lane. Note: This is a 1 ½ storey building pursuant to the Zoning & Development By-law. 1. Covenant not required with existing house 2. No Strata Titling permitted 3. No A/C Unit proposed 4. Entire building to be sprinklered 13D 5. Schedule B: (Sharat Chande) P.Eng (604.723.7534) Structural 6. Schedule B: (Sharat Chande) P.Eng (604.723.7534) Geotechnical 7. HPO: Residential Builder- (Gurbagh Aulakh and Jarnail Aulakh) NOTE: To achieve the required FSR. A floor space exclusion of 3% has been applied to this application as per section 11.24.18 of the district schedule, to accommodate improved building performance. ***This permit is issued under the VBBL 2019, with updated energy requirements as per bylaw # 12997 effective Jan 01, 2022.*** | Lo-Cost Electrical Ltd
EP-2023-01252 | 2023-02-22 | 5705 ST. GEORGE STREET, Vancouver, BC V5W 1P2 | Electrical Permit | Residential | New | Completed | Installation / Repair - Residential - rough wiring, finishing, service main service; 200 amps duplex's; 125 amps >BP: To construct a two-storey two-family dwelling with two secondary suites ($971,000) located in the basement, with a parking pad providing 2 parking spaces, having vehicular access from the street. Note: This Building Permit will remain in a suspended status until the associated (green) Demolition Permit BP-2021-03248 is completed. Note: This is a 2 storey building pursuant to the Zoning and Development By-Law Note: Covenant to be registered prior to sheathing inspection. 1. No strata titling permitted 2. A/C units proposed in rear yard and second storey 3. No Bar sinks proposed 4. Schedule B: Md. Shahidul Alam (604.653.7475) Structural & Geotechnical 5. HPO: Residential Builder - Ambleside Developments Ltd. ******THIS PERMIT HAS BEEN ISSUED UNDER THE REQUIREMENTS OF VBBL #12511 (2019)****** | OPTIMUM ELECTRICAL LTD
EP-2023-00959 | 2023-02-06 | 5705 ST. GEORGE STREET, Vancouver, BC V5W 1P2 | Electrical Permit | Residential | New | Completed | Installation / Repair - Residential - Alarm,Structured Wiring, Video Door Intercom, Doorbell >BP: To construct a two-storey two-family dwelling with two secondary suites ($971,000) located in the basement, with a parking pad providing 2 parking spaces, having vehicular access from the street. Note: This Building Permit will remain in a suspended status until the associated (green) Demolition Permit BP-2021-03248 is completed. Note: This is a 2 storey building pursuant to the Zoning and Development By-Law Note: Covenant to be registered prior to sheathing inspection. 1. No strata titling permitted 2. A/C units proposed in rear yard and second storey 3. No Bar sinks proposed 4. Schedule B: Md. Shahidul Alam (604.653.7475) Structural & Geotechnical 5. HPO: Residential Builder - Ambleside Developments Ltd. ******THIS PERMIT HAS BEEN ISSUED UNDER THE REQUIREMENTS OF VBBL #12511 (2019)****** | Prism Security Systems Ltd
PP-2022-03367 | 2022-09-22 | 5705 ST. GEORGE STREET, Vancouver, BC V5W 1P2 | Plumbing Permit | Residential | New | Completed | Residential - Sump | APPLEHILL EXCAVATING LTD.
SP-2023-00111 | 2023-02-22 | 5705 ST. GEORGE STREET, Vancouver, BC V5W 1P2 | Sprinkler Permit | Residential | New | Completed | Residential - Fixtures >BP: To construct a two-storey two-family dwelling with two secondary suites ($971,000) located in the basement, with a parking pad providing 2 parking spaces, having vehicular access from the street. Note: This Building Permit will remain in a suspended status until the associated (green) Demolition Permit BP-2021-03248 is completed. Note: This is a 2 storey building pursuant to the Zoning and Development By-Law Note: Covenant to be registered prior to sheathing inspection. 1. No strata titling permitted 2. A/C units proposed in rear yard and second storey 3. No Bar sinks proposed 4. Schedule B: Md. Shahidul Alam (604.653.7475) Structural & Geotechnical 5. HPO: Residential Builder - Ambleside Developments Ltd. ******THIS PERMIT HAS BEEN ISSUED UNDER THE REQUIREMENTS OF VBBL #12511 (2019)****** | East West Plumbing (2007) Ltd
GP-2023-00244 | 2023-01-20 | 5705 ST. GEORGE STREET, Vancouver, BC V5W 1P2 | Gas Permit | Residential | New | Completed | Residential - 2FD+2SS - SOUTH - 5707 ST. GEORGE ST - #1 & #2 NORTH - 5705 ST GEORGE ST - 496 E 41 ST AV (SS) fixture >DB: To construct a two-storey two-family dwelling with two secondary suites located in the basement, with a parking pad providing 2 parking spaces, having vehicular access from the street. 1. No strata titling permitted 2. A/C units proposed in rear yard and second storey 3. No Bar sinks proposed | East West Plumbing (2007) Ltd
NULL | NULL | 5705 ST. GEORGE STREET, Vancouver, BC V5W 1P2 | Gas Permit | Residential | New | Draft | Residential - Fixtures | East West Plumbing (2007) Ltd
MP-2022-00706 | 2022-12-14 | 5705 ST. GEORGE STREET, Vancouver, BC V5W 1P2 | Mechanical Permit | NULL | NULL | Completed | NULL | East West Plumbing (2007) Ltd
PP-2022-04261 | 2022-11-28 | 5705 ST. GEORGE STREET, Vancouver, BC V5W 1P2 | Plumbing Permit | Residential | New | Completed | Residential - fixtures >BP: To construct a two-storey two-family dwelling with two secondary suites ($971,000) located in the basement, with a parking pad providing 2 parking spaces, having vehicular access from the street. Note: Covenant to be registered prior to sheathing inspection. 1. No strata titling permitted 2. A/C units proposed in rear yard and second storey 3. No Bar sinks proposed 4. Schedule B: Md. Shahidul Alam (604.653.7475) Structural & Geotechnical 5. HPO: Residential Builder - Ambleside Developments Ltd. June 19/2023-AMEND add insde pump sump | East West Plumbing (2007) Ltd
PP-2022-03868 | 2022-10-27 | 3496 E 4TH AVENUE #3, Vancouver, BC V5M 1L9 | Plumbing Permit | Residential | New | Completed | Residential - LWH - #3 - This is a new laneway house with 9 fixtures >DB: To construct a 2 storey laneway house building with an open parking pad, providing 1 parking space, having vehicular access from the lane. Note: This is a 1 ½ storey building pursuant to the Zoning & Development By-law Note: Bldg 1 (principal bldg) addressed 3496 E 4th Ave retained on site. 1. No A/C unit proposed 4. Entire Building to have NFPA 13-D | AKAL Plumbing & Heating Ltd
MP-2023-00135 | 2023-02-03 | 3496 E 4TH AVENUE #3, Vancouver, BC V5M 1L9 | Mechanical Permit | NULL | NULL | Completed | NULL | AKAL Plumbing & Heating Ltd
PP-2023-00506 | 2023-02-13 | 3496 E 4TH AVENUE #3, Vancouver, BC V5M 1L9 | Plumbing Permit | Residential | New | Completed | Residential - LWH -#3- Sump and sanitary conditions for new laneway home | Canstar Excavating & Landscaping Ltd
GP-2023-00834 | 2023-03-09 | 3496 E 4TH AVENUE #3, Vancouver, BC V5M 1L9 | Gas Permit | Residential | New | Completed | Residential - 1 Range & 1 Boiler This is a new laneway house with 2 fixtures. >BP: To construct a 2 storey laneway house building ($169,985.00) with an open parking pad, providing 1 parking space, having vehicular access from the lane. | AKAL Plumbing & Heating Ltd
EP-2023-01433 | 2023-03-01 | 3496 E 4TH AVENUE #3, Vancouver, BC V5M 1L9 | Electrical Permit | Residential | New | Completed | Installation / Repair - Residential - Installation / Repair - Residential - New construction laneway Upgrade existing service to 200A duplex meter base 100A - Laneway main switch 125A - Main house switch Electrical rough-wire and finishing Underground teck Cable Electrical low voltage rough-wire only EVC >BP: To construct a 2 storey laneway house building ($169,985.00) with an open parking pad, providing 1 parking space, having vehicular access from the lane. Note: This is a 1 ½ storey building pursuant to the Zoning & Development By-law Note: Bldg 1 (principal bldg) addressed 3496 E 4th Ave retained on site. 1. No A/C unit proposed 2. Schedule B: Md Shahidul Alam P Eng 604.653.7475 Structural 3. Schedule B: Zhao Guan P Eng (778) 868-5635 Geotechnical 3. HPO: Residential Builder- 4. Entire Building to have NFPA 13-D ****ALL PROJECT COORDINATOR NOTES HAS BEEN ACCEPTED BY THE APPLICANT**** ******THIS PERMIT HAS BEEN ISSUED UNDER THE REQUIREMENTS OF VBBL #12511 (2019)****** ***This permit is issued under the VBBL 2019.*** | AMTEK Electric Ltd
SP-2023-00501 | 2023-03-23 | 3496 E 4TH AVENUE #3, Vancouver, BC V5M 1L9 | Sprinkler Permit | Residential | New | Completed | Residential - Install sprinklers in lwh >BP: To construct a 2 storey laneway house building with an open parking pad, providing 1 parking space, having vehicular access from the lane. Note: This is a 1 ½ storey building pursuant to the Zoning & Development By-law Note: Bldg 1 (principal bldg) addressed 3496 E 4th Ave retained on site. 1. No A/C unit proposed 2. Schedule B: Md Shahidul Alam P Eng 604.653.7475 Structural 3. Schedule B: Zhao Guan P Eng (778) 868-5635 Geotechnical 3. HPO: Residential Builder- 4. Entire Building to have NFPA 13-D | Gold Key Fire Protection Ltd
SP-2023-01592 | NULL | 530 W 29TH AVENUE, Vancouver, BC | Sprinkler Permit | Residential | New | Applicant Revisions | Residential - BLDG #4 - PARKADE - Installation of Fire Sprinkler System >BP: This permit is for the site work and construction of a basement storage garage for the following residential development: To construct seven 3-storey residential buildings (46 dwelling units) consisting of: Building 1 - 9 dwelling units; private rooftop patios (West) Building 2 - 6 dwelling units; private rooftop patios (North-West) Building 3 - 8 dwelling units; private rooftop patios (North) Building 4 - 6 dwelling units; private rooftop patios (North-East) Building 5 - 5 dwelling units (South-East) Building 6 - 6 dwelling units (South) Building 7 - 6 dwelling units (South-West) all over 1 level of underground parking accessed from lane. *This permit has been reviewed under the provisions of VBBL 2019.* Refer to BP-2022-04249 for Building 1 Refer to BP-2022-04250 for Building 2 Refer to BP-2022-04251 for Building 3 Refer to BP-2022-04252 for Building 4 Refer to BP-2022-04253 for Building 5 Refer to BP-2022-04254 for Building 6 Refer to BP-2022-04255 for Building 7 | Pacific Rim Fire Protection (2008) Ltd
EP-2022-08432 | 2022-10-07 | 5150 SLOCAN STREET, Vancouver, BC V5R 2A5 | Electrical Permit | Commercial | NULL | Expired | Annual / Operating - Annual safety check and for the maintenance and operation of electrical equipment. | DREAM ELECTRIC LTD
EP-2023-00359 | 2023-01-16 | 1434 E 54TH AVENUE #3, Vancouver, BC | Electrical Permit | Residential | New | Expired | Temporary Power - Residential - To provide temporary power. | Kraftsman Electric Ltd
SP-2023-01019 | 2023-06-09 | 1434 E 54TH AVENUE #3, Vancouver, BC | Sprinkler Permit | Residential | New | Completed | Residential - Install sprinklers in lwh >BP: To construct a 2 storey laneway house building with an attached garage and 1 open parking pad, providing a total of 2 parking spaces, having vehicular access from the 20' Lane. Note: This is a 1 ½ storey building pursuant to the Zoning & Development By-law. 2. Covenant not required with existing house 3. No Strata Titling permitted 4. No A/C Unit proposed 5. Entire building to be sprinklered 13D 7. Schedule B: (K.T.C Nguyen) P.Eng (604.326.2701) Structural 8. Schedule B: (K.T.C Nguyen) P.Eng (604.326.2701) Geotechnical 9. HPO: Residential Builder- (Pacific Homes Ltd.) | Gold Key Fire Protection Ltd
EP-2023-04592 | 2023-06-07 | 1434 E 54TH AVENUE #3, Vancouver, BC | Electrical Permit | Residential | New | Completed | Installation / Repair - Residential - New Electrical for new Laneway house >BP: To construct a 2 storey laneway house building ($145,807.50) with an attached garage and 1 open parking pad, providing a total of 2 parking spaces, having vehicular access from the 20' Lane. Note: This is a 1 ½ storey building pursuant to the Zoning & Development By-law. 2. Covenant not required with existing house 3. No Strata Titling permitted 4. No A/C Unit proposed 5. Entire building to be sprinklered 13D 7. Schedule B: (K.T.C Nguyen) P.Eng (604.326.2701) Structural 8. Schedule B: (K.T.C Nguyen) P.Eng (604.326.2701) Geotechnical 9. HPO: Residential Builder- (Pacific Homes Ltd.) Note: As a result of the addition of a laneway house, the existing one family dwelling / principal dwelling is to be assigned a suite number. At permit issuance, the site will be as follows: #1-1434 E 54th Av - Principal Dwelling #3-1434 E 54th Av - Laneway House | Kraftsman Electric Ltd
EP-2023-04786 | 2023-05-31 | 1434 E 54TH AVENUE #3, Vancouver, BC | Electrical Permit | Residential | New | Completed | Installation / Repair - Residential - Install cable, internet, tel, doorbell, fiber, camera wiring, security prewiring. >BP: To construct a 2 storey laneway house building ($145,807.50) with an attached garage and 1 open parking pad, providing a total of 2 parking spaces, having vehicular access from the 20' Lane. Note: This is a 1 ½ storey building pursuant to the Zoning & Development By-law. 2. Covenant not required with existing house 3. No Strata Titling permitted 4. No A/C Unit proposed 5. Entire building to be sprinklered 13D 7. Schedule B: (K.T.C Nguyen) P.Eng (604.326.2701) Structural 8. Schedule B: (K.T.C Nguyen) P.Eng (604.326.2701) Geotechnical 9. HPO: Residential Builder- (Pacific Homes Ltd.) NOTE: To achieve the required FSR. A floor space exclusion of 3% has been applied to this application as per section 11.24.18 of the district schedule, to accommodate improved building performance. *EXISTING HOUSE* Note: Bldg 1 (principal bldg) addressed XXXXXXXXXXX retained on site. **THIS PERMIT HAS BEEN ISSUED UNDER THE REQUIREMENTS OF VBBL #12511 (2019) ** ***This permit is issued under the VBBL 2019, with updated energy requirements as per bylaw # 12997 effective Jan 01, 2022.*** | PLANET SMART HOMES LTD.
PP-2023-01544 | 2023-05-02 | 1434 E 54TH AVENUE #3, Vancouver, BC | Plumbing Permit | Residential | New | Completed | Residential - LWH - #3 - Plumbing >DB: To construct a 2 storey laneway house building with an attached garage and 1 open parking pad, providing a total of 2 parking spaces, having vehicular access from the 20' Lane. Note: This is a 1 ½ storey building pursuant to the Zoning & Development By-law. 2. Covenant not required with existing house 3. No Strata Titling permitted 4. No A/C Unit proposed 5. Entire building to be sprinklered 13D | UNIVERSAL PLUMBING & HEATING LTD
PP-2023-01989 | 2023-06-05 | 2922 E 4TH AVENUE #3, Vancouver, BC V5M 1L2 | Plumbing Permit | Residential | New | Issued | Residential - LWH - #3 - Plumbing >DB: To construct a 2 storey laneway house building with an attached garage and 1 open parking pad, providing a total of 2 parking spaces, having vehicular access from the 20' Lane. Note: The entire building, INCLUDING THE ATTACHED GARAGE, to be sprinklered to NFPA 13D Note: This is a 1 ½ storey building pursuant to the Zoning & Development By-law. 1. Covenant registered at the Land Title Office under CA4554220 2. No Strata Titling permitted 3. No A/C Unit proposed | Ghuman Mechanical Ltd
SP-2023-01347 | 2023-07-25 | 2922 E 4TH AVENUE #3, Vancouver, BC V5M 1L2 | Sprinkler Permit | Residential | New | Issued | Residential - Sprinkler >BP: To construct a 2 storey laneway house building ($163,500) with an attached garage and 1 open parking pad, providing a total of 2 parking spaces, having vehicular access from the 20' Lane. Note: The entire building, INCLUDING THE ATTACHED GARAGE, to be sprinklered to NFPA 13D Note: This is a 1 ½ storey building pursuant to the Zoning & Development By-law. 1. Covenant registered at the Land Title Office under CA4554220 2. No Strata Titling permitted 3. No A/C Unit proposed 4. Schedule B: (Alan Prahalad) P.Eng (604.831.1431) Struct. & Geo. 5. HPO: Residential Builder- Reshmail S Sidhu - #42434 | Ghuman Mechanical Ltd
EP-2023-06314 | 2023-07-27 | 2922 E 4TH AVENUE #3, Vancouver, BC V5M 1L2 | Electrical Permit | Residential | New | Issued | Installation / Repair - Residential - ¦ #LWH- 200A ¦ 2 SEPARATE 200A SERVICES ¦ Rough wire, Service, and Finishing to be completed Main Service 2x200A Main house breaker size 200A Suite breaker 100A Laneway house breaker size 125A >Permit Amendment Jan 30, 2024 -Service Details: Amended ¦ -Service details change: 1- 400A service to 2 separate 200A Services ¦ Main Service 2x200A ¦ Main house breaker size 200A ¦ Suite breaker 100A¦ Laneway house breaker size 125A ¦ -Document Review: Rejected ¦ -"Revised load calculations" ¦ -Document(s) uploaded to "Application Documents" tab for Electrical Inspector review. Electrical contractor to request an electrical inspection online for the District Electrical Inspector to review document(s): https://plposweb.vancouver.ca/Public/Login.aspx ¦ Include "Document review only" in the requestor comments >BP: To construct a 2 storey laneway house building ($163,500) with an attached garage and 1 open parking pad, providing a total of 2 parking spaces, having vehicular access from the 20' Lane. Note: The entire building, INCLUDING THE ATTACHED GARAGE, to be sprinklered to NFPA 13D Note: This is a 1 ½ storey building pursuant to the Zoning & Development By-law. 1. Covenant registered at the Land Title Office under CA4554220 2. No Strata Titling permitted 3. No A/C Unit proposed 4. Schedule B: (Alan Prahalad) P.Eng (604.831.1431) Struct. & Geo. 5. HPO: Residential Builder- Reshmail S Sidhu - #42434 NOTE: To achieve the required FSR. A floor space exclusion of 3% has been applied to this application as per section 11.24.18 of the district schedule, to accommodate improved building performance. Note: See DB-2022-03505 for Bldg 1 on site (principal bldg) addressed #1-2922 E 4th Av. | Kooner Electrical Ltd
GP-2023-03321 | 2023-11-03 | 2922 E 4TH AVENUE #3, Vancouver, BC V5M 1L2 | Gas Permit | Residential | New | Issued | Residential - 1 HAS fireplace >BP: To construct a 2 storey laneway house building ($163,500) with an attached garage and 1 open parking pad, providing a total of 2 parking spaces, having vehicular access from the 20' Lane. | Canadian Fireplace Ltd
EP-2023-09317 | 2023-10-27 | 1091 W 50TH AVENUE #3, Vancouver, BC | Electrical Permit | Residential | New | Issued | Installation / Repair - Residential - Electrical service and wiring for a new laneway home will be built in its place of old garage. *An approved mechanical permit is required for the installation of air conditioning or heat pump unit at the time of installation before a final electrical inspection will be performed >BP: To construct a 2 storey laneway house building ($229,032.5) with 1 open parking pad, providing a total of 1 parking spaces, having vehicular access from the 20' Lane. Note: This is a 1 ½ storey building pursuant to the Zoning & Development By-law. 1. Covenant not required with existing house 2. No Strata Titling permitted 3. Entire building to be sprinklered 13D 4. A/C proposed – Exterior component located in rear yard, Interior component located in living room, bedrooms (wall mount type) 5. Schedule B: (ANTONY WANG) P.Eng (604.618.6236) Structural 6. Schedule B: (ANTONY WANG) P.Eng (604.618.6236) Geotechnical 7. HPO: Residential Builder- Conquest Enterprises Inc *EXISTING HOUSE* Note: Bldg 1 (principal bldg) addressed #1-1091 W 50th Av retained on site. ***This permit is issued under the VBBL 2019, with updated energy requirements as per bylaw # 12997 effective Jan 01, 2022.*** | NORTHERN LIGHTS ELECTRIC LTD
PP-2023-02842 | 2023-08-10 | 1091 W 50TH AVENUE #3, Vancouver, BC | Plumbing Permit | Residential | New | Issued | Residential - Sump | CANTON EXCAVATING LTD.
SP-2023-01745 | 2023-09-22 | 1091 W 50TH AVENUE #3, Vancouver, BC | Sprinkler Permit | Residential | New | Issued | Residential - Laneway House >BP: To construct a 2 storey laneway house building with 1 open parking pad, providing a total of 1 parking spaces, having vehicular access from the 20' Lane. Note: This is a 1 ½ storey building pursuant to the Zoning & Development By-law. 1. Covenant not required with existing house 2. No Strata Titling permitted 3. Entire building to be sprinklered 13D 4. A/C proposed – Exterior component located in rear yard, Interior component located in living room, bedrooms (wall mount type) 5. Schedule B: (ANTONY WANG) P.Eng (604.618.6236) Structural 6. Schedule B: (ANTONY WANG) P.Eng (604.618.6236) Geotechnical 7. HPO: Residential Builder- Conquest Enterprises Inc | Mountain Fire Protection Ltd
MP-2023-02105 | 2023-11-28 | 1091 W 50TH AVENUE #3, Vancouver, BC | Mechanical Permit | NULL | NULL | Issued | NULL | Lumi HVAC Ltd
EP-2023-10598 | 2023-11-24 | 1091 W 50TH AVENUE #3, Vancouver, BC | Electrical Permit | Residential | New | Issued | Installation / Repair - Residential - Low Voltage Rough-In and Completion of security alarm, tel/data/cable >BP: To construct a 2 storey laneway house building ($229,032.5) with 1 open parking pad, providing a total of 1 parking spaces, having vehicular access from the 20' Lane. | Infinitech Security & Integration Inc.
PP-2023-02548 | 2023-07-18 | 1091 W 50TH AVENUE #3, Vancouver, BC | Plumbing Permit | Residential | New | Issued | Residential - LWH - #3 - Addition of a Laneway House Plumbing will include 2-washrooms,1-kitchen, 1-laundry >DB: To construct a 2 storey laneway house building with 1 open parking pad, providing a total of 1 parking spaces, having vehicular access from the 20' Lane. Note: This is a 1 ½ storey building pursuant to the Zoning & Development By-law. 1. Covenant not required with existing house 2. No Strata Titling permitted 3. Entire building to be sprinklered 13D 4. A/C proposed – Exterior component located in rear yard, Interior component located in living room, bedrooms (wall mount type) ***This permit is issued under the VBBL 2019, with updated energy requirements as per bylaw # 12997 effective Jan 01, 2022.*** | Westcoast Waterworks Co Inc.
EP-2023-04976 | 2023-06-05 | 7136 STIRLING STREET #3, Vancouver, BC | Electrical Permit | Residential | New | Completed | Installation / Repair - Residential - Security alarm, chime, tel, tv, data, wiring & completion. >BP: To construct a 2 storey laneway house building ($189,825) with 1 open parking pad, providing a total of 1 parking spaces, having vehicular access from the 20' Lane. Note: This is a 1 ½ storey building pursuant to the Zoning & Development By-law. 1. Covenant not required with existing house 2. No Strata Titling permitted 3. No A/C Unit proposed 4. Entire building to be sprinklered 13D 5. Schedule B: (K.T.C. Nguyen) P.Eng (604.326.2701) Structural 6. Schedule B: (K.T.C. Nguyen) P.Eng (604.326.2701) Geotechnical 7. HPO: Residential Builder- Tyko Development Ltd NOTE: To achieve the required FSR. A floor space exclusion of 3% has been applied to this application as per section 11.24.18 of the district schedule, to accommodate improved building performance. NOTE: Information regarding the principal building on the survey and site plan is for reference only. Any discrepancy between information regarding the principal building on the survey and/or site plan and approved permit drawings for the principal building are neither approved nor authorized under this laneway house permit. *EXISTING HOUSE* Note: Bldg 1 (principal bldg) addressed #1-7136 Stirling St retained on site. ***This permit is issued under the VBBL 2019, with updated energy requirements as per bylaw # 12997 effective Jan 01, 2022.*** | Repel Security Systems Ltd
SP-2023-00998 | 2023-06-06 | 7136 STIRLING STREET #3, Vancouver, BC | Sprinkler Permit | Residential | New | Completed | Residential - LWH - #3 - Install sprinklers in lwh >DB: To construct a 2 storey laneway house building with 1 open parking pad, providing a total of 1 parking spaces, having vehicular access from the 20' Lane. Note: This is a 1 ½ storey building pursuant to the Zoning & Development By-law. 1. Covenant not required with existing house 2. No Strata Titling permitted 3. No A/C Unit proposed 4. Entire building to be sprinklered 13D | Gold Key Fire Protection Ltd
PP-2023-01415 | 2023-04-24 | 7136 STIRLING STREET #3, Vancouver, BC | Plumbing Permit | Residential | New | Completed | Residential - Installing new plumbing systems inside of the laneway house >BP: To construct a 2 storey laneway house building with 1 open parking pad, providing a total of 1 parking spaces, having vehicular access from the 20' Lane. Note: This is a 1 ½ storey building pursuant to the Zoning & Development By-law. 1. Covenant not required with existing house 2. No Strata Titling permitted 3. No A/C Unit proposed 4. Entire building to be sprinklered 13D 5. Schedule B: (K.T.C. Nguyen) P.Eng (604.326.2701) Structural 6. Schedule B: (K.T.C. Nguyen) P.Eng (604.326.2701) Geotechnical 7. HPO: Residential Builder- Tyko Development Ltd | SUNSHINE PLUMBING LTD
PP-2023-00669 | 2023-02-27 | 7136 STIRLING STREET #3, Vancouver, BC | Plumbing Permit | Residential | New | Completed | Residential - LWH - #3 - Installing outside storm Sump for Laneway House | Olympia Excavating Ltd
EP-2023-02123 | 2023-04-11 | 7136 STIRLING STREET #3, Vancouver, BC | Electrical Permit | Residential | New | Completed | Installation / Repair - Residential - Laneway house to be built on property, with new electrical service feeding main house and laneway. New electrical wiring to be done in laneway house Amend Jun 15, 2023 -"Removed baseboard heaters and added Air Exchanger/ AC for heating and cooling" *An approved mechanical permit is required for the installation of air conditioning or heat pump unit at the time of installation before an electrical inspection will be performed >BP: To construct a 2 storey laneway house building ($189,825) with 1 open parking pad, providing a total of 1 parking spaces, having vehicular access from the 20' Lane. Note: This is a 1 ½ storey building pursuant to the Zoning & Development By-law. 1. Covenant not required with existing house 2. No Strata Titling permitted 3. No A/C Unit proposed 4. Entire building to be sprinklered 13D 5. Schedule B: (K.T.C. Nguyen) P.Eng (604.326.2701) Structural 6. Schedule B: (K.T.C. Nguyen) P.Eng (604.326.2701) Geotechnical 7. HPO: Residential Builder- Tyko Development Ltd NOTE: To achieve the required FSR. A floor space exclusion of 3% has been applied to this application as per section 11.24.18 of the district schedule, to accommodate improved building performance. NOTE: Information regarding the principal building on the survey and site plan is for reference only. Any discrepancy between information regarding the principal building on the survey and/or site plan and approved permit drawings for the principal building are neither approved nor authorized under this laneway house permit. *EXISTING HOUSE* Note: Bldg 1 (principal bldg) addressed #1-7136 Stirling St retained on site. ***This permit is issued under the VBBL 2019, with updated energy requirements as per bylaw # 12997 effective Jan 01, 2022.*** | Skyview Electrical Ltd
SP-2023-01722 | 2023-09-19 | 6130 BROOKS STREET, Vancouver, BC | Sprinkler Permit | Residential | New | Issued | Residential - LWH - fire sprinkler system >DB: To construct a 2 storey laneway house building with an attached garage and 1 open parking pad, providing a total of 2 parking spaces, having vehicular access from the lane. The entire building, INCLUDING THE ATTACHED GARAGE (if applicable), to be sprinklered to NFPA 13D. 1. Covenant registered at the Land Title Office under CB441614 2. No Strata Titling permitted ***This permit is issued under the VBBL 2019, with updated energy requirements as per bylaw # 12997 effective Jan 01, 2022.*** | Killarney Mechanical Ltd
PP-2023-03259 | 2023-09-13 | 6130 BROOKS STREET, Vancouver, BC | Plumbing Permit | Residential | New | Issued | Residential - LWH - new plumbing >DB: To construct a 2 storey laneway house building with an attached garage and 1 open parking pad, providing a total of 2 parking spaces, having vehicular access from the lane. The entire building, INCLUDING THE ATTACHED GARAGE (if applicable), to be sprinklered to NFPA 13D. Note: This is a 1 ½ storey building pursuant to the Zoning & Development By-law 1. Covenant registered at the Land Title Office under CB441614 2. No Strata Titling permitted ***This permit is issued under the VBBL 2019, with updated energy requirements as per bylaw # 12997 effective Jan 01, 2022.*** | Killarney Mechanical Ltd
EP-2023-09532 | NULL | 6130 BROOKS STREET, Vancouver, BC | Electrical Permit | Residential | New | Applicant Revisions | Installation / Repair - Residential - ¦ LWH- 400A ¦ *An approved mechanical permit is required for the installation of air conditioning or heat pump unit at the time of installation before a final electrical inspection will be performed >BP: To construct a 2 storey laneway house building ($223,375) with an attached garage and 1 open parking pad, providing a total of 2 parking spaces, having vehicular access from the lane. The entire building, INCLUDING THE ATTACHED GARAGE (if applicable), to be sprinklered to NFPA 13D. Note: This is a 1 ½ storey building pursuant to the Zoning & Development By-law 1. Covenant registered at the Land Title Office under CB441614 2. No Strata Titling permitted 3. Schedule A: Jason Bal, P.Eng (604.657.8809) 4. Schedule B: Jason Bal, P.Eng (604.657.8809) Structural 5. Schedule B: Rajinder Bains P.Eng (604.712.1995) Geotechnical 6. HPO: Residential Builder- Mirani Homes Inc ***This permit is issued under the VBBL 2019, with updated energy requirements as per bylaw # 12997 effective Jan 01, 2022.*** | Roop Electric Co Ltd
MP-2023-00809 | 2023-05-09 | 556 W 60TH AVENUE, Vancouver, BC | Mechanical Permit | NULL | NULL | Issued | NULL | M & P Plumbing & Heating Ltd
EP-2022-06069 | 2022-07-27 | 1599 VERNON DRIVE, Vancouver, BC | Electrical Permit | Commercial | New | Completed | Installation / Repair - Commercial - Install 1 - secondary pole , copper teck , trenching, conduits -Service to pump >>>Amend: July 29th Please add New service -added grounding/bonding -also to change FSR's class from Li to A as per TSBC >>>>>>>>>>>>> AMEND: Sept. 13th -address should be: 1599 Vernon Drive | Transpower Construction (1999) Ltd
EP-2022-06829 | 2022-09-22 | 1599 VERNON DRIVE, Vancouver, BC | Electrical Permit | Commercial | New | Completed | Installation / Repair - Commercial - Installation/wiring of 347/600V 250A 3 phase Kiosk, including branch circuit wiring.. The application is for Cable/Communications and Electrical Services work group. In this case, specifically for Electrical Services. | City of Vancouver
GP-2023-00759 | NULL | 4857 LANARK STREET, Vancouver, BC | Gas Permit | Residential | New | Withdrawn | Residential - LWH - Installation of gas piping and appliances. >DB: | BRAR PLUMBING & HEATING LTD
MP-2023-00119 | 2023-01-29 | 4857 LANARK STREET, Vancouver, BC | Mechanical Permit | NULL | NULL | Completed | NULL | BRAR PLUMBING & HEATING LTD
EP-2023-09995 | NULL | 3116 CHARLES STREET #3, Vancouver, BC V5K 3B8 | Electrical Permit | Residential | New | Applicant Revisions | Installation / Repair - Residential - ¦#3LWH- 400A ¦ new laneway house wring and finishing electrical work *MP-2024-00076: Issued (Cooling) >BP: To construct a 2 storey laneway house building ($204,250.00) with an open parking pad, providing 1 parking space, having vehicular access from the lane. Note: This is a 1 ½ storey building pursuant to the Zoning & Development By-law 1. Covenant registered at the Land Title Office under CB564707 2. No Strata Titling permitted 3. No HEAT PUMP unit proposed 4. Schedule B: Alan Prahalad P Eng (604) 831-1431 Structural & Geotechnical 5. HPO: Residential Builder- L.S. Developments Ltd #28596 6. Entire Building to have NFPA 13-D ****ALL PROJECT COORDINATOR NOTES HAS BEEN ACCEPTED BY THE APPLICANT**** ***This permit is issued under the VBBL 2019, with updated energy requirements as per bylaw # 12997 effective Jan 01, 2022.*** | SNG Electric Ltd
MP-2024-00077 | NULL | 3116 CHARLES STREET #3, Vancouver, BC V5K 3B8 | Mechanical Permit | NULL | NULL | Application Incomplete | NULL | Crystal Refrigeration & Air Conditioning Ltd
PP-2024-00155 | 2024-01-24 | 3116 CHARLES STREET #3, Vancouver, BC V5K 3B8 | Plumbing Permit | Residential | New | Issued | Residential - LWH - #3 - Laneway home >DB: To construct a 2 storey laneway house building with an open parking pad, providing 1 parking space, having vehicular access from the lane. Note: This is a 1 ½ storey building pursuant to the Zoning & Development By-law 1. Covenant registered at the Land Title Office under CB564707 2. No Strata Titling permitted 3. No HEAT PUMP unit proposed 6. Entire Building to have NFPA 13-D ****ALL PROJECT COORDINATOR NOTES HAS BEEN ACCEPTED BY THE APPLICANT**** ***This permit is issued under the VBBL 2019, with updated energy requirements as per bylaw # 12997 effective Jan 01, 2022.*** | Lally Plumbing & Heating Ltd
GP-2023-03644 | 2023-11-22 | 4426 W 6TH AVENUE, Vancouver, BC | Gas Permit | Residential | New | Issued | Residential - 3 BBQ & 1 Fireplace New gas pipe BP: To construct a 2 1/2 storey + cellar one-family dwelling ($663,300) with a surface parking at the rear providing total 1 parking space, having vehicular access from the lane. | Aquaman Plumbing And Heating Ltd
GP-2023-03060 | 2023-10-13 | 4426 W 6TH AVENUE, Vancouver, BC | Gas Permit | Residential | New | Issued | Residential - Zero Clearance Gas Fireplace Vent & Gas Hookup Only >BP: To construct a 2 1/2 storey + cellar one-family dwelling ($663,300) with a surface parking at the rear providing total 1 parking space, having vehicular access from the lane. | Encore Fireplaces Ltd
SP-2023-01739 | 2023-09-21 | 4426 W 6TH AVENUE, Vancouver, BC | Sprinkler Permit | Residential | New | Issued | Residential - 1FD - #1 - installation of a new fire sprinkler system >DB: To construct a 2 1/2 storey + cellar one-family dwelling with a surface parking at the rear providing total 1 parking space, having vehicular access from the lane. Note: This is a 2 1/2 storey building pursuant to the Zoning and Development By-Law 1- No bar/Sink proposed in the cellar 2- A/C unit proposed in the front yard 5- The entire building to be sprinklered to NFPA 13D. 6- No interior doors proposed 7- Infrared sauna proposed in the cellar ***This permit is issued under the VBBL 2019, with updated energy requirements as per bylaw # 12997 effective Jan 01, 2022.*** | CENTRE LINE FIRE SPRINKLERS LTD
PP-2023-01677 | 2023-05-11 | 4426 W 6TH AVENUE, Vancouver, BC | Plumbing Permit | Residential | New | Issued | Residential - 1FD - #1 - Two Sump No Pump | CANADIAN EXCAVATING LTD.
EP-2023-03934 | 2023-05-05 | 4426 W 6TH AVENUE, Vancouver, BC | Electrical Permit | Residential | New | Issued | Temporary Power - Residential - To provide temporary power. | AMJ ELECTRIC SERVICES INC
PP-2023-01581 | 2023-05-04 | 4426 W 6TH AVENUE, Vancouver, BC | Plumbing Permit | Residential | New | Issued | Residential - 1FD - Two Sump No Pump | CANADIAN EXCAVATING LTD.
EP-2023-04910 | 2023-06-16 | 4426 W 6TH AVENUE, Vancouver, BC | Electrical Permit | Residential | New | Issued | Installation / Repair - Residential - New electrical wiring will be install *An approved mechanical permit is required for the installation of air conditioning or heat pump unit at the time of installation before an electrical inspection will be performed >Permit Amendment Sep 05, 2023 -Main service change: 400A to 200A -1FD: 150A *Document(s) uploaded to "Application Documents" tab for Electrical Inspector review. Documents are at pending status at time of permit amendment approval >BP: To construct a 2 1/2 storey + cellar one-family dwelling ($663,300) with a surface parking at the rear providing total 1 parking space, having vehicular access from the lane. Note: This is a 2 1/2 storey building pursuant to the Zoning and Development By-Law 1- No bar/Sink proposed in the cellar 2- A/C unit proposed in the front yard 3- Schedule B: Geoff Wensel, P.Eng. (778-855-2549) Structural & Geotechnical & Glass Guard 4- HPO: Residential Builder – Building Space Custom Homes Ltd. 5- The entire building to be sprinklered to NFPA 13D. 6- No interior doors proposed 7- Infrared sauna proposed in the cellar ***This permit is issued under the VBBL 2019, with updated energy requirements as per bylaw # 12997 effective Jan 01, 2022.*** | AMJ ELECTRIC SERVICES INC
PP-2023-02384 | 2023-07-06 | 4426 W 6TH AVENUE, Vancouver, BC | Plumbing Permit | Residential | New | Issued | Residential - New drainage and waterlines >BP: To construct a 2 1/2 storey + cellar one-family dwelling with a surface parking at the rear providing total 1 parking space, having vehicular access from the lane. Note: This is a 2 1/2 storey building pursuant to the Zoning and Development By-Law 1- No bar/Sink proposed in the cellar 2- A/C unit proposed in the front yard 3- Schedule B: Geoff Wensel, P.Eng. (778-855-2549) Structural & Geotechnical & Glass Guard 4- HPO: Residential Builder – Building Space Custom Homes Ltd. 5- The entire building to be sprinklered to NFPA 13D. 6- No interior doors proposed 7- Infrared sauna proposed in the cellar | Aquaman Plumbing And Heating Ltd
EP-2023-05407 | 2023-06-29 | 4426 W 6TH AVENUE #3, Vancouver, BC | Electrical Permit | Residential | New | Issued | Installation / Repair - Residential - NEW ELECTRICAL WIRING WILL BE INSTALL >Permit Amendment Sep 05, 2023 -Main service change: 400A to 200A -1FD: 150A *Document(s) uploaded to "Application Documents" tab for Electrical Inspector review. Documents are at pending status at time of permit amendment approval >BP: To construct a 1 storey laneway house building ($153,475.00) with an open parking pad, providing 1 parking space, having vehicular access from the lane. Note: This is a 1 storey building pursuant to the Zoning & Development By-law 1. Covenant registered at the Land Title Office under CB93099 2. No Strata Titling permitted 3. No A/C unit proposed 4. Schedule B: Geoff Wensel, P.Eng. (778-855-2549) Structural & Geotechnical 5. HPO: Residential Builder - Building Space Custom Homes Ltd. 6. The entire building to be sprinklered to NFPA 13D. 7. No interior doors proposed ***This permit has been issued under the VBBL 2019, with updated energy requirements as per bylaw # 12997 effective Jan 01, 2022.*** | AMJ ELECTRIC SERVICES INC
SP-2023-01740 | 2023-09-21 | 4426 W 6TH AVENUE #3, Vancouver, BC | Sprinkler Permit | Residential | New | Issued | Residential - LWH - #3 - installation of a new fire sprinkler system >DB: To construct a 1 storey laneway house building with an open parking pad, providing 1 parking space, having vehicular access from the lane. Note: This is a 1 storey building pursuant to the Zoning & Development By-law 1. Covenant registered at the Land Title Office under CB93099 2. No Strata Titling permitted 6. The entire building to be sprinklered to NFPA 13D. 7. No interior doors proposed ***This permit has been issued under the VBBL 2019, with updated energy requirements as per bylaw # 12997 effective Jan 01, 2022.*** | CENTRE LINE FIRE SPRINKLERS LTD
PP-2023-03103 | 2023-09-01 | 4426 W 6TH AVENUE #3, Vancouver, BC | Plumbing Permit | Residential | New | Issued | Residential - New plumbing >BP: To construct a 1 storey laneway house building with an open parking pad, providing 1 parking space, having vehicular access from the lane. Note: This is a 1 storey building pursuant to the Zoning & Development By-law 1. Covenant registered at the Land Title Office under CB93099 2. No Strata Titling permitted 3. No A/C unit proposed 4. Schedule B: Geoff Wensel, P.Eng. (778-855-2549) Structural & Geotechnical 5. HPO: Residential Builder - Building Space Custom Homes Ltd. 6. The entire building to be sprinklered to NFPA 13D. 7. No interior doors proposed | Aquaman Plumbing And Heating Ltd
MP-2023-01836 | 2023-10-16 | 4426 W 6TH AVENUE #3, Vancouver, BC | Mechanical Permit | NULL | NULL | Issued | NULL | Aquaman Plumbing And Heating Ltd
NULL | NULL | 4426 W 6TH AVENUE #3, Vancouver, BC | Mechanical Permit | NULL | NULL | Draft | NULL | NULL
GP-2024-00178 | 2024-01-23 | 4426 W 6TH AVENUE #3, Vancouver, BC | Gas Permit | Residential | New | Issued | Residential - New gas piping to range >BP: To construct a 1 storey laneway house building ($153,475.00) with an open parking pad, providing 1 parking space, having vehicular access from the lane. | Aquaman Plumbing And Heating Ltd
EP-2023-05734 | 2023-06-27 | 1281 HORNBY STREET, Vancouver, BC | Electrical Permit | Commercial | Addition | Completed | Installation / Repair - Commercial - Wiring & Installing ceiling lights, switch, plugs. >BP: #642 - 6th floor Related to DP-2023-00345 Interior alterations to provide improvements for a new Similar to Beauty and Wellness Centre tenant on the 6th floor (#642) in this existing mixed-use building. Scope of work includes installing new suspended ceiling. Accessory use of School - Self-improvement (private training and monitoring) is not permitted in CD-1(588). | Greenvolt Electric Ltd
NULL | NULL | 2213 W 13TH AVENUE, Vancouver, BC | Sprinkler Permit | NULL | NULL | Draft | Commercial - New fire system | Sea To Sky Plumbing & Heating Supplies Ltd
SP-2023-01164 | 2023-06-28 | 4975 INVERNESS STREET #3, Vancouver, BC V5W 3N7 | Sprinkler Permit | Residential | New | Completed | Residential - New sprinkler system >BP: To construct a 2 storey laneway house building ($194,000) with an attached garage and 1 open parking pad, providing a total of 2 parking spaces, having vehicular access from the lane. Note: This is a 1 ½ storey building pursuant to the Zoning & Development By-law. 1. Covenant registered at the Land Title Office under CB171412 2. No Strata Titling permitted 3. No A/C unit proposed 4. Schedule B: Shambhu N. Biswas, P.Eng (604-250-8666) Structural & Geotechnical 5. BC Housing Owner Builder Authorization No. 94568 6. The entire building, INCLUDING THE ATTACHED GARAGE (if applicable), to be sprinklered to NFPA 13R. | Haven Fire Protection Ltd
PP-2023-02430 | 2023-07-11 | 4975 INVERNESS STREET #3, Vancouver, BC V5W 3N7 | Plumbing Permit | Residential | New | Completed | Residential - Plumbing for new: >BP: To construct a 2 storey laneway house building ($194,000) with an attached garage and 1 open parking pad, providing a total of 2 parking spaces, having vehicular access from the lane. Note: This is a 1 ½ storey building pursuant to the Zoning & Development By-law. 1. Covenant registered at the Land Title Office under CB171412 2. No Strata Titling permitted 3. No A/C unit proposed 4. Schedule B: Shambhu N. Biswas, P.Eng (604-250-8666) Structural & Geotechnical 5. BC Housing Owner Builder Authorization No. 94568 6. The entire building, INCLUDING THE ATTACHED GARAGE (if applicable), to be sprinklered to NFPA 13R. | Sun Star Plumbing & Heating Ltd
EP-2023-06492 | 2023-07-18 | 4975 INVERNESS STREET #3, Vancouver, BC V5W 3N7 | Electrical Permit | Residential | New | Issued | Installation / Repair - Residential - Low voltage rough & finish for alarm, data, cable and doorbell. >BP: To construct a 2 storey laneway house building ($194,000) with an attached garage and 1 open parking pad, providing a total of 2 parking spaces, having vehicular access from the lane. Note: This is a 1 ½ storey building pursuant to the Zoning & Development By-law. 1. Covenant registered at the Land Title Office under CB171412 2. No Strata Titling permitted 3. No A/C unit proposed 4. Schedule B: Shambhu N. Biswas, P.Eng (604-250-8666) Structural & Geotechnical 5. BC Housing Owner Builder Authorization No. 94568 6. The entire building, INCLUDING THE ATTACHED GARAGE (if applicable), to be sprinklered to NFPA 13R. ***This permit is issued under the VBBL 2019, with updated energy requirements as per bylaw # 12997 effective Jan 01, 2022.*** | Paratech Integrated Systems Ltd
EP-2023-02736 | 2023-04-18 | 4975 INVERNESS STREET #3, Vancouver, BC V5W 3N7 | Electrical Permit | Residential | New | Completed | Installation / Repair - Residential - New Laneway House ** Amend 08/16/2023** 2 times 200 amps meterbase one for house and one for laneway **Amend 08/16/2023** Uploaded new Load Calculations >BP: To construct a 2 storey laneway house building ($194,000) with an attached garage and 1 open parking pad, providing a total of 2 parking spaces, having vehicular access from the lane. Note: This is a 1 ½ storey building pursuant to the Zoning & Development By-law. 1. Covenant registered at the Land Title Office under CB171412 2. No Strata Titling permitted 3. No A/C unit proposed 4. Schedule B: Shambhu N. Biswas, P.Eng (604-250-8666) Structural & Geotechnical 5. BC Housing Owner Builder Authorization No. 94568 6. The entire building, INCLUDING THE ATTACHED GARAGE (if applicable), to be sprinklered to NFPA 13R. ***This permit is issued under the VBBL 2019, with updated energy requirements as per bylaw # 12997 effective Jan 01, 2022.*** | AMPLE ELECTRICAL LTD.
EP-2023-02505 | 2023-04-03 | 4466 W 5TH AVENUE #3, Vancouver, BC V6R 1S5 | Electrical Permit | Residential | New | Issued | Installation / Repair - Residential - Install service, wiring for lighting, plugs, and appliances >BP: To construct a 2 storey laneway house building ($185,000.00), providing a total of 1 parking space, having vehicular access from the 20' Lane. Note: This is a 1 ½ storey building pursuant to the Zoning & Development By-law. 1. Covenant registered at the Land Title Office under CA9778676 2. No Strata Titling permitted 3. No A/C Unit proposed 4. Schedule B: (Ke Jian, Ma) P.Eng (604.599.8890) Structural 5. Schedule B: (Jian Zhong Jin) P.Eng (604.362.7021) Geotechnical 6. HPO: Residential Builder- MCCM Residential Ltd NOTE: To achieve the required FSR. A floor space exclusion of 3% has been applied to this application as per section 11.24.18 of the district schedule, to accommodate improved building performance. NOTE: Information regarding the principal building on the survey and site plan is for reference only. Any discrepancy between information regarding the principal building on the survey and/or site plan and approved permit drawings for the principal building are neither approved nor authorized under this laneway house permit. *NEW HOUSE* Note: See DB-2021-06773 for Bldg 1 on site (principal bldg) addressed #1-4466 W 5 Ave. **THIS PERMIT HAS BEEN ISSUED UNDER THE REQUIREMENTS OF VBBL #12511 (2019) ** Amend: Nov 24, 2023 amend this permit to 200A Amend: Dec 6, 2023 change: LWH service:125A Main service:200A | 523 Construction Ltd
EP-2023-01443 | 2023-02-22 | 4466 W 5TH AVENUE #3, Vancouver, BC V6R 1S5 | Electrical Permit | Residential | New | Issued | Temporary Power - Residential - To provide temporary power. If work on this site could lead to the disturbance of soil advise applicant to contact the Provincial Archeology Branch at 250-953-3334 for necessary permits. In addition, please be advised that reports from an Archeologist (AIA, AOA) and permits from the First Nations may be necessary prior to the release of your City of Vancouver permits. | 523 Construction Ltd
EP-2023-10014 | 2023-11-06 | 4466 W 5TH AVENUE #3, Vancouver, BC V6R 1S5 | Electrical Permit | Residential | New | Issued | Installation / Repair - Residential - Laneway House Data, Security Alarm System Rough-in >BP: To construct a 2 storey laneway house building ($185,000.00), providing a total of 1 parking space, having vehicular access from the 20' Lane. | ICove Technology Inc
PP-2023-03083 | 2023-08-31 | 4466 W 5TH AVENUE #3, Vancouver, BC V6R 1S5 | Plumbing Permit | Residential | New | Issued | Residential - New plumbing for laneway >BP: To construct a 2 storey laneway house building, providing a total of 1 parking space, having vehicular access from the 20' Lane. Note: This is a 1 ½ storey building pursuant to the Zoning & Development By-law. 1. Covenant registered at the Land Title Office under CA9778676 2. No Strata Titling permitted 3. No A/C Unit proposed 4. Schedule B: (Ke Jian, Ma) P.Eng (604.599.8890) Structural 5. Schedule B: (Jian Zhong Jin) P.Eng (604.362.7021) Geotechnical 6. HPO: Residential Builder- MCCM Residential Ltd | ASPRA PLUMBING & HEATING LTD.
SP-2023-01761 | 2023-09-25 | 4466 W 5TH AVENUE #3, Vancouver, BC V6R 1S5 | Sprinkler Permit | Residential | New | Issued | Residential - To Install 10 sprinkler heads >BP: To construct a 2 storey laneway house building providing a total of 1 parking space, having vehicular access from the 20' Lane. Note: This is a 1 ½ storey building pursuant to the Zoning & Development By-law. 1. Covenant registered at the Land Title Office under CA9778676 2. No Strata Titling permitted 3. No A/C Unit proposed 4. Schedule B: (Ke Jian, Ma) P.Eng (604.599.8890) Structural 5. Schedule B: (Jian Zhong Jin) P.Eng (604.362.7021) Geotechnical 6. HPO: Residential Builder- MCCM Residential Ltd | General Sprinkler Systems Ltd
SP-2023-01236 | 2023-09-15 | 849 E 19TH AVENUE, Vancouver, BC | Sprinkler Permit | Residential | New | Issued | Residential - For all sprinkler work to the 2019 VBBL; NFPA 13R, 2013; for work to construct a new infill building containing 1 dwelling unit at the rear of the site and to install a new sprinkler system. Engineer of Record: David Killey 604-599-4499 projects@firebusters.com Related Permits: SP-2023-01234 - Multiple Conversion Dwelling | Fire Busters Inc
PP-2023-02390 | 2023-07-14 | 849 E 19TH AVENUE, Vancouver, BC | Plumbing Permit | Residential | New | Issued | Residential - Plumbing to infill >BP: To construct a new infill building containing 1 dwelling unit ($600,000) at the rear of the site and to stratify the lot. ******Reviewed under the provisions of VBBL 2019******** To be sprinklered to NFPA 13R Refer to DP-2021-00550 for development permit Refer to BP-2022-03305 for Main dwelling permit | Cima Mechanical Ltd
EP-2023-07122 | 2023-08-04 | 6328 CAMBIE STREET, Vancouver, BC V5Z 3B4 | Electrical Permit | Commercial | NULL | Issued | Annual / Operating - Annual Operating Permit Valid March 10, 2023 until March 09, 2024 EXPIRED PERMIT EP-2022-01961 | Seylers Electrical Ltd
MP-2024-00023 | NULL | 748 E 54TH AVENUE, Vancouver, BC V5X 1L7 | Mechanical Permit | NULL | NULL | Submitted | NULL | Dynasty Developments Ltd
NULL | NULL | 748 E 54TH AVENUE, Vancouver, BC V5X 1L7 | Mechanical Permit | NULL | NULL | Withdrawn | NULL | Dynasty Developments Ltd
EP-2023-05828 | 2023-06-28 | 3708 W 34TH AVENUE #3, Vancouver, BC V6N 2L1 | Electrical Permit | Residential | Addition | Issued | Installation / Repair - Residential - The electrical work is mainly that replacing the 125A main breaker with a 100A main breaker for the laneway house, during modifying the service from 2 position meter base to 3 position meter base. EP-2023-05403: "The electrical work for new house at 3708 west 34th Ave includes electrical service, rough wiring and finishing work for lighting system, outlets and all circuit branches of appliances. The new building is a three-storey single detached house with a secondary suite which will be metered separately. The laneway house has existed and will be kept. BC hydro has provided overhead 400A 120/240V single phase power for the original building with a 2 position meter box mounted on a permanent pole. The main breaker of the laneway house is 125A. In the new installation, we plan to replace the 2 position meter box with a 3 position meter box as per BC hydro's suggestion. We will run a 250 kcmil 3/c ACWU cable for the main house (200A, first meter) and a #1 3/c ACWU cable for the secondary suite (100A, second meter). The original service cable of the laneway house will be kept (100A, third meter)." | Ricsong Electrical Technology Ltd
EP-2023-06335 | 2023-07-31 | 2760 GRANT STREET #3, Vancouver, BC | Electrical Permit | Residential | Addition | Issued | Installation / Repair - Residential - LWH Meter basic replacement. ( Main unit and LWH meter was location at LWH West side) LWH address is #3-2760 Grant st Main House address is 2760 Grant st. Previous meter system is 2x100 amps 1p 240v. 100 amps for LWH and 100 amps for previous main unit.But now Main house going to rebuild Load Calculation is 125amps.So going replace the Meter system to 2x200 amps meter basic.Total service is 200 amp from BCHydro. New Main house Permit is EP-2023-00969 | AIGO TECHNOLOGY INC
PP-2023-02407 | 2023-07-10 | 689 E 64TH AVENUE, Vancouver, BC | Plumbing Permit | Residential | New | Issued | Residential - plumbing for new: >BP: To construct a 2 storey laneway house building ($138,757.50) with 1 open parking pad, providing a total of 1 parking spaces, having vehicular access from the rear 20' Lane. Note: This is a 1 ½ storey building pursuant to the Zoning & Development By-law. 1. Covenant not required with existing house 2. No Strata Titling permitted 3. No A/C Unit proposed 4. Entire building to be sprinklered 13D 5. Schedule B: (Jason Hui) P.Eng (778.319.3403) Structural 6. Schedule B: (Jason Hui) P.Eng (778.319.3403) Geotechnical 7. HPO: Residential Builder- (Octave Homes Inc.) 8. HRV required for laneway house as of year 2022 | Easyway Plumbing & Heating Ltd
PP-2023-02294 | 2023-06-28 | 689 E 64TH AVENUE, Vancouver, BC | Plumbing Permit | Residential | New | Issued | Residential - Sump and sanitary connections for new laneway home | Canstar Excavating & Landscaping Ltd
EP-2023-06822 | 2023-08-10 | 689 E 64TH AVENUE, Vancouver, BC | Electrical Permit | Residential | New | Issued | Installation / Repair - Residential - laneway house wiring with main service of 100A, no work to be done to main house and legal suite roughing and service will be done - laneway house will have heat pump system with built in AC system of 30A >Permit Amendment Oct 05, 2023 -Previous load calc was incorrect so I have uploaded a new one (65% 2nd unit included heat pump load) *Document(s) uploaded to "Application Documents" tab for Electrical Inspector review. Documents are at pending status at time of permit amendment approval >BP: To construct a 2 storey laneway house building ($138,757.50) with 1 open parking pad, providing a total of 1 parking spaces, having vehicular access from the rear 20' Lane. Note: This is a 1 ½ storey building pursuant to the Zoning & Development By-law. 1. Covenant not required with existing house 2. No Strata Titling permitted 3. No A/C Unit proposed 4. Entire building to be sprinklered 13D 5. Schedule B: (Jason Hui) P.Eng (778.319.3403) Structural 6. Schedule B: (Jason Hui) P.Eng (778.319.3403) Geotechnical 7. HPO: Residential Builder- (Octave Homes Inc.) 8. HRV required for laneway house as of year 2022 NOTE: To achieve the required FSR. A floor space exclusion of 3% has been applied to this application as per section 11.24.18 of the district schedule, to accommodate improved building performance. ***This permit is issued under the VBBL 2019, with updated energy requirements as per bylaw # 12997 effective Jan 01, 2022.*** | Bindi Electrical Services Ltd
EP-2023-07908 | 2023-08-31 | 689 E 64TH AVENUE, Vancouver, BC | Electrical Permit | Residential | New | Issued | Installation / Repair - Residential - Installation of extra low voltage. >BP: To construct a 2 storey laneway house building ($138,757.50) with 1 open parking pad, providing a total of 1 parking spaces, having vehicular access from the rear 20' Lane. Note: This is a 1 ½ storey building pursuant to the Zoning & Development By-law. 1. Covenant not required with existing house 2. No Strata Titling permitted 3. No A/C Unit proposed 4. Entire building to be sprinklered 13D 5. Schedule B: (Jason Hui) P.Eng (778.319.3403) Structural 6. Schedule B: (Jason Hui) P.Eng (778.319.3403) Geotechnical 7. HPO: Residential Builder- (Octave Homes Inc.) 8. HRV required for laneway house as of year 2022 NOTE: To achieve the required FSR. A floor space exclusion of 3% has been applied to this application as per section 11.24.18 of the district schedule, to accommodate improved building performance. Note: Bldg 1 (principal bldg) addressed 688 E 63rd Ave retained on site. NOTE: Information regarding the principal building on the survey and site plan is for reference only. Any discrepancy between information regarding the principal building on the survey and/or site plan and approved permit drawings for the principal building are neither approved nor authorized under this laneway house permit. ***This permit is issued under the VBBL 2019, with updated energy requirements as per bylaw # 12997 effective Jan 01, 2022.*** | AJ INTEGRATED SERVICES LTD
SP-2023-01469 | 2023-08-10 | 689 E 64TH AVENUE, Vancouver, BC | Sprinkler Permit | Residential | New | Issued | Residential - LWH - new installation >DB: To construct a 2 storey laneway house building with 1 open parking pad, providing a total of 1 parking spaces, having vehicular access from the rear 20' Lane. Note: This is a 1 ½ storey building pursuant to the Zoning & Development By-law. 1. Covenant not required with existing house 2. No Strata Titling permitted 3. No A/C Unit proposed 4. Entire building to be sprinklered 13D ***This permit is issued under the VBBL 2019, with updated energy requirements as per bylaw # 12997 effective Jan 01, 2022.*** | Real Tech Fire Protection Ltd
PP-2023-03263 | 2023-09-14 | 10 E 61ST AVENUE, Vancouver, BC | Plumbing Permit | Residential | New | Issued | Residential - DWV for laneway house >BP: To construct a 2 storey laneway house building with an attached garage and 1 open parking pad, providing a total of 2 parking spaces, having vehicular access from the 20' Lane. Note: This is a 1 ½ storey building pursuant to the Zoning & Development By-law. 1. Covenant not required with existing house 2. No Strata Titling permitted 3. No A/C Unit proposed 4. Entire building to be sprinklered 13D 5. Schedule B: (Yongkang Deng) P.Eng (604.505.6816) Structural 6. Schedule B: (Yongkang Deng) P.Eng (604.505.6816) Geotechnical 7. HPO: Residential Builder- Admiral Operations Ltd. | A1 Kam Plumbing Heating & Gas Ltd
EP-2023-09692 | 2023-11-06 | 10 E 61ST AVENUE, Vancouver, BC | Electrical Permit | Residential | New | Issued | Installation / Repair - Residential - Install Low Voltage wiring (networking), TV, Data, Tel. Rough-In and Finishing. >BP: To construct a 2 storey laneway house building ($155,392.50) with an attached garage and 1 open parking pad, providing a total of 2 parking spaces, having vehicular access from the 20' Lane. | Magnificent Security Inc.
MP-2023-02104 | 2023-11-29 | 10 E 61ST AVENUE, Vancouver, BC | Mechanical Permit | NULL | NULL | Issued | NULL | Lumi HVAC Ltd
GP-2023-03735 | 2023-11-27 | 10 E 61ST AVENUE, Vancouver, BC | Gas Permit | Residential | New | Issued | Residential - 1 Range gas piping for Range >BP: To construct a 2 storey laneway house building ($155,392.50) with an attached garage and 1 open parking pad, providing a total of 2 parking spaces, having vehicular access from the 20' Lane. | A1 Kam Plumbing Heating & Gas Ltd
PP-2023-02664 | 2023-07-27 | 10 E 61ST AVENUE, Vancouver, BC | Plumbing Permit | Residential | New | Issued | Residential - Install outside sump | Nihal Excavating & Landscaping Ltd
SP-2023-01294 | 2023-07-20 | 10 E 61ST AVENUE, Vancouver, BC | Sprinkler Permit | Residential | New | Issued | Residential - LWH - New sprinkler system >DB: To construct a 2 storey laneway house building with an attached garage and 1 open parking pad, providing a total of 2 parking spaces, having vehicular access from the 20' Lane. Note: This is a 1 ½ storey building pursuant to the Zoning & Development By-law. 1. Covenant not required with existing house 2. No Strata Titling permitted 3. No A/C Unit proposed 4. Entire building to be sprinklered 13D ***This permit is issued under the VBBL 2019, with updated energy requirements as per bylaw # 12997 effective Jan 01, 2022.*** | Haven Fire Protection Ltd
EP-2023-06655 | 2023-08-08 | 10 E 61ST AVENUE, Vancouver, BC | Electrical Permit | Residential | New | Issued | Installation / Repair - Residential - Wiring and installing new laneway house >BP: To construct a 2 storey laneway house building ($155,392.50) with an attached garage and 1 open parking pad, providing a total of 2 parking spaces, having vehicular access from the 20' Lane. Note: This is a 1 ½ storey building pursuant to the Zoning & Development By-law. 1. Covenant not required with existing house 2. No Strata Titling permitted 3. No A/C Unit proposed 4. Entire building to be sprinklered 13D 5. Schedule B: (Yongkang Deng) P.Eng (604.505.6816) Structural 6. Schedule B: (Yongkang Deng) P.Eng (604.505.6816) Geotechnical 7. HPO: Residential Builder- Admiral Operations Ltd. *EXISTING HOUSE* Note: Bldg 1 (principal bldg) addressed 7708 Ontario Street retained on site. ***This permit is issued under the VBBL 2019, with updated energy requirements as per bylaw # 12997 effective Jan 01, 2022.*** | MILKYWAY INDUSTRY LTD
NULL | NULL | 2165 E 30TH AVENUE #3, Vancouver, BC | Electrical Permit | Residential | New | Draft | Temporary Power - Residential - To provide temporary power. | The Electric Firm Inc
EP-2023-10722 | 2023-11-29 | 2165 E 30TH AVENUE #3, Vancouver, BC | Electrical Permit | Residential | New | Issued | Installation / Repair - Residential - Lov Voltage rough-in and completion of Alarm system, tel/data/cable >BP: To construct a 2 storey laneway house building ($216,500.00) with an attached garage and 1 open parking pad, providing a total of 2 parking spaces, having vehicular access from the 20' Lane. Note: This is a 1 ½ storey building pursuant to the Zoning & Development By-law. 1. Covenant registered at the Land Title Office under CB209404 2. No Strata Titling permitted 3. No A/C Unit proposed for the laneway house. 4. Schedule B: (YATENDRA KUMAR SHARMA) P.Eng (778.863.7076) Structural & Geotechnical 5. HPO: Residential Builder- (Incircle Business Development Inc) NOTE: To achieve the required FSR. A floor space exclusion of 3% has been applied to this application as per section 11.24.18 of the district schedule, to accommodate improved building performance. ***This permit is issued under the VBBL 2019, with updated energy requirements as per bylaw # 12997 effective Jan 01, 2022.*** | Infinitech Security & Integration Inc.
EP-2023-10786 | 2024-01-24 | 2165 E 30TH AVENUE #3, Vancouver, BC | Electrical Permit | Residential | New | Issued | Installation / Repair - Residential - Laneway rough in Interlock: Electric Boiler + AC unit *An approved mechanical permit is required for the installation of air conditioning or heat pump unit before a final electrical inspection will be performed >BP: To construct a 2 storey laneway house building ($216,500.00) with an attached garage and 1 open parking pad, providing a total of 2 parking spaces, having vehicular access from the 20' Lane. Note: This is a 1 ½ storey building pursuant to the Zoning & Development By-law. 1. Covenant registered at the Land Title Office under CB209404 2. No Strata Titling permitted 3. No A/C Unit proposed for the laneway house. 4. Schedule B: (YATENDRA KUMAR SHARMA) P.Eng (778.863.7076) Structural & Geotechnical 5. HPO: Residential Builder- (Incircle Business Development Inc) NOTE: To achieve the required FSR. A floor space exclusion of 3% has been applied to this application as per section 11.24.18 of the district schedule, to accommodate improved building performance. *NEW HOUSE* Note: See DB-2022-03375 for Bldg 1 on site (principal bldg) ***This permit is issued under the VBBL 2019, with updated energy requirements as per bylaw # 12997 effective Jan 01, 2022.*** | The Electric Firm Inc
GP-2023-04120 | 2023-12-20 | 2165 E 30TH AVENUE #3, Vancouver, BC | Gas Permit | Residential | New | Issued | Residential - 1 Range & 1 Dryer Install gas pipe and range >BP: To construct a 2 storey laneway house building ($216,500.00) with an attached garage and 1 open parking pad, providing a total of 2 parking spaces, having vehicular access from the 20' Lane. | Incircle Service Group Inc
PP-2023-03555 | 2023-10-10 | 2165 E 30TH AVENUE #3, Vancouver, BC | Plumbing Permit | Residential | New | Issued | Residential - Plumbing for new: >BP: Note: The entire building, INCLUDING THE ATTACHED GARAGE, is to be sprinklered to NFPA 13 R per 3.2.5.12.(3)(d) To construct a 2 storey laneway house building ($216,500.00) with an attached garage and 1 open parking pad, providing a total of 2 parking spaces, having vehicular access from the 20' Lane. | Incircle Service Group Inc
PP-2023-03721 | 2023-10-23 | 3755 W 3RD AVENUE, Vancouver, BC V6R 1M2 | Plumbing Permit | Residential | New | Completed | Residential - 1FD - install irrigation system | Zhongmin Zhao DBA Colorful Garden
EP-2022-10587 | 2022-12-16 | 3755 W 3RD AVENUE, Vancouver, BC V6R 1M2 | Electrical Permit | Residential | New | Issued | Installation / Repair - Residential - Install electrical service, wiring the house, connecting and finishing. >BP: To construct a 2 storey + basement one-family dwelling ($1,018,500) with a detached accessory building (garage), at the rear providing 3 parking spaces, having vehicular access from the lane. Note: This Building Permit will remain in a suspended status until the associated (green) Demolition Permit BP-2022-04134 is completed. Note: This is a 2 storey building pursuant to the Zoning and Development By-Law. 1- Bar/Sink proposed in the basement 2- A/C unit proposed in the rear yard 3- Schedule A: Stefan Wiedemann (604-313-4241) 4- Schedule B: Stefan Wiedemann (604-313-4241) Architectural 5- Schedule B: Min-Wei Chen (604-449-7789) Architectural (Building Envelope) 6- Schedule B: SHAOZHE GUO, P.Eng. (778-926-0525) Structural & Geotechnical 7- Schedule B: Jian Zhong Jin P.Eng. (604-362-7021) Geotechnical 8- Schedule D: Min-Wei Chen (604-449-7789) 9- BC Housing Residential Builder - Glenmark Homes Ltd. ***This permit is issued under the VBBL 2019, with updated energy requirements as per bylaw # 12997 effective Jan 01, 2022.*** | Cand Electric Limited
PP-2022-04135 | 2022-11-17 | 3755 W 3RD AVENUE, Vancouver, BC V6R 1M2 | Plumbing Permit | Residential | New | Completed | Residential - sump >>>Amend: Feb. 9th -Install 3 sumps 2 With pump NOTE: Engineering Assurance letter will be submitted to the Plumbing Inspector on the site. Letter shall conform to the requirements of Vancouver Bulletin 2000-008-EL/PL. | Van-City Excavating Ltd
EP-2023-06506 | 2023-07-19 | 3755 W 3RD AVENUE, Vancouver, BC V6R 1M2 | Electrical Permit | Residential | New | Issued | Installation / Repair - Residential - Install Low Voltage wiring (networking), Alarm, CCTV, Data, Tel. Rough-In and Finishing. >BP: >BP: To construct a 2 storey + basement one-family dwelling ($1,018,500) with a detached accessory building (garage), at the rear providing 3 parking spaces, having vehicular access from the lane. Note: This Building Permit will remain in a suspended status until the associated (green) Demolition Permit BP-2022-04134 is completed. Note: This is a 2 storey building pursuant to the Zoning and Development By-Law. 1- Bar/Sink proposed in the basement 2- A/C unit proposed in the rear yard 3- Schedule A: Stefan Wiedemann (604-313-4241) 4- Schedule B: Stefan Wiedemann (604-313-4241) Architectural 5- Schedule B: Min-Wei Chen (604-449-7789) Architectural (Building Envelope) 6- Schedule B: SHAOZHE GUO, P.Eng. (778-926-0525) Structural & Geotechnical 7- Schedule B: Jian Zhong Jin P.Eng. (604-362-7021) Geotechnical 8- Schedule D: Min-Wei Chen (604-449-7789) 9- BC Housing Residential Builder - Glenmark Homes Ltd. ***This permit is issued under the VBBL 2019, with updated energy requirements as per bylaw # 12997 effective Jan 01, 2022.*** | Magnificent Security Inc.
GP-2023-02243 | 2023-07-28 | 3755 W 3RD AVENUE, Vancouver, BC V6R 1M2 | Gas Permit | Residential | New | Completed | Residential - 1 Range, 1 Fireplace, 1 BBQ & 1 Generator >BP: To construct a 2 storey + basement one-family dwelling | Doctor Plumbing & Heating Ltd
SP-2023-00958 | 2023-06-01 | 3755 W 3RD AVENUE, Vancouver, BC V6R 1M2 | Sprinkler Permit | Residential | New | Completed | Residential - installation of a new fire sprinkler system >BP: To construct a 2 storey + basement one-family dwelling with a detached accessory building (garage), at the rear providing 3 parking spaces, having vehicular access from the lane. Note: This is a 2 storey building pursuant to the Zoning and Development By-Law. | CENTRE LINE FIRE SPRINKLERS LTD
MP-2023-00871 | NULL | 3755 W 3RD AVENUE, Vancouver, BC V6R 1M2 | Mechanical Permit | NULL | NULL | Withdrawn | NULL | Doctor Plumbing & Heating Ltd
NULL | NULL | 3755 W 3RD AVENUE, Vancouver, BC V6R 1M2 | Mechanical Permit | NULL | NULL | Withdrawn | NULL | Doctor Plumbing & Heating Ltd
MP-2023-00885 | 2023-05-18 | 3755 W 3RD AVENUE, Vancouver, BC V6R 1M2 | Mechanical Permit | NULL | NULL | Completed | NULL | UComfort Services Inc
NULL | NULL | 3755 W 3RD AVENUE, Vancouver, BC V6R 1M2 | Mechanical Permit | NULL | NULL | Draft | NULL | NULL
GP-2023-01597 | 2023-05-19 | 3755 W 3RD AVENUE, Vancouver, BC V6R 1M2 | Gas Permit | Residential | New | Completed | Residential - Installation of 1 gas fireplace -venting and hook up only >BP: To construct a 2 storey + basement one-family dwelling ($1,018,500) with a detached accessory building (garage), at the rear providing 3 parking spaces, having vehicular access from the lane. | Urban Fireplaces Ltd
PP-2023-01490 | 2023-04-27 | 3755 W 3RD AVENUE, Vancouver, BC V6R 1M2 | Plumbing Permit | Residential | New | Completed | Residential - 1FD - plumbing works The entire building, INCLUDING THE ATTACHED GARAGE (if applicable), to be sprinklered to NFPA 13D. >DB: To construct a 2 storey + basement one-family dwelling with a detached accessory building (garage), at the rear providing 3 parking spaces, having vehicular access from the lane. Note: This is a 2 storey building pursuant to the Zoning and Development By-Law. 1- Bar/Sink proposed in the basement 2- A/C unit proposed in the rear yard | Doctor Plumbing & Heating Ltd
EP-2023-06985 | 2023-08-16 | 5518 HOLLAND STREET, Vancouver, BC | Electrical Permit | Residential | New | Issued | Installation / Repair - Residential - New house with secondary suites electric and low voltage installation To construct a 2 storey duplex with 2 secondary suites located in the Basement with a detached accessory building (garage) providing 2 parking spaces, having vehicular access from the flanking street. 1. Covenant registered at the Land Title Office under CB619353 2. External mechanical units located in the rear yard, Interior components not specified. 3. Bar sink located in basement. 4. Schedule A: (Stefan Wiedemann) (604.313.4241) 5. Schedule B: (Stefan Wiedemann) \(604.313.4241) Architectural 6. Schedule B: (Youhai Wang) P.Eng (604.868.5638) Structural 7. Schedule B: (Matt Kokan) P.Eng (604.439.0922) Geotechnical 8. Schedule D: (Julio Reynel-Gracia) P.Eng (778.998.0709) 9. HPO: Residential Builder- (North Oriental Construction Ltd.) | Higo Electric Ltd
PP-2023-02934 | 2023-08-18 | 5518 HOLLAND STREET, Vancouver, BC | Plumbing Permit | Residential | New | Issued | Residential - One outside sump | East West Excavating 2022 ltd
EP-2023-06986 | NULL | 3928 W 39TH AVENUE, Vancouver, BC | Electrical Permit | Residential | New | Cancelled | Installation / Repair - Residential - New house with secondary suites electric and low voltage installation | Higo Electric Ltd
PP-2023-02651 | 2023-08-04 | 3681 ARBUTUS STREET, Vancouver, BC | Plumbing Permit | Commercial | New | Issued | Commercial - Water supply and drainage >BP: To construct a 6-storey residential building (S Building) containing 59 dwelling units & rooftop outdoor amenity. Refer to BP-2022-02978 for the site work and underground storage garage. STAGED CONSTRUCTION Stage 1: Excavation & Shoring (S.Yoo, Sept. 29, 2022) Stage 2: Foundation up to Grade (March 21, 2023) Stage 3: Full Construction (S.Yoo, Jun. 30, 2023) | Vanguard Mechanical Ltd
EP-2023-04723 | NULL | 3681 ARBUTUS STREET, Vancouver, BC | Electrical Permit | Residential | New | Application Incomplete | Installation / Repair - Residential - Building 2 - 59 dwelling units; rooftop outdoor amenity (S Building) - new installation of 59 suites. 6 storey building - Lighting, receptacles, fire alarm, conduit rough in for security. All items are the same as the full permit application (EP-2023-02743). BP: To construct a 6-storey residential building (S Building) containing 59 dwelling units & rooftop outdoor amenity. Refer to BP-2022-02978 for the site work and underground storage garage. STAGED CONSTRUCTION Stage 1: Excavation & Shoring (S.Yoo, Sept. 29, 2022) Stage 2: Foundation up to Grade (March 21, 2023) Stage 3: Full Construction - In review | Protec Installations Group
EP-2023-02790 | 2023-03-30 | 6370 EAST BOULEVARD, Vancouver, BC V6M 2M4 | Electrical Permit | Commercial | New | Issued | Temporary Power - Commercial - To provide temporary power. | Alpine Electric Ltd
NULL | NULL | 854 E 23RD AVENUE #3, Vancouver, BC | Electrical Permit | Residential | New | Withdrawn | Installation / Repair - Residential - Laneway house wiring, power & low voltage | JR ELECTRIC LTD.
EP-2023-05851 | 2023-07-13 | 854 E 23RD AVENUE #3, Vancouver, BC | Electrical Permit | Residential | New | Issued | Installation / Repair - Residential - ¦ #3LWH- 200A ¦ 2 SEPARATE SERVICES ¦ New laneway house, lighting, appliances, low voltage, ev charger, heat pump HP- MCA: 19.1A *An approved mechanical permit is required for the installation of air conditioning or heat pump unit at the time of installation before an electrical inspection will be performed >BP: To construct a 2 storey laneway house building ($233,822) 1 open parking pad having vehicular access from the 20' Lane. *** PART 9 Design -refer to MH permit DB-2022-01830 Note: The entire building, INCLUDING THE ATTACHED GARAGE (if applicable), to be sprinklered to NFPA 13D Note: This is a 1 ½ storey building pursuant to the Zoning & Development By-law. 1. Covenant registered at the Land Title Office under CB217306 2. No Strata Titling permitted 3. Heat Pump proposed 4. Schedule B: (S.G.Ash Anderson) P.Eng (604.228.0518) Structural 5. Schedule B: (H,Tavakolian Banna) P.Eng (604.850.0364) Geotechnical 6. HPO: Residential Builder- JDL Homes Inc NOTE: To achieve the required FSR. A floor space exclusion of 3% has been applied to this application as per section 11.24.18 of the district schedule, to accommodate improved building performance. *NEW HOUSE* Note: See DB-2022-01831 for Bldg 1 on site (principal bldg) addressed (1-2) 854 E 23rd Ave **THIS PERMIT HAS BEEN ISSUED UNDER THE REQUIREMENTS OF VBBL #12511 (2019) ** | JRGreene Electric Ltd
SP-2023-01677 | 2023-09-14 | 854 E 23RD AVENUE #3, Vancouver, BC | Sprinkler Permit | Residential | New | Issued | Residential - LWH - #3 - Fire sprinklers >DB: To construct a 2 storey laneway house building 1 open parking pad having vehicular access from the 20' Lane. Note: The entire building, INCLUDING THE ATTACHED GARAGE (if applicable), to be sprinklered to NFPA 13D Note: This is a 1 ½ storey building pursuant to the Zoning & Development By-law. 1. Covenant registered at the Land Title Office under CB217306 2. No Strata Titling permitted 3. Heat Pump proposed **THIS PERMIT HAS BEEN ISSUED UNDER THE REQUIREMENTS OF VBBL #12511 (2019) ** | Titan Fire Protection Ltd
PP-2023-03376 | 2023-09-21 | 854 E 23RD AVENUE #3, Vancouver, BC | Plumbing Permit | Residential | New | Issued | Residential - LWH - #3 - Laneway plumbing >DB: To construct a 2 storey laneway house building. 1 open parking pad having vehicular access from the 20' Lane. *** PART 9 Design -refer to MH permit DB-2022-01830 Note: The entire building, INCLUDING THE ATTACHED GARAGE (if applicable), to be sprinklered to NFPA 13D Note: This is a 1 ½ storey building pursuant to the Zoning & Development By-law. 1. Covenant registered at the Land Title Office under CB217306 2. No Strata Titling permitted 3. Heat Pump proposed **THIS PERMIT HAS BEEN ISSUED UNDER THE REQUIREMENTS OF VBBL #12511 (2019) ** | HOMEGROWN MECHANICAL LTD
GP-2023-02737 | 2023-09-19 | 854 E 23RD AVENUE #3, Vancouver, BC | Gas Permit | Residential | New | Issued | Residential - 1 Range & 1 BBQ >BP: To construct a 2 storey laneway house building ($233,822) 1 open parking pad having vehicular access from the 20' Lane. | HOMEGROWN MECHANICAL LTD
MP-2023-02178 | 2023-12-06 | 854 E 23RD AVENUE #3, Vancouver, BC | Mechanical Permit | NULL | NULL | Issued | NULL | BENTAIR HVAC LTD
SP-2023-01733 | 2023-09-21 | 6830 ST. GEORGE STREET, Vancouver, BC | Sprinkler Permit | Residential | New | Issued | Residential - To install piping and fixtures for a new laneway house. >BP: To construct a one storey laneway house building with an open parking pad, providing 1 parking space, having vehicular access from the lane. Note: This is a 1 storey building pursuant to the Zoning & Development By-law 1- Covenant registered at the Land Title Office under CB331328 2- No A/C unit proposed 3- Schedule B: Shamsul Alam Shikder P.Eng (604.255.3740) Structural & Geotechnical 4- HPO: Killarney Development Ltd. | Skyway Plumbing & gas Ltd
EP-2023-08398 | 2023-09-18 | 6830 ST. GEORGE STREET, Vancouver, BC | Electrical Permit | Residential | New | Issued | Installation / Repair - Residential - Complete alarm system; installation of network, cable, phone. >BP: To construct a one storey laneway house building with an open parking pad, providing 1 parking space, having vehicular access from the lane. Note: This is a 1 storey building pursuant to the Zoning & Development By-law 1- Covenant registered at the Land Title Office under CB331328 2- No A/C unit proposed 3- Schedule B: Shamsul Alam Shikder P.Eng (604.255.3740) Structural & Geotechnical 4- HPO: Killarney Development Ltd. Combustible projections or roof soffits on an exposing building face shall not project to less than .45m from the property line and shall be in compliance with VBBL 2019 9.10.15.5.(9) The entire building, to be sprinklered to NFPA 13D. ******THIS PERMIT HAS BEEN ISSUED UNDER THE REQUIREMENTS OF VBBL #12511 (2019)****** | Tutronic Security Sytem Co Ltd
PP-2023-02870 | 2023-08-14 | 6830 ST. GEORGE STREET, Vancouver, BC | Plumbing Permit | Residential | New | Issued | Residential - LWH - To install piping and fixtures for a new laneway house. >DB: To construct a one storey laneway house building with an open parking pad, providing 1 parking space, having vehicular access from the lane. Note: This is a 1 storey building pursuant to the Zoning & Development By-law 1- Covenant registered at the Land Title Office under CB331328 2- No A/C unit proposed ***This permit is issued under the VBBL 2019, with updated energy requirements as per bylaw # 12997 effective Jan 01, 2022.*** The entire building, to be sprinklered to NFPA 13D. ******THIS PERMIT HAS BEEN ISSUED UNDER THE REQUIREMENTS OF VBBL #12511 (2019)****** | Skyway Plumbing & gas Ltd
EP-2023-05905 | 2023-07-12 | 6830 ST. GEORGE STREET, Vancouver, BC | Electrical Permit | Residential | New | Issued | Installation / Repair - Residential - ¦ LWH/ 200A ¦ NEW ELECTRICAL FOR LANEWAY MAIN SERVICE 200AMPS 125AMPS TO THE HOUSE 125AMPS TO THE LANEWAY >BP: To construct a one storey laneway house building with an open parking pad, providing 1 parking space, having vehicular access from the lane. Note: This is a 1 storey building pursuant to the Zoning & Development By-law 1- Covenant registered at the Land Title Office under CB331328 2- No A/C unit proposed 3- Schedule B: Shamsul Alam Shikder P.Eng (604.255.3740) Structural & Geotechnical 4- HPO: Killarney Development Ltd. ***This permit is issued under the VBBL 2019, with updated energy requirements as per bylaw # 12997 effective Jan 01, 2022.*** Combustible projections or roof soffits on an exposing building face shall not project to less than .45m from the property line and shall be in compliance with VBBL 2019 9.10.15.5.(9) The entire building, to be sprinklered to NFPA 13D. ******THIS PERMIT HAS BEEN ISSUED UNDER THE REQUIREMENTS OF VBBL #12511 (2019)****** | Indy Electrical Ltd
EP-2023-11281 | 2024-01-08 | 3538 HAIDA DRIVE #3, Vancouver, BC | Electrical Permit | Residential | New | Issued | Installation / Repair - Residential - ¦ #3LWH- 400A ¦ New electrical work >BP: To construct a 2 storey laneway house building ($180,250) with an attached garage and an open parking pad, providing total 2 parking spaces, having vehicular access from the lane. Note: This is a 1 ½ storey building pursuant to the Zoning & Development By-law 1- Covenant registered at the Land Title Office under CB228257 2- No strata titling permitted 3- No external mechanical unit proposed 4- Schedule B: Govinder S Dhesi P.Eng (604.580.3275) Structural & Geotechnical 5- HPO: Residential Builder - EHY Properties Inc ***This permit is issued under the VBBL 2019, with updated energy requirements as per bylaw # 12997 effective Jan 01, 2022.*** | Best Choice Electrical Ltd
PP-2023-04351 | 2023-12-18 | 3538 HAIDA DRIVE #3, Vancouver, BC | Plumbing Permit | Residential | New | Issued | Residential - This is a new laneway house with 8 fixtures >BP: To construct a 2 storey laneway house building with an attached garage and an open parking pad, providing total 2 parking spaces, having vehicular access from the lane. Note: This is a 1 ½ storey building pursuant to the Zoning & Development By-law 1- Covenant registered at the Land Title Office under CB228257 2- No strata titling permitted 3- No external mechanical unit proposed 4- Schedule B: Govinder S Dhesi P.Eng (604.580.3275) Structural & Geotechnical 5- HPO: Residential Builder - EHY Properties Inc | AKAL Plumbing & Heating Ltd
EP-2023-08634 | 2023-09-25 | 644 E 51ST AVENUE #3, Vancouver, BC | Electrical Permit | Residential | New | Issued | Installation / Repair - Residential - Installation of data, telephone, TV, door bell, and Security alarm system. >BP: To construct a 2 storey laneway house building ($208,500) with an attached garage and 1 open parking pad, providing a total of 3 parking spaces, having vehicular access from the lane. The entire building, INCLUDING THE ATTACHED GARAGE (if applicable), to be sprinklered to NFPA 13D. Note: This is a 1 ½ storey building pursuant to the Zoning & Development By-law 1. Covenant registered at the Land Title Office under CB303057 2. No Strata Titling permitted 3. No A/C unit proposed 4. Schedule B: Jason Hui P.Eng (778.319.3403) Structural & Geotechnical 5. HPO: Residential Builder - Gill's Construction Ltd | Innova Security Systems Inc
SP-2023-01862 | 2023-10-11 | 644 E 51ST AVENUE #3, Vancouver, BC | Sprinkler Permit | Residential | New | Issued | Residential - Install sprinklers in LWH -to be sprinklered to NFPA 13D >BP: To construct a 2 storey laneway house building ($208,500) with an attached garage and 1 open parking pad, providing a total of 3 parking spaces, having vehicular access from the lane. The entire building, INCLUDING THE ATTACHED GARAGE (if applicable), to be sprinklered to NFPA 13D. Note: This is a 1 ½ storey building pursuant to the Zoning & Development By-law 1. Covenant registered at the Land Title Office under CB303057 2. No Strata Titling permitted 3. No A/C unit proposed 4. Schedule B: Jason Hui P.Eng (778.319.3403) Structural & Geotechnical 5. HPO: Residential Builder - Gill's Construction Ltd | Gold Key Fire Protection Ltd
EP-2023-06127 | 2023-07-21 | 644 E 51ST AVENUE #3, Vancouver, BC | Electrical Permit | Residential | New | Issued | Installation / Repair - Residential - ¦ LWH#3/ 400A ¦ New laneway house electrical work and service work >BP: To construct a 2 storey laneway house building ($208,500) with an attached garage and 1 open parking pad, providing a total of 3 parking spaces, having vehicular access from the lane. The entire building, INCLUDING THE ATTACHED GARAGE (if applicable), to be sprinklered to NFPA 13D. Note: This is a 1 ½ storey building pursuant to the Zoning & Development By-law 1. Covenant registered at the Land Title Office under CB303057 2. No Strata Titling permitted 3. No A/C unit proposed 4. Schedule B: Jason Hui P.Eng (778.319.3403) Structural & Geotechnical 5. HPO: Residential Builder - Gill's Construction Ltd ***This permit is issued under the VBBL 2019, with updated energy requirements as per bylaw # 12997 effective Jan 01, 2022.*** | Uppal Electrical Ltd
PP-2023-02578 | 2023-07-20 | 644 E 51ST AVENUE #3, Vancouver, BC | Plumbing Permit | Residential | New | Issued | Residential - This is a new laneway house with 8 fixtures >BP: To construct a 2 storey laneway house building with an attached garage and 1 open parking pad, providing a total of 3 parking spaces, having vehicular access from the lane. The entire building, INCLUDING THE ATTACHED GARAGE (if applicable), to be sprinklered to NFPA 13D. Note: This is a 1 ½ storey building pursuant to the Zoning & Development By-law 1. Covenant registered at the Land Title Office under CB303057 2. No Strata Titling permitted 3. No A/C unit proposed 4. Schedule B: Jason Hui P.Eng (778.319.3403) Structural & Geotechnical 5. HPO: Residential Builder - Gill's Construction Ltd | AKAL Plumbing & Heating Ltd
EP-2023-06882 | 2023-07-28 | 5741 BERKELEY STREET #3, Vancouver, BC | Electrical Permit | Residential | New | Issued | Installation / Repair - Residential - Data wires installation. >BP: To construct a 2 storey laneway house building ($225,000.00) with 1 open parking pad having vehicular access from the 20' Lane. Note: This is a 1 ½ storey building pursuant to the Zoning & Development By-law. 1. Covenant not required with existing house 2. No Strata Titling permitted 3. No A/C Unit proposed 4. Entire building to be sprinklered 13D 5. Schedule B: (ALAN PRAHALAD) P.Eng (604-831-1431) Structural 6. Schedule B: (ALAN PRAHALAD) P.Eng (604-831-1431) Geotechnical 7. HPO: Residential Builder- (Rely Construction Ltd.) NOTE: To achieve the required FSR. A floor space exclusion of 3% has been applied to this application as per section 11.24.18 of the district schedule, to accommodate improved building performance. NOTE: Information regarding the principal building on the survey and site plan is for reference only. Any discrepancy between information regarding the principal building on the survey and/or site plan and approved permit drawings for the principal building are neither approved nor authorized under this laneway house permit. ***This permit is issued under the VBBL 2019, with updated energy requirements as per bylaw # 12997 effective Jan 01, 2022.*** | Opticnet Communications Inc
EP-2023-06053 | 2023-07-21 | 5741 BERKELEY STREET #3, Vancouver, BC | Electrical Permit | Residential | New | Issued | Installation / Repair - Residential - ¦ #3LWH/ 200A ¦ Laneway house wiring, fixtures, install range, etc *An approved mechanical permit is required for the installation of air conditioning or heat pump unit at the time of installation before an electrical inspection will be performed >BP: To construct a 2 storey laneway house building ($225,000.00) with 1 open parking pad having vehicular access from the 20' Lane. Note: This is a 1 ½ storey building pursuant to the Zoning & Development By-law. 1. Covenant not required with existing house 2. No Strata Titling permitted 3. No A/C Unit proposed 4. Entire building to be sprinklered 13D 5. Schedule B: (ALAN PRAHALAD) P.Eng (604-831-1431) Structural 6. Schedule B: (ALAN PRAHALAD) P.Eng (604-831-1431) Geotechnical 7. HPO: Residential Builder- (Rely Construction Ltd.) Note: As a result of the addition of a laneway house, the existing one family dwelling / principal dwelling is to be assigned a suite number. At permit issuance, the site will be as follows: #1-5741 Berkeley St - Principal Dwelling #3-5741 Berkeley St - Laneway House ***This permit is issued under the VBBL 2019, with updated energy requirements as per bylaw # 12997 effective Jan 01, 2022.*** | Aweico Electric Ltd
PP-2023-01931 | 2023-06-02 | 5741 BERKELEY STREET #3, Vancouver, BC | Plumbing Permit | Residential | New | Issued | Residential - Laneway house plumbing >BP: To construct a 2 storey laneway house building with 1 open parking pad having vehicular access from the 20' Lane. Note: This is a 1 ½ storey building pursuant to the Zoning & Development By-law. 1. Covenant not required with existing house 2. No Strata Titling permitted 3. No A/C Unit proposed 4. Entire building to be sprinklered 13D 5. Schedule B: (ALAN PRAHALAD) P.Eng (604-831-1431) Structural 6. Schedule B: (ALAN PRAHALAD) P.Eng (604-831-1431) Geotechnical 7. HPO: Residential Builder- (Rely Construction Ltd.) | BC 2000 Plumbing & Heating Ltd
MP-2023-01089 | 2023-06-13 | 5741 BERKELEY STREET #3, Vancouver, BC | Mechanical Permit | NULL | NULL | Issued | NULL | BC 2000 Plumbing & Heating Ltd
PP-2023-01494 | 2023-04-27 | 5741 BERKELEY STREET #3, Vancouver, BC | Plumbing Permit | Residential | New | Issued | Residential - Sump no pump >BP: To construct a 2 storey laneway house building with 1 open parking pad having vehicular access from the 20' Lane. | Bhullar Excavating and Demolition
SP-2023-01498 | 2023-08-16 | 5741 BERKELEY STREET #3, Vancouver, BC | Sprinkler Permit | Residential | New | Issued | Residential - Install sprinklers in lwh >BP: To construct a 2 storey laneway house building with 1 open parking pad having vehicular access from the 20' Lane. Note: This is a 1 ½ storey building pursuant to the Zoning & Development By-law. 1. Covenant not required with existing house 2. No Strata Titling permitted 3. No A/C Unit proposed 4. Entire building to be sprinklered 13D 5. Schedule B: (ALAN PRAHALAD) P.Eng (604-831-1431) Structural 6. Schedule B: (ALAN PRAHALAD) P.Eng (604-831-1431) Geotechnical 7. HPO: Residential Builder- (Rely Construction Ltd.) | Gold Key Fire Protection Ltd
GP-2023-02438 | 2023-08-28 | 2610 BOBOLINK AVENUE, Vancouver, BC | Gas Permit | Residential | New | Issued | Residential - 1 Boiler, 2 Range, 1 BBQ and 1 Fireplace To install piping and appliances with complete installation except fireplace is piping only. >BP: To construct a 2 storey one-family dwelling with a secondary suite As per energy requirements air sourced heat pump with electric boiler back up for space heating and gas instantaneous hot water heater. | Skyway Plumbing & gas Ltd
NULL | NULL | 2610 BOBOLINK AVENUE, Vancouver, BC | Mechanical Permit | NULL | NULL | Draft | NULL | United Mechanical Ltd
SP-2023-01528 | 2023-08-22 | 2610 BOBOLINK AVENUE, Vancouver, BC | Sprinkler Permit | Residential | New | Issued | Residential - To install piping and fixtures for a new single family house. >BP: To construct a 2 storey one-family dwelling with a secondary suite located in the Basement ($1,077,750.00) with an open parking pad, providing a total of 2 parking spaces, having vehicular access from the 20' Lane. 1. Covenant registered at the Land Title Office under CB228210 2. No Strata Titling permitted 3. A/C proposed – Exterior component located in rear yard, Interior component located in second floor closet 4. Bar sink located in Recreation Room. 5. Schedule B: (A.S. Rathod) P.Eng (778-885-0551) Structural / Geotechnical 6. HPO: Residential Builder- (Maplewest Homes Ltd) | Skyway Plumbing & gas Ltd
MP-2023-01067 | 2023-06-09 | 2610 BOBOLINK AVENUE, Vancouver, BC | Mechanical Permit | NULL | NULL | Issued | NULL | Skyway Plumbing & gas Ltd
PP-2023-01941 | 2023-05-31 | 2610 BOBOLINK AVENUE, Vancouver, BC | Plumbing Permit | Residential | New | Issued | Residential - 1FD+SS - #1 & #2 - To install piping and fixtures for a new single family house. The entire building to be sprinklered to NFPA 13D >DB: To construct a 2 storey one-family dwelling with a secondary suite located in the Basement with an open parking pad, providing a total of 2 parking spaces, having vehicular access from the 20' Lane. 1. Covenant registered at the Land Title Office under CB228210 2. No Strata Titling permitted 3. A/C proposed – Exterior component located in rear yard, Interior component located in second floor closet 4. Bar sink located in Recreation Room. | Skyway Plumbing & gas Ltd
EP-2023-04958 | 2023-07-05 | 2610 BOBOLINK AVENUE, Vancouver, BC | Electrical Permit | Residential | New | Issued | Installation / Repair - Residential - Rough wire and finishing of house with secondary suite -1FD: Divee 40: 5760W AC is shared with 30A EV charger -LWH: Divee 40: 3840W AC is shared with 20A EV charger *An approved mechanical permit is required for the installation of air conditioning or heat pump unit at the time of installation before an electrical inspection will be performed >BP: To construct a 2 storey one-family dwelling with a secondary suite located in the Basement ($1,077,750.00) with an open parking pad, providing a total of 2 parking spaces, having vehicular access from the 20' Lane. 1. Covenant registered at the Land Title Office under CB228210 2. No Strata Titling permitted 3. A/C proposed – Exterior component located in rear yard, Interior component located in second floor closet 4. Bar sink located in Recreation Room. 5. Schedule B: (A.S. Rathod) P.Eng (778-885-0551) Structural / Geotechnical 6. HPO: Residential Builder- (Maplewest Homes Ltd) | Hayat Electrical Ltd
PP-2023-01593 | 2023-05-05 | 2610 BOBOLINK AVENUE, Vancouver, BC | Plumbing Permit | Residential | New | Issued | Residential - 1FD+SS - 2 sump pump | Bhullar Excavating and Demolition
EP-2023-07041 | 2023-08-03 | 2610 BOBOLINK AVENUE, Vancouver, BC | Electrical Permit | Residential | New | Issued | Installation / Repair - Residential - TV/Data/Tel. Wiring, Alarm System, CCTV Camera System, Central Vacuum System and Doorbells. **Amend 08/08/2023** amend the permit application to reflect the new and updated permit value of $30000. | Westend Sound And Security Inc.
GP-2023-02324 | 2023-08-09 | 2610 BOBOLINK AVENUE, Vancouver, BC | Gas Permit | Residential | New | Issued | Residential - 1 Fireplace Installation and Venting >BP: To construct a 2 storey one-family dwelling with a secondary suite | EVERSHINE FIREPLACES LTD
PP-2023-02829 | 2023-08-10 | 2555 W 14TH AVENUE #3, Vancouver, BC | Plumbing Permit | Residential | New | Issued | Residential - LWH - #3 - Install 1 outside sump without pump AMEND: OCT 30/2023 Change to one pumped sump | Octiscapes Site Services Ltd
EP-2023-01489 | 2023-02-22 | 2787 E 6TH AVENUE #3, Vancouver, BC | Electrical Permit | Residential | New | Completed | Installation / Repair - Residential - Alarm,Tel/TV/Data,Intercom,etc >BP: To construct a 2 storey laneway house building ($227,120) with 1 open parking pad, providing a total of 1 parking spaces, having vehicular access from the 20' Lane. Note: This is a 1 ½ storey building pursuant to the Zoning & Development By-law. 1. Covenant not required with existing house 2. No Strata Titling permitted 3. No A/C Unit proposed 4. Entire building to be sprinklered 13D 5. Schedule B: (Jason Hui) P.Eng (778.319.3403) Structural 6. Schedule B: (Jason Hui) P.Eng (778.319.3403) Geotechnical 7. HPO: Residential Builder- E-LOYAL CONSTRUCTION LTD NOTE: To achieve the required FSR. A floor space exclusion of 3% has been applied to this application as per section 11.24.18 of the district schedule, to accommodate improved building performance. NOTE: Information regarding the principal building on the survey and site plan is for reference only. Any discrepancy between information regarding the principal building on the survey and/or site plan and approved permit drawings for the principal building are neither approved nor authorized under this laneway house permit. *EXISTING HOUSE* Note: Bldg 1 (principal bldg) addressed #1-2787 E 6th Av retained on site. ***This permit is issued under the VBBL 2019, with updated energy requirements as per bylaw # 12997 effective Jan 01, 2022.*** | AIGO TECHNOLOGY INC
SP-2023-00352 | 2023-03-01 | 2787 E 6TH AVENUE #3, Vancouver, BC | Sprinkler Permit | Residential | New | Completed | Residential - To Install 11 sprinkler heads >BP: To construct a 2 storey laneway house building with 1 open parking pad, providing a total of 1 parking spaces, having vehicular access from the 20' Lane. Note: This is a 1 ½ storey building pursuant to the Zoning & Development By-law. 1. Covenant not required with existing house 2. No Strata Titling permitted 3. No A/C Unit proposed 4. Entire building to be sprinklered 13D 5. Schedule B: (Jason Hui) P.Eng (778.319.3403) Structural 6. Schedule B: (Jason Hui) P.Eng (778.319.3403) Geotechnical 7. HPO: Residential Builder- E-LOYAL CONSTRUCTION LTD | General Sprinkler Systems Ltd
PP-2022-04144 | 2022-11-17 | 2787 E 6TH AVENUE #3, Vancouver, BC | Plumbing Permit | Residential | New | Completed | Residential - Sump | Canstar Excavating & Landscaping Ltd
EP-2022-08722 | 2022-10-19 | 2787 E 6TH AVENUE #3, Vancouver, BC | Electrical Permit | Residential | New | Completed | Installation / Repair - Residential - Wiring for 2 storey laneway house Electrical work in new laneway >BP: To construct a 2 storey laneway house building ($227,120) with 1 open parking pad, providing a total of 1 parking spaces, having vehicular access from the 20' Lane. Note: This is a 1 ½ storey building pursuant to the Zoning & Development By-law. 1. Covenant not required with existing house 2. No Strata Titling permitted 3. No A/C Unit proposed 4. Entire building to be sprinklered 13D 5. Schedule B: (Jason Hui) P.Eng (778.319.3403) Structural 6. Schedule B: (Jason Hui) P.Eng (778.319.3403) Geotechnical 7. HPO: Residential Builder- E-LOYAL CONSTRUCTION LTD NOTE: To achieve the required FSR. A floor space exclusion of 3% has been applied to this application as per section 11.24.18 of the district schedule, to accommodate improved building performance. NOTE: Information regarding the principal building on the survey and site plan is for reference only. Any discrepancy between information regarding the principal building on the survey and/or site plan and approved permit drawings for the principal building are neither approved nor authorized under this laneway house permit. *EXISTING HOUSE* Note: Bldg 1 (principal bldg) addressed #1-2787 E 6th Av retained on site. ***This permit is issued under the VBBL 2019, with updated energy requirements as per bylaw # 12997 effective Jan 01, 2022.*** | Vanline Electric Ltd
PP-2023-00099 | 2023-01-10 | 2787 E 6TH AVENUE #3, Vancouver, BC | Plumbing Permit | Residential | New | Completed | Residential - Plumbing >To construct a 2 storey laneway house building ($227,120) with 1 open parking pad, providing a total of 1 parking spaces, having vehicular access from the 20' Lane. Note: This is a 1 ½ storey building pursuant to the Zoning & Development By-law. 1. Covenant not required with existing house 2. No Strata Titling permitted 3. No A/C Unit proposed 4. Entire building to be sprinklered 13D 5. Schedule B: (Jason Hui) P.Eng (778.319.3403) Structural 6. Schedule B: (Jason Hui) P.Eng (778.319.3403) Geotechnical 7. HPO: Residential Builder- E-LOYAL CONSTRUCTION LTD NOTE: To achieve the required FSR. A floor space exclusion of 3% has been applied to this application as per section 11.24.18 of the district schedule, to accommodate improved building performance. NOTE: Information regarding the principal building on the survey and site plan is for reference only. Any discrepancy between information regarding the principal building on the survey and/or site plan and approved permit drawings for the principal building are neither approved nor authorized under this laneway house permit. *EXISTING HOUSE* Note: Bldg 1 (principal bldg) addressed #1-2787 E 6th Av retained on site. ***This permit is issued under the VBBL 2019, with updated energy requirements as per bylaw # 12997 effective Jan 01, 2022.*** | KSS Mechanical Ltd
PP-2023-03402 | 2023-09-25 | 478 E 21ST AVENUE, Vancouver, BC | Plumbing Permit | Residential | New | Issued | Residential - 2FD+SS - FRONT - 480 E 21ST AV BACK - 478 E 21ST AV - #1 & #2 plumbing for new residential duplex including DWV and waterlines >DB: To construct a 3-storey duplex with a secondary suite and a detached accessory building (garage) at the rear providing 2 parking spaces, having vehicular access from the lane. ***This permit is issued under the VBBL 2019, with updated energy requirements as per bylaw # 12997 effective Jan 01, 2022.*** The entire building to be sprinklered to 2x NFPA 13D. NOTE: To achieve the required FSR a floor space exclusion of 2% has been applied to this application as per section 10.11.1 of the district schedule, to accommodate improved building performance. 1. No strata titling permitted for secondary suites 2. A/C unit proposed in front and rear yard | Red Mechanical
EP-2024-00214 | 2024-01-22 | 6866 ONTARIO STREET, Vancouver, BC | Electrical Permit | Residential | New | Issued | Installation / Repair - Residential - ¦ 2FD + 2SS- 400A ¦ New house wiring fixture & fitting with Detached Garage. *An approved mechanical permit is required for the installation of air conditioning or heat pump unit before a final electrical inspection will be performed DB-2022-02708: To construct a two-storey two-family dwelling with two secondary suites located in the basement, with a detached accessory building (garage) with 2 surface parking at the rear providing total 4 parking spaces, having vehicular access from the lane. Note: This is a 2 storey building pursuant to the Zoning and Development By-Law 1. Covenant registered at the Land Title Office under CB611387 2. External mechanical unit proposed in the rear yard 3. Schedule B: Zhanchao Zhao, P.Eng. (604-526-1305) Structural & Geotechnical 4. HPO: Residential Builder - Hoboken Development B.C. Ltd. 5. The entire building to be sprinklered to 2 X NFPA 13D. 6. As shown by an asterisk (*) on the building permit floor plans and/or elevations, exit protection is required to be provided in accordance with Articles 9.9.4.4., 9.9.4.6., and/or 9.37.2.8. of the 2019 VBBL | Future Force Systems Ltd
PP-2023-01437 | 2023-04-25 | 1160 E 37TH AVENUE, Vancouver, BC | Plumbing Permit | Residential | New | Completed | Residential - To install piping and fixtures for a new laneway house. >BP: To construct a 2 storey laneway house building with an attached garage and 1 open parking pad, providing a total of 2 parking space, having vehicular access from the lane. Note: The entire building, INCLUDING THE ATTACHED GARAGE (if applicable), to be sprinklered to NFPA 13D. Note: This is a 1 ½ storey building pursuant to the Zoning & Development By-law 1. Covenant registered at the Land Title Office under CB34487 2. No Strata Titling permitted 3. No A/C unit proposed 4. Schedule B: Jason Hui P.Eng (778.319.3403) Structural & Geotechnical 5. HPO: Residential Builder- Rohtab Garcha Home Development Ltd. | Skyway Plumbing & gas Ltd
EP-2023-03979 | 2023-05-12 | 1160 E 37TH AVENUE, Vancouver, BC | Electrical Permit | Residential | New | Issued | Installation / Repair - Residential - *¦ 2 X 200A Services¦ 1- 200A: 1FD ¦ 1- 200A: SS + LWH ¦ Complete wiring and finishing. Main service-400 amps Main house 5331 meter-200 amps Legal suite 5331 meter-60 amps Laneway 1160 meter-125 amps >Permit Amendment Oct 13, 2023 -Service Change ¦ 1- 400A to 2 x 200A Services¦ 1- 200A: 1FD ¦ 1- 200A: SS + LWH *Document(s) uploaded to "Application Documents" tab for Electrical Inspector review. Documents are at pending status at time of permit amendment approval >BP: To construct a 2 storey laneway house building ($225,000) with an attached garage and 1 open parking pad, providing a total of 2 parking space, having vehicular access from the lane. Note: The entire building, INCLUDING THE ATTACHED GARAGE (if applicable), to be sprinklered to NFPA 13D. Note: This is a 1 ½ storey building pursuant to the Zoning & Development By-law 1. Covenant registered at the Land Title Office under CB34487 2. No Strata Titling permitted 3. No A/C unit proposed 4. Schedule B: Jason Hui P.Eng (778.319.3403) Structural & Geotechnical 5. HPO: Residential Builder- Rohtab Garcha Home Development Ltd. ***This permit is issued under the VBBL 2019, with updated energy requirements as per bylaw # 12997 effective Jan 01, 2022.*** | SUNSTONE ELECTRIC LTD
SP-2023-00907 | 2023-07-19 | 1160 E 37TH AVENUE, Vancouver, BC | Sprinkler Permit | Residential | New | Completed | Residential - To install piping and fixtures for a new laneway house. >BP: To construct a 2 storey laneway house building with an attached garage and 1 open parking pad, providing a total of 2 parking space, having vehicular access from the lane. Note: The entire building, INCLUDING THE ATTACHED GARAGE (if applicable), to be sprinklered to NFPA 13D. Note: This is a 1 ½ storey building pursuant to the Zoning & Development By-law 1. Covenant registered at the Land Title Office under CB34487 2. No Strata Titling permitted 3. No A/C unit proposed 4. Schedule B: Jason Hui P.Eng (778.319.3403) Structural & Geotechnical 5. HPO: Residential Builder- Rohtab Garcha Home Development Ltd. | Skyway Plumbing & gas Ltd
EP-2023-04952 | 2023-06-05 | 1160 E 37TH AVENUE, Vancouver, BC | Electrical Permit | Residential | New | Completed | Installation / Repair - Residential - Rough wiring of security alarm, tv, data and completion of security alarm. >BP: To construct a 2 storey laneway house building ($225,000) with an attached garage and 1 open parking pad, providing a total of 2 parking space, having vehicular access from the lane. | Supersonic Security System Inc.
PP-2023-02610 | 2023-07-24 | 4311 RUPERT STREET #3, Vancouver, BC | Plumbing Permit | Residential | New | Issued | Residential - Sump and sanitary connections for new laneway home | Canstar Excavating & Landscaping Ltd
EP-2024-00211 | 2024-01-09 | 4311 RUPERT STREET #3, Vancouver, BC | Electrical Permit | Residential | New | Issued | Installation / Repair - Residential - Low Voltage Rough-In and completion of security alarm, tel/data/cable To construct a 2 storey laneway house building with 1 open parking pad, providing a total of 1 parking spaces, having vehicular access from the 20' Lane. Note: This is a 1 ½ storey building pursuant to the Zoning & Development By-law. 1. Covenant not required with existing house 2. No Strata Titling permitted 3. No A/C Unit proposed 4. Entire building to be sprinklered 13D 5. Schedule B: (Jason Hui) P.Eng (778.319.3403) Structural 6. Schedule B: (Jason Hui) P.Eng (778.319.3403) Geotechnical 7. HPO: Residential Builder- Lyla Construction Ltd | Infinitech Security & Integration Inc.
SP-2023-02264 | 2023-12-18 | 4311 RUPERT STREET #3, Vancouver, BC | Sprinkler Permit | Residential | New | Issued | Residential - Install sprinklers in LWH >BP: To construct a 2 storey laneway house building with 1 open parking pad, providing a total of 1 parking spaces, having vehicular access from the 20' Lane. Note: This is a 1 ½ storey building pursuant to the Zoning & Development By-law. 1. Covenant not required with existing house 2. No Strata Titling permitted 3. No A/C Unit proposed 4. Entire building to be sprinklered 13D 5. Schedule B: (Jason Hui) P.Eng (778.319.3403) Structural 6. Schedule B: (Jason Hui) P.Eng (778.319.3403) Geotechnical 7. HPO: Residential Builder- Lyla Construction Ltd | Gold Key Fire Protection Ltd
EP-2023-11258 | 2024-01-18 | 4311 RUPERT STREET #3, Vancouver, BC | Electrical Permit | Residential | New | Issued | Installation / Repair - Residential - New laneway >BP: To construct a 2 storey laneway house building ($168,907.5) with 1 open parking pad, providing a total of 1 parking spaces, having vehicular access from the 20' Lane. Note: This is a 1 ½ storey building pursuant to the Zoning & Development By-law. 1. Covenant not required with existing house 2. No Strata Titling permitted 3. No A/C Unit proposed 4. Entire building to be sprinklered 13D 5. Schedule B: (Jason Hui) P.Eng (778.319.3403) Structural 6. Schedule B: (Jason Hui) P.Eng (778.319.3403) Geotechnical 7. HPO: Residential Builder- Lyla Construction Ltd NOTE: To achieve the required FSR. A floor space exclusion of 3% has been applied to this application as per section 11.24.18 of the district schedule, to accommodate improved building performance. ***This permit is issued under the VBBL 2019, with updated energy requirements as per bylaw # 12997 effective Jan 01, 2022.*** | Econ Energy Group Ltd
PP-2023-03367 | 2023-09-20 | 4311 RUPERT STREET #3, Vancouver, BC | Plumbing Permit | Residential | New | Issued | Residential - LWH - #3 - Plumbing for new laneway house >DB: To construct a 2 storey laneway house building with 1 open parking pad, providing a total of 1 parking spaces, having vehicular access from the 20' Lane. Note: This is a 1 ½ storey building pursuant to the Zoning & Development By-law. 1. Covenant not required with existing house 2. No Strata Titling permitted 3. No A/C Unit proposed 4. Entire building to be sprinklered 13D ***This permit is issued under the VBBL 2019, with updated energy requirements as per bylaw # 12997 effective Jan 01, 2022.*** | Rain Coast Plumbing & Heating Ltd
SP-2023-01308 | 2023-07-20 | 464 E 54TH AVENUE #3, Vancouver, BC | Sprinkler Permit | Residential | New | Issued | Residential - LWH - #3 - new sprinkler system >DB: To construct a 2 storey laneway house building with an attached garage and 1 open parking pad, providing a total of 2 parking spaces, having vehicular access from the lane. Note: This is a 1 ½ storey building pursuant to the Zoning & Development By-law Rev#1: The entire building including the garage (if applicable) changed to be sprinklered to NPFA 13D as per VBBL 3.2.5.12(3)(d). 1- Covenant registered at the Land Title Office under CB142216 2- No strata titling permitted 3- No A/C unit proposed ***This permit is issued under the VBBL 2019, with updated energy requirements as per bylaw # 12997 effective Jan 01, 2022.*** | Haven Fire Protection Ltd
EP-2023-04768 | 2023-06-09 | 464 E 54TH AVENUE #3, Vancouver, BC | Electrical Permit | Residential | New | Issued | Installation / Repair - Residential - Construction of new laneway property No AC/ Heat pump in single family or laneway Gas dryer in single family dwelling DCC12: 7680W EV in laneway >BP: To construct a 2 storey laneway house building ($165,250) with an attached garage and 1 open parking pad, providing a total of 2 parking spaces, having vehicular access from the lane. Note: This is a 1 ½ storey building pursuant to the Zoning & Development By-law The entire building to be sprinklered to NFPA 13R 1- Covenant registered at the Land Title Office under CB142216 2- No strata titling permitted 3- No A/C unit proposed 4- Schedule B: YOUHAI WANG, P.Eng, (604-868-5638) Structural 5- Schedule B: SHAOZHE GUO, P.Eng, (778-926-0525) Geotechnical 6- HPO: Residential Builder - Oak West Development Corp. ***This permit is issued under the VBBL 2019, with updated energy requirements as per bylaw # 12997 effective Jan 01, 2022.*** | Coast to Coast Electric Ltd
PP-2023-01880 | 2023-05-29 | 464 E 54TH AVENUE #3, Vancouver, BC | Plumbing Permit | Residential | New | Issued | Residential - plumbing >BP: To construct a 2 storey laneway house building with an attached garage and 1 open parking pad, providing a total of 2 parking spaces, having vehicular access from the lane. Note: This is a 1 ½ storey building pursuant to the Zoning & Development By-law The entire building to be sprinklered to NFPA 13R 1- Covenant registered at the Land Title Office under CB142216 2- No strata titling permitted 3- No A/C unit proposed 4- Schedule B: YOUHAI WANG, P.Eng, (604-868-5638) Structural 5- Schedule B: SHAOZHE GUO, P.Eng, (778-926-0525) Geotechnical 6- HPO: Residential Builder - Oak West Development Corp | WHITE HILL PLUMBING & HEATING LTD
EP-2023-01831 | 2023-03-06 | 464 E 54TH AVENUE #3, Vancouver, BC | Electrical Permit | Residential | New | Issued | Installation / Repair - Residential - Structured Wiring & Doorbell Alarm applied for under main house permit >BP: To construct a 2 storey laneway house building ($165,250) with an attached garage and 1 open parking pad, providing a total of 2 parking spaces, having vehicular access from the lane. Note: This is a 1 ½ storey building pursuant to the Zoning & Development By-law The entire building to be sprinklered to NFPA 13R 1- Covenant registered at the Land Title Office under CB142216 2- No strata titling permitted 3- No A/C unit proposed 4- Schedule B: YOUHAI WANG, P.Eng, (604-868-5638) Structural 5- Schedule B: SHAOZHE GUO, P.Eng, (778-926-0525) Geotechnical 6- HPO: Residential Builder - Oak West Development Corp. | Prism Security Systems Ltd
PP-2023-00623 | 2023-02-22 | 2738 WARD STREET #3, Vancouver, BC | Plumbing Permit | Residential | New | Completed | Residential - Sump >BP: To construct a 2 storey laneway house building ($140,932.5) with 1 open parking pad, providing a total of 1 parking spaces, having vehicular access from the 20' Lane. | Jewel Mini Excavating Ltd
EP-2023-01887 | 2023-03-10 | 2738 WARD STREET #3, Vancouver, BC | Electrical Permit | Residential | New | Completed | Installation / Repair - Residential - Electrical wiring of new laneway home >BP: To construct a 2 storey laneway house building ($140,932.5) with 1 open parking pad, providing a total of 1 parking spaces, having vehicular access from the 20' Lane. Note: This is a 1 ½ storey building pursuant to the Zoning & Development By-law. 1. Covenant not required with existing house 2. No Strata Titling permitted 3. No A/C Unit proposed 4. Entire building to be sprinklered 13D 5. Schedule B: (Jason Hui) P.Eng (778.319.3403) Structural 6. Schedule B: (Jason Hui) P.Eng (778.319.3403) Geotechnical 7. HPO: Residential Builder- Cypher Developments Ltd NOTE: To achieve the required FSR. A floor space exclusion of 3% has been applied to this application as per section 11.24.18 of the district schedule, to accommodate improved building performance. NOTE: Information regarding the principal building on the survey and site plan is for reference only. Any discrepancy between information regarding the principal building on the survey and/or site plan and approved permit drawings for the principal building are neither approved nor authorized under this laneway house permit. *EXISTING HOUSE* Note: Bldg 1 (principal bldg) addressed #1-2738 Ward St retained on site. ***This permit is issued under the VBBL 2019, with updated energy requirements as per bylaw # 12997 effective Jan 01, 2022.*** | Vanline Electric Ltd
SP-2023-00839 | 2023-05-15 | 2738 WARD STREET #3, Vancouver, BC | Sprinkler Permit | Residential | New | Completed | Residential - New sprinkler system >BP: To construct a 2 storey laneway house building with 1 open parking pad, providing a total of 1 parking spaces, having vehicular access from the 20' Lane. Note: This is a 1 ½ storey building pursuant to the Zoning & Development By-law. 1. Covenant not required with existing house 2. No Strata Titling permitted 3. No A/C Unit proposed 4. Entire building to be sprinklered 13D 5. Schedule B: (Jason Hui) P.Eng (778.319.3403) Structural 6. Schedule B: (Jason Hui) P.Eng (778.319.3403) Geotechnical 7. HPO: Residential Builder- Cypher Developments Ltd | Haven Fire Protection Ltd
PP-2023-01179 | 2023-04-04 | 2738 WARD STREET #3, Vancouver, BC | Plumbing Permit | Residential | New | Completed | Residential - Plumbing >BP: To construct a 2 storey laneway house building with 1 open parking pad, providing a total of 1 parking spaces, having vehicular access from the 20' Lane. | Lucky Plumbing Heating Ltd
EP-2023-04693 | 2023-05-29 | 2738 WARD STREET #3, Vancouver, BC | Electrical Permit | Residential | New | Completed | Installation / Repair - Residential - Alarm, cctv, tel, data, tv, intercom. >BP: To construct a 2 storey laneway house building ($140,932.5) with 1 open parking pad, providing a total of 1 parking spaces, having vehicular access from the 20' Lane. Note: This is a 1 ½ storey building pursuant to the Zoning & Development By-law. 1. Covenant not required with existing house 2. No Strata Titling permitted 3. No A/C Unit proposed 4. Entire building to be sprinklered 13D 5. Schedule B: (Jason Hui) P.Eng (778.319.3403) Structural 6. Schedule B: (Jason Hui) P.Eng (778.319.3403) Geotechnical 7. HPO: Residential Builder- Cypher Developments Ltd NOTE: To achieve the required FSR. A floor space exclusion of 3% has been applied to this application as per section 11.24.18 of the district schedule, to accommodate improved building performance. NOTE: Information regarding the principal building on the survey and site plan is for reference only. Any discrepancy between information regarding the principal building on the survey and/or site plan and approved permit drawings for the principal building are neither approved nor authorized under this laneway house permit. *EXISTING HOUSE* Note: Bldg 1 (principal bldg) addressed #1-2738 Ward St retained on site. ***This permit is issued under the VBBL 2019, with updated energy requirements as per bylaw # 12997 effective Jan 01, 2022.*** | AIGO TECHNOLOGY INC
SP-2023-01513 | 2024-01-19 | 725 W 49TH AVENUE, Vancouver, BC | Sprinkler Permit | Commercial | New | Issued | Commercial - For all sprinkler work to the 2019 VBBL; NFPA 13R, 2013; for work above grade to construct a 3-storey residential building (Building #2 - N building) containing 5 dwelling units (row houses). THIS IS A CERTIFIED PROFESSIONAL PROJECT and the CP is Petar Dimov. Engineer of Record: Ryan Pavey 604-605-0606 pavey@cardinalfire.ca Related Permits: SP-2023-01511 - Site/Underground SP-2023-01512 - Building #1 SP-2023-01514 - Building #3 AL-2022-00108 - 2-storey Dwelling Unit w/ Single Exterior Exit Door More Than 1.5 m Above Ground Approved drawings can be found under the site permit, SP-2023-01511. | Milan Balun
EP-2023-11064 | NULL | 725 W 49TH AVENUE, Vancouver, BC | Electrical Permit | Commercial | New | Applicant Revisions | Installation / Repair - Commercial - *EP-2023-11064: BLDG 2: 725 W 49TH AVENUE ¦ BP-2022-04126: Building 2 - 5 dwelling units (North) -EP-2024-00595: MAIN ELECTRICAL PERMIT ¦ BP-2022-01546: STAGED CONSTRUCTION ¦ 3 X 3ST BUILDINGS ¦ TOTAL 17 UNITS ¦ 13R ¦ FA -EP-2023-11061: BLDG 1: 715 W 49TH AVENUE ¦ BP-2022-04125: Building 1 - 6 dwelling units; private rooftop patios (South-East) -EP-2023-11065: BLDG 3: 735 W 49TH AVENUE ¦ BP-2022-04127: Building 3 - 6 dwelling units; private rooftop patios (South-West) *An approved mechanical permit is required for the installation of air conditioning or heat pump unit before a final electrical inspection will be performed To construct a 3-storey residential building (N building) containing 5 dwelling units (row houses) Refer to BP-2022-01546 for the site work and basement storage garage. STAGED CONSTRUCTION Stage 1: Excavation & Shoring (S.Yoo, Jan. 24, 2023) Stage 1, Revision 1: Revisions to Excavation & Shoring Drawings (S.Yoo, Jun. 27, 2023) Stage 2: Full Construction (S.Yoo, Aug. 30, 2023) | LORE ELECTRIC INC
MP-2023-00907 | 2023-05-22 | 2138 W 48TH AVENUE, Vancouver, BC V6M 2P5 | Mechanical Permit | NULL | NULL | Issued | NULL | Alpine Mechanicals Ltd
PP-2023-01634 | 2023-05-09 | 2138 W 48TH AVENUE, Vancouver, BC V6M 2P5 | Plumbing Permit | Residential | New | Issued | Residential - 2FD - FRONT - 2138 W 48TH AV - #1 - (NORTH) REAR - 2138 W 48TH AV - #2 - (SOUTH) DWV, Waterline, Finishing Entire Building to have NFPA 13-D sprinkler requirements >DB: To construct a two and half-storey two-family dwelling, with a detached accessory building (garage) providing 2 parking spaces, having vehicular access from the lane. Note: This is a 2.5 storey building pursuant to the Zoning and Development By-Law 1. Two A/C units proposed on the second floor/ rear yard 2. No Bar sinks proposed | Alpine Mechanicals Ltd
EP-2023-06561 | 2023-07-20 | 2138 W 48TH AVENUE, Vancouver, BC V6M 2P5 | Electrical Permit | Residential | New | Issued | Installation / Repair - Residential - Installation of security alarm, camera, intercom, tel, tv, data, speaker rough in & completion. >BP: To construct a two and half-storey two-family dwelling ($787,000), with a detached accessory building (garage) providing 2 parking spaces, having vehicular access from the lane. Note: This is a 2.5 storey building pursuant to the Zoning and Development By-Law 1. Two A/C units proposed on the second floor/ rear yard 2. No Bar sinks proposed 3. Schedule B: Yatendra Kumar Sharma P.Eng (778.863.7076) Structural & Geotechnical & Arch. #1.5 glass guards 4. Schedule B: Thanh Van Le P.Eng P.Eng (604.421.3288) Geotechnical 5. HPO: Residential Builder – Jagraj Garcha - License #39476 6. Entire Building to have NFPA 13-D sprinkler requirements ***This permit is issued under the VBBL 2019, with updated energy requirements as per bylaw # 12997 effective Jan 01, 2022.*** | Repel Security Systems Ltd
SP-2023-01283 | 2023-07-18 | 2138 W 48TH AVENUE, Vancouver, BC V6M 2P5 | Sprinkler Permit | Residential | New | Issued | Residential - NEW HOME >BP: To construct a two and half-storey two-family dwelling with a detached accessory building (garage) providing 2 parking spaces, having vehicular access from the lane. Note: This is a 2.5 storey building pursuant to the Zoning and Development By-Law 1. Two A/C units proposed on the second floor/ rear yard 2. No Bar sinks proposed 3. Schedule B: Yatendra Kumar Sharma P.Eng (778.863.7076) Structural & Geotechnical & Arch. #1.5 glass guards 4. Schedule B: Thanh Van Le P.Eng P.Eng (604.421.3288) Geotechnical 5. HPO: Residential Builder – Jagraj Garcha - License #39476 6. Entire Building to have NFPA 13-D sprinkler requirements | SBMS Construction Ltd
EP-2023-06444 | 2023-07-31 | 2138 W 48TH AVENUE, Vancouver, BC V6M 2P5 | Electrical Permit | Residential | New | Issued | Installation / Repair - Residential - New construction duplex 200 amp main with 125 to each unit >BP: To construct a two and half-storey two-family dwelling ($787,000), with a detached accessory building (garage) providing 2 parking spaces, having vehicular access from the lane. Note: This is a 2.5 storey building pursuant to the Zoning and Development By-Law 1. Two A/C units proposed on the second floor/ rear yard 2. No Bar sinks proposed 3. Schedule B: Yatendra Kumar Sharma P.Eng (778.863.7076) Structural & Geotechnical & Arch. #1.5 glass guards 4. Schedule B: Thanh Van Le P.Eng P.Eng (604.421.3288) Geotechnical 5. HPO: Residential Builder – Jagraj Garcha - License #39476 6. Entire Building to have NFPA 13-D sprinkler requirements ***This permit is issued under the VBBL 2019, with updated energy requirements as per bylaw # 12997 effective Jan 01, 2022.*** | 24/6 Electric Ltd
GP-2023-02035 | 2023-07-07 | 2138 W 48TH AVENUE, Vancouver, BC V6M 2P5 | Gas Permit | Residential | New | Issued | Residential - 2 Ranges, 2 Boilers & 2 BBQ's >BP: To construct a two and half-storey two-family dwelling | Sodhi Development Ltd
PP-2023-00662 | 2023-02-27 | 2138 W 48TH AVENUE, Vancouver, BC V6M 2P5 | Plumbing Permit | Residential | New | Issued | Residential - 2FD - two out side sumps with out pump | JVT EXCAVATING & DEMOLITION LTD
PP-2023-02088 | 2023-06-14 | 3226 MARMION AVENUE, Vancouver, BC | Plumbing Permit | Residential | New | Completed | Residential - Sump no pump | Bhullar Excavating and Demolition
EP-2023-07180 | 2023-08-22 | 4115 ELGIN STREET #3, Vancouver, BC | Electrical Permit | Residential | New | Issued | Installation / Repair - Residential - ¦ #3 LWH ¦ Laneway new construction To construct a 2 storey laneway house building with an open parking pad, providing 1 parking space, having vehicular access from the lane. Note: This is a 1 ½ storey building pursuant to the Zoning & Development By-law 1. Covenant registered at the Land Title Office under CB172803 2. No Strata Titling permitted 3. No A/C unit proposed 4. Schedule B: Xue Li Chen P.Eng (778.235.5447) Architectural, Structural, & Geotechnical 5. HPO: Residential Builder - Animark Holdings Ltd. | Sher Electrical Service ltd
PP-2023-01312 | 2023-04-17 | 4115 ELGIN STREET #3, Vancouver, BC | Plumbing Permit | Residential | New | Issued | Residential - New plumbing for laneway <BP: To construct a 2 storey laneway house building with an open parking pad, providing 1 parking space, having vehicular access from the lane. Note: This is a 1 ½ storey building pursuant to the Zoning & Development By-law 1. Covenant registered at the Land Title Office under CB172803 2. No Strata Titling permitted 3. No A/C unit proposed 4. Schedule B: Xue Li Chen P.Eng (778.235.5447) Architectural, Structural, & Geotechnical 5. HPO: Residential Builder - Animark Holdings Ltd. | Mann Plumbing and Heating (2019) Ltd
EP-2023-07289 | 2023-08-10 | 4115 ELGIN STREET #3, Vancouver, BC | Electrical Permit | Residential | New | Issued | Installation / Repair - Residential - Installation of Extra Low Voltage: Telephone, Data, Audio, Video Cable, Security, Cameras. >BP: To construct a 2 storey laneway house building ($138,500) with an open parking pad, providing 1 parking space, having vehicular access from the lane. Note: This is a 1 ½ storey building pursuant to the Zoning & Development By-law 1. Covenant registered at the Land Title Office under CB172803 2. No Strata Titling permitted 3. No A/C unit proposed 4. Schedule B: Xue Li Chen P.Eng (778.235.5447) Architectural, Structural, & Geotechnical 5. HPO: Residential Builder - Animark Holdings Ltd. ***This permit is issued under the VBBL 2019, with updated energy requirements as per bylaw # 12997 effective Jan 01, 2022.*** | Comwest Electrical and Media Contractors Inc
SP-2023-01462 | 2023-08-09 | 4115 ELGIN STREET #3, Vancouver, BC | Sprinkler Permit | Residential | New | Issued | Residential - LWH - #3 - Install sprinklers in lwh >DB: To construct a 2 storey laneway house building with an open parking pad, providing 1 parking space, having vehicular access from the lane. Note: This is a 1 ½ storey building pursuant to the Zoning & Development By-law 1. Covenant registered at the Land Title Office under CB172803 2. No Strata Titling permitted 3. No A/C unit proposed ***This permit is issued under the VBBL 2019, with updated energy requirements as per bylaw # 12997 effective Jan 01, 2022.***. | Gold Key Fire Protection Ltd
EP-2023-07577 | 2023-08-30 | 425 E 56TH AVENUE #3, Vancouver, BC | Electrical Permit | Residential | New | Issued | Installation / Repair - Residential - Wiring new laneway house 2x200 Amp services >BP: To construct a 2 storey laneway house building ($146.110) 1 open parking pad, having vehicular access from the 20' Lane. Note: The entire building, INCLUDING THE ATTACHED GARAGE (if applicable), to be sprinklered to NFPA 13D Note: This is a 1 ½ storey building pursuant to the Zoning & Development By-law. 1. Covenant registered at the Land Title Office under CB183682 2. Schedule B: (K.J.Ma) P.Eng (604.599.8890) Structural 3. Schedule B: (T.S.Bajwa) P.Eng (778.995.2404) Geotechnical 4. HPO: Residential Builder- Bona Development Ltd NOTE: To achieve the required FSR. A floor space exclusion of 3% has been applied to this application as per section 11.24.18 of the district schedule, to accommodate improved building performance. *NEW HOUSE* Note: See DB-2022-01897 for Bldg 1 on site (principal bldg) addressed #3-425 E 56th Av. ***This permit is issued under the VBBL 2019, with updated energy requirements as per bylaw # 12997 effective Jan 01, 2022.*** | MILKYWAY INDUSTRY LTD
EP-2023-07772 | 2023-08-29 | 425 E 56TH AVENUE #3, Vancouver, BC | Electrical Permit | Residential | New | Issued | Installation / Repair - Residential - Installation of extra low voltage: Security alarm, voice, data, cable; complete security system. >BP: To construct a 2 storey laneway house building ($146.110) 1 open parking pad, having vehicular access from the 20' Lane. Note: The entire building, INCLUDING THE ATTACHED GARAGE (if applicable), to be sprinklered to NFPA 13D | Digimax Solutions Ltd
SP-2023-01300 | 2023-07-19 | 425 E 56TH AVENUE #3, Vancouver, BC | Sprinkler Permit | Residential | New | Issued | Residential - installation of a new fire sprinkler system >BP: To construct a 2 storey laneway house building ($146.110) 1 open parking pad, having vehicular access from the 20' Lane. Note: The entire building, INCLUDING THE ATTACHED GARAGE (if applicable), to be sprinklered to NFPA 13D Note: This is a 1 ½ storey building pursuant to the Zoning & Development By-law. 1. Covenant registered at the Land Title Office under CB183682 2. Schedule B: (K.J.Ma) P.Eng (604.599.8890) Structural 3. Schedule B: (T.S.Bajwa) P.Eng (778.995.2404) Geotechnical 4. HPO: Residential Builder- Bona Development Ltd | CENTRE LINE FIRE SPRINKLERS LTD
PP-2023-02288 | 2023-06-27 | 425 E 56TH AVENUE #3, Vancouver, BC | Plumbing Permit | Residential | New | Issued | Residential - LWH - #3 - plumbing >DB: To construct a 2 storey laneway house building 1 open parking pad, having vehicular access from the 20' Lane. Note: The entire building, INCLUDING THE ATTACHED GARAGE (if applicable), to be sprinklered to NFPA 13D Note: This is a 1 ½ storey building pursuant to the Zoning & Development By-law. 1. Covenant registered at the Land Title Office under CB183682 ***This permit is issued under the VBBL 2019, with updated energy requirements as per bylaw # 12997 effective Jan 01, 2022.*** | Garcha Bros Mechanical Ltd
PP-2023-03049 | 2023-08-29 | 2879 W 35TH AVENUE #3, Vancouver, BC V6N 2M3 | Plumbing Permit | Residential | New | Issued | Residential - Install one outside sump without pump | Octiscapes Site Services Ltd
SP-2023-00606 | 2023-06-14 | 1910 W 4TH AVENUE, Vancouver, BC V6J 1M4 | Sprinkler Permit | Commercial | Tenant Improvement | Completed | Commercial - For sprinkler system alterations to the 2019 VBBL and NFPA 13, 2013 for the tenant improvements to provide interior alterations to this existing retail space 1910 W 4th Ave for a convenience store (Circle K) on the ground floor of this mixed-use building. Engineer of Record: Ian Mackay 604-792-7714 ian.mackay@mfpe.ca | Everest Fire Protection Ltd
EP-2023-03581 | 2023-06-23 | 1910 W 4TH AVENUE, Vancouver, BC V6J 1M4 | Electrical Permit | Commercial | New | Completed | Installation / Repair - Commercial - Low voltage installation of CCTV and security alarm system. >BP: Interior alterations to provide first tenant improvements to this existing retail space 1910 W 4th Ave for a convenience store (Circle K) on the ground floor of this mixed-use building. | ADT Security Services Canada Inc
NULL | NULL | 1910 W 4TH AVENUE, Vancouver, BC V6J 1M4 | Sprinkler Permit | Commercial | Tenant Improvement | Draft | Commercial - Add / Relocate existing sprinkler coverage to suit new tenant layout | NULL
EP-2023-02566 | 2023-04-14 | 1910 W 4TH AVENUE, Vancouver, BC V6J 1M4 | Electrical Permit | Commercial | Renovation | Completed | Installation / Repair - Commercial - Installation of new lighting, emergency lighting, outlets, equipment connections, low voltage wiring & fire alarm system modifications - SI-2021-00531 -The fire alarm system is existing, we are just relocating some existing devices and adding a couple devices. >BP: Interior alterations to provide first tenant improvements to this existing retail space 1910 W 4th Ave for a convenience store (Circle K) on the ground floor of this mixed-use building. Letter of assurance provided by: Schedule A & B (Architectural): Paul Tarjan, 403-265-3100 Schedule B (Mech & Plumbing): Allen Wasnea, 780-424-5506 Schedule B (Electrical): Jim Kiezik, 780-987-3599 | Accurate Electric Ltd.
PP-2023-00948 | 2023-03-27 | 1910 W 4TH AVENUE, Vancouver, BC V6J 1M4 | Plumbing Permit | Commercial | Renovation | Completed | Commercial - Complete install of DWV and hot and cold domesic water to equipment provided by the client for all coffee brewing equipment and drink machines complete with all required back flow devices at front of house locations. Connect all DWV and cold domestic water to base building connections for associated sinks, hub drains, floor drains, mop sink, toilet and grease trap ( floor mount) at back of house. install one hot water tank suspended above the mop sink at back of house. >BP: Interior alterations to provide first tenant improvements to this existing retail space 1910 W 4th Ave for a convenience store (Circle K) on the ground floor of this mixed-use building. | Mainland Plumbing & Heating
EP-2023-05485 | 2023-06-20 | 4620 JOYCE STREET #3, Vancouver, BC V5R 4E8 | Electrical Permit | Residential | New | Issued | Temporary Power - Residential - To provide temporary power. NOTE: Work authorized by this permit is for placement of a temporary power pole only and does not authorize any site construction and/or excavation. A separate Building Permit will be required prior to commencement of any other work on this site. | Sunnen Electrical Contractor Ltd
PP-2023-02869 | 2023-08-14 | 2116 NAPIER STREET, Vancouver, BC V5L 2N9 | Plumbing Permit | Residential | New | Issued | Residential - 1FD - ABS roughing & Underground piping >BP: To construct a two-storey Single Detached House (Building #2) with an attached two-car garage, an attached electrical closet and one surface parking space at the rear, having vehicular access from the lane. - See BP-2022-03026 for Building #1. ******THIS PERMIT HAS BEEN REVIEWED & ISSUED UNDER THE REQUIREMENTS OF VBBL 2019 AND AMENDMENT EFFECTIVE JANUARY 1ST, 2022. ******** Building Review Branch Notes: 1. Struct. B & Geo. B are submitted. 2. Entire building to be sprinklered to NFPA 13R requirements. | Morteza Shahrvand
SP-2023-01868 | 2023-10-11 | 2116 NAPIER STREET, Vancouver, BC V5L 2N9 | Sprinkler Permit | Residential | New | Issued | Residential - To install 24 sprinkler heads >BP: To construct a two-storey Single Detached House (Building #2) with an attached two-car garage, an attached electrical closet and one surface parking space at the rear, having vehicular access from the lane. - See BP-2022-03026 for Building #1. ******THIS PERMIT HAS BEEN REVIEWED & ISSUED UNDER THE REQUIREMENTS OF VBBL 2019 AND AMENDMENT EFFECTIVE JANUARY 1ST, 2022. ******** Building Review Branch Notes: 1. Struct. B & Geo. B are submitted. 2. Entire building to be sprinklered to NFPA 13R requirements. 3. All new windows, doors, and skylights shall conform to AAMA/WDMA/CSA101/I.S.2/A440, NAFS. | General Sprinkler Systems Ltd
EP-2023-09177 | 2023-11-14 | 2116 NAPIER STREET, Vancouver, BC V5L 2N9 | Electrical Permit | Residential | New | Issued | Installation / Repair - Residential - ¦ INFILL: 1FD- 400A ¦ 13R BUILDING 2 - Infill 2116 Napier St - 1st & 2nd storey (1FD) Wiring and service for Infill Total service 400 Amp 120/208 preface. Each dwelling has 200 amp and single phase *An approved mechanical permit is required for the installation of air conditioning or heat pump unit at the time of installation before a final electrical inspection will be performed *Contractor to discuss fire alarm system requirements for 13R with District Building Inspector/ Contact 311 >BP: To construct a two-storey Single Detached House BUILDING 2 - Infill-2116 Napier St - 1st & 2nd storey (1FD) (Building #2) with an attached two-car garage, an attached electrical closet and one surface parking space at the rear, having vehicular access from the lane. - See BP-2022-03026 for Building #1. ******THIS PERMIT HAS BEEN REVIEWED & ISSUED UNDER THE REQUIREMENTS OF VBBL 2019 AND AMENDMENT EFFECTIVE JANUARY 1ST, 2022. ******** Building Review Branch Notes: 1. Struct. B & Geo. B are submitted. 2. Entire building to be sprinklered to NFPA 13R requirements. 3. All new windows, doors, and skylights shall conform to AAMA/WDMA/CSA101/I.S.2/A440, NAFS. | G.S.G. Electric Ltd.
GP-2023-03130 | 2023-10-19 | 2116 NAPIER STREET, Vancouver, BC V5L 2N9 | Gas Permit | Residential | New | Issued | Residential - 1 BBQ & 1 Range Gas piping roughing & finishing >BP: To construct a two-storey Single Detached House (Building #2) with an attached two-car garage, an attached electrical closet and one surface parking space at the rear, having vehicular access from the lane. | FAST ROUTE PLUMBING & REFRIGERATION MECHANICAL LTD
EP-2023-09695 | 2023-11-06 | 2116 NAPIER STREET, Vancouver, BC V5L 2N9 | Electrical Permit | Residential | New | Issued | Installation / Repair - Residential - ¦ INFILL- 1FD: LV ¦ Wiring and finishing of extra low voltage >BP: To construct a two-storey Single Detached House Infill (Building #2) with an attached two-car garage, an attached electrical closet and one surface parking space at the rear, having vehicular access from the lane. - See BP-2022-03026 for Building #1. ******THIS PERMIT HAS BEEN REVIEWED & ISSUED UNDER THE REQUIREMENTS OF VBBL 2019 AND AMENDMENT EFFECTIVE JANUARY 1ST, 2022. ******** Building Review Branch Notes: 1. Struct. B & Geo. B are submitted. 2. Entire building to be sprinklered to NFPA 13R requirements. 3. All new windows, doors, and skylights shall conform to AAMA/WDMA/CSA101/I.S.2/A440, NAFS. | Creative Security Solutions Ltd
MP-2023-02034 | 2023-11-14 | 2116 NAPIER STREET, Vancouver, BC V5L 2N9 | Mechanical Permit | NULL | NULL | Issued | NULL | FAST ROUTE PLUMBING & REFRIGERATION MECHANICAL LTD
EP-2023-07869 | 2023-09-12 | 5750 WALES STREET #3, Vancouver, BC V5R 3N4 | Electrical Permit | Residential | New | Issued | Installation / Repair - Residential - ¦ #3LWH- 200A ¦ 200 amp service connection, 125 amp goes to main house , 100 amp goes to Lwh, Service upgrade due to Lwh on site *An approved mechanical permit is required for the installation of air conditioning or heat pump unit at the time of installation before an electrical inspection will be performed >BP: To construct a 2 storey laneway house building ($213,685.00) with 1 open parking pad, providing a total of 1 parking spaces, having vehicular access from the 20' Lane. Note: This is a 1 ½ storey building pursuant to the Zoning & Development By-law. 1. Covenant not required with existing house 2. No Strata Titling permitted 3. No external mechanical unit proposed 4. Entire building to be sprinklered 13D 5. Schedule B: (Shambhu N. Biswas) P.Eng (604.250.8666) Structural 6. Schedule B: (Jason Hui) P.Eng (778.319.3403) Geotechnical 7. HPO: Residential Builder- (SGP Holdings LTD) NOTE: To achieve the required FSR. A floor space exclusion of 3% has been applied to this application as per section 11.24.18 of the district schedule, to accommodate improved building performance. ***This permit is issued under the VBBL 2019, with updated energy requirements as per bylaw # 12997 effective Jan 01, 2022.*** Note: Bldg 1 (principal bldg) addressed #1-5750 Wales St retained on site. | AECOM ELECTRIC LTD
SP-2023-01707 | 2023-09-18 | 5750 WALES STREET #3, Vancouver, BC V5R 3N4 | Sprinkler Permit | Residential | New | Issued | Residential - Install sprinklers in LWH >BP: To construct a 2 storey laneway house building with 1 open parking pad, providing a total of 1 parking spaces, having vehicular access from the 20' Lane. Note: This is a 1 ½ storey building pursuant to the Zoning & Development By-law. 1. Covenant not required with existing house 2. No Strata Titling permitted 3. No external mechanical unit proposed 4. Entire building to be sprinklered 13D 5. Schedule B: (Shambhu N. Biswas) P.Eng (604.250.8666) Structural 6. Schedule B: (Jason Hui) P.Eng (778.319.3403) Geotechnical 7. HPO: Residential Builder- (SGP Holdings LTD) | Gold Key Fire Protection Ltd
PP-2023-02625 | 2023-07-24 | 5750 WALES STREET #3, Vancouver, BC V5R 3N4 | Plumbing Permit | Residential | New | Issued | Residential - rough plumbing,shower,bath,fixture >BP: To construct a 2 storey laneway house building with 1 open parking pad, providing a total of 1 parking spaces, having vehicular access from the 20' Lane. Note: This is a 1 ½ storey building pursuant to the Zoning & Development By-law. 1. Covenant not required with existing house 2. No Strata Titling permitted 3. No external mechanical unit proposed 4. Entire building to be sprinklered 13D 5. Schedule B: (Shambhu N. Biswas) P.Eng (604.250.8666) Structural 6. Schedule B: (Jason Hui) P.Eng (778.319.3403) Geotechnical 7. HPO: Residential Builder- (SGP Holdings LTD) | Dynasty Developments Ltd
PP-2023-02742 | 2023-08-02 | 5750 WALES STREET #3, Vancouver, BC V5R 3N4 | Plumbing Permit | Residential | New | Issued | Residential - Sump and sanitary connections for new laneway home >BP: To construct a 2 storey laneway house building with 1 open parking pad, providing a total of 1 parking spaces, having vehicular access from the 20' Lane. Note: This is a 1 ½ storey building pursuant to the Zoning & Development By-law. 1. Covenant not required with existing house 2. No Strata Titling permitted 3. No external mechanical unit proposed 4. Entire building to be sprinklered 13D 5. Schedule B: (Shambhu N. Biswas) P.Eng (604.250.8666) Structural 6. Schedule B: (Jason Hui) P.Eng (778.319.3403) Geotechnical 7. HPO: Residential Builder- (SGP Holdings LTD) | Canstar Excavating & Landscaping Ltd
PP-2023-02252 | 2023-06-26 | 2662 E 52ND AVENUE #3, Vancouver, BC V5S 1S7 | Plumbing Permit | Residential | New | Issued | Residential - Install one outside storm sump | PTL Contracting Ltd
SP-2023-01045 | 2023-06-13 | 2662 E 52ND AVENUE #3, Vancouver, BC V5S 1S7 | Sprinkler Permit | Residential | New | Issued | Residential - LWH - #3 - to install 10 heads sprinkler system for the the LWH. >DB: To construct a 2 storey laneway house building with 1 open parking pad, providing a total of 1 parking spaces, having vehicular access from the 20' Lane. Note: This is a 1 ½ storey building pursuant to the Zoning & Development By-law. 1. Covenant not required with existing house 2. No Strata Titling permitted 3. No A/C Unit proposed 4. Entire building to be sprinklered 13D | Bright Star Plumbing & Heating Supply Ltd
PP-2023-01895 | 2023-05-29 | 2662 E 52ND AVENUE #3, Vancouver, BC V5S 1S7 | Plumbing Permit | Residential | New | Issued | Residential - LWH - #3 - To install dwv and water pipe for the LWH and install all plumbing fixtures >DB: To construct a 2 storey laneway house building with 1 open parking pad, providing a total of 1 parking spaces, having vehicular access from the 20' Lane. Note: This is a 1 ½ storey building pursuant to the Zoning & Development By-law. 1. Covenant not required with existing house 2. No Strata Titling permitted 3. No A/C Unit proposed 4. Entire building to be sprinklered 13D | Bright Star Plumbing & Heating Supply Ltd
EP-2023-07518 | 2023-08-18 | 2662 E 52ND AVENUE #3, Vancouver, BC V5S 1S7 | Electrical Permit | Residential | New | Issued | Installation / Repair - Residential - Pre-wiring and completion for TV, Data, CCTV >BP: To construct a 2 storey laneway house building ($180,197.5) with 1 open parking pad, providing a total of 1 parking spaces, having vehicular access from the 20' Lane. Note: This is a 1 ½ storey building pursuant to the Zoning & Development By-law. 1. Covenant not required with existing house 2. No Strata Titling permitted 3. No A/C Unit proposed 4. Entire building to be sprinklered 13D 5. Schedule B: (Zhanchao Zhao) P.Eng (604.526.1305) Structural 6. Schedule B: (Zhanchao Zhao) P.Eng (604.526.1305) Geotechnical 7. HPO: Residential Builder- AR Event Solutions Inc. NOTE: To achieve the required FSR. A floor space exclusion of 3% has been applied to this application as per section 11.24.18 of the district schedule, to accommodate improved building performance. *EXISTING HOUSE* Note: Bldg 1 (principal bldg) addressed #1-2662 E 52nd Av retained on site. ***This permit is issued under the VBBL 2019, with updated energy requirements as per bylaw # 12997 effective Jan 01, 2022.*** | Columbia Security Systems & Surveillance Inc
EP-2023-08868 | 2023-10-17 | 2662 E 52ND AVENUE #3, Vancouver, BC V5S 1S7 | Electrical Permit | Residential | New | Issued | Installation / Repair - Residential - ¦ #3LWH- 200A ¦ Installing fixture, receptacle , and power distribution for the new lane-way house. >Permit Amendment Nov 06, 2023 -Main Service: 200A -Lane way house : 100 Amp to 125Amp -1FD: 100A -"upload revised load calculation" *Document(s) uploaded to "Application Documents" tab for Electrical Inspector review. Documents are at pending status at time of permit amendment approval >BP: To construct a 2 storey laneway house building ($180,197.5) with 1 open parking pad, providing a total of 1 parking spaces, having vehicular access from the 20' Lane. | Allone Electric Ltd
EP-2023-08838 | 2023-11-06 | 602 E 19TH AVENUE, Vancouver, BC | Electrical Permit | Residential | New | Issued | Installation / Repair - Residential - Main house rough wiring and finishing complete >BP: To construct a 2.5 storey one-family dwelling ($462,250) with an open parking pad, providing 1 parking space, having vehicular access from the 20' Lane. 1. Covenant registered at the Land Title Office under CB370673 2. A/C proposed – Exterior component located in Rear (Heat Pump), Interior component located in second Floor 3. Schedule B: (G.IULIAN) P.Eng (604.553.4984) Structural & Geotechnical 4. Schedule B: (A.D.A Prahalad) P.Eng (604.831.1431) Structural & Geotechnical 5. HPO: Residential Builder- Mercia Construction Ltd Note: The entire building, INCLUDING THE ATTACHED GARAGE (if applicable), to be sprinklered to NFPA 13D Note: This is a 2.5 storey building pursuant to the Zoning and Development By-Law **THIS PERMIT HAS BEEN ISSUED UNDER THE REQUIREMENTS OF VBBL #12511 (2019) ** | Kooner Electrical Ltd
EP-2023-09170 | 2023-10-11 | 602 E 19TH AVENUE, Vancouver, BC | Electrical Permit | Residential | New | Issued | Installation / Repair - Residential - Prewire & Finish - Data, Audio, Alarm. >BP: To construct a 2.5 storey one-family dwelling ($462,250) with an open parking pad, providing 1 parking space, having vehicular access from the 20' Lane. 1. Covenant registered at the Land Title Office under CB370673 2. A/C proposed – Exterior component located in Rear (Heat Pump), Interior component located in second Floor 3. Schedule B: (G.IULIAN) P.Eng (604.553.4984) Structural & Geotechnical 4. Schedule B: (A.D.A Prahalad) P.Eng (604.831.1431) Structural & Geotechnical 5. HPO: Residential Builder- Mercia Construction Ltd Note: The entire building, INCLUDING THE ATTACHED GARAGE (if applicable), to be sprinklered to NFPA 13D **THIS PERMIT HAS BEEN ISSUED UNDER THE REQUIREMENTS OF VBBL #12511 (2019) ** | Vantech Communications Ltd.
GP-2023-03482 | 2023-11-27 | 602 E 19TH AVENUE, Vancouver, BC | Gas Permit | Residential | New | Issued | Residential - 2 BBQ's & 1 Range New gas piping >BP: To construct a 2.5 storey one-family dwelling ($462,250) with an open parking pad, providing 1 parking space, having vehicular access from the 20' Lane. | Sea To Sky Plumbing & Heating Supplies Ltd
SP-2023-01609 | 2023-09-06 | 602 E 19TH AVENUE, Vancouver, BC | Sprinkler Permit | Residential | New | Issued | Residential - Fire sprinkler installation >BP: To construct a 2.5 storey one-family dwelling with a secondary suite located in the Basement/Cellar with an open parking pad, providing 1 parking space, having vehicular access from the 20' Lane. 1. Covenant registered at the Land Title Office under CB370673 2. A/C proposed – Exterior component located in Rear (Heat Pump), Interior component located in second Floor 3. Schedule B: (G.IULIAN) P.Eng (604.553.4984) Structural & Geotechnical 4. Schedule B: (A.D.A Prahalad) P.Eng (604.831.1431) Structural & Geotechnical 5. HPO: Residential Builder- Mercia Construction Ltd Note: The entire building, INCLUDING THE ATTACHED GARAGE (if applicable), to be sprinklered to NFPA 13D Note: This is a 2.5 storey building pursuant to the Zoning and Development By-Law | Ecofire Sprinklers Ltd
MP-2023-00954 | 2023-05-29 | 602 E 19TH AVENUE, Vancouver, BC | Mechanical Permit | NULL | NULL | Issued | NULL | Sea To Sky Plumbing & Heating Supplies Ltd
PP-2023-02724 | 2023-08-01 | 602 E 19TH AVENUE, Vancouver, BC | Plumbing Permit | Residential | New | Issued | Residential - 1FD - Two out side sumps with out pump | JVT EXCAVATING & DEMOLITION LTD
PP-2023-01458 | 2023-04-26 | 602 E 19TH AVENUE, Vancouver, BC | Plumbing Permit | Residential | New | Issued | Residential - 1FD - Plumbing >DB: To construct a 2.5 storey one-family dwelling with a secondary suite located in the Basement/Cellar with an open parking pad, providing 1 parking space, having vehicular access from the 20' Lane. 1. Covenant registered at the Land Title Office under CB370673 2. A/C proposed – Exterior component located in Rear (Heat Pump), Interior component located in second Floor Note: The entire building, INCLUDING THE ATTACHED GARAGE (if applicable), to be sprinklered to NFPA 13D AMEND: NOV 27/2023 ADD 4 DECK DRAINS | Sea To Sky Plumbing & Heating Supplies Ltd
PP-2023-01456 | 2023-04-26 | 606 E 19TH AVENUE, Vancouver, BC | Plumbing Permit | Residential | New | Issued | Residential - Plumbing >DB: To construct a 2.5 storey one-family dwelling with an open parking pad, providing 1 parking space, having vehicular access from the 20' Lane. 1. Covenant registered at the Land Title Office under CB370671 2. A/C proposed – Exterior component (Heat Pump) located in Rear, Interior component located in Second Floor. AMEND: NOV 27/2023 ADD 4 DECK DRAINS >>>>Amend: Feb. 1st, 2024 - to add 4 floor drains (the floor drains were incorrectly added to LWH PP-2023-01457) -fees ($302.40) transferred from PP-2023-01457 to pay for the 4 F/D on this permit | Sea To Sky Plumbing & Heating Supplies Ltd
EP-2023-03122 | 2023-04-11 | 606 E 19TH AVENUE, Vancouver, BC | Electrical Permit | Residential | New | Issued | Temporary Power - Residential - To provide temporary power. | Kooner Electrical Ltd
PP-2023-02725 | 2023-08-01 | 606 E 19TH AVENUE, Vancouver, BC | Plumbing Permit | Residential | New | Issued | Residential - 1FD - #1 - Two out side sumps with out pump | JVT EXCAVATING & DEMOLITION LTD
SP-2023-01617 | 2023-09-06 | 606 E 19TH AVENUE, Vancouver, BC | Sprinkler Permit | Residential | New | Issued | Residential - Fire sprinkler installation >BP: To construct a 2.5 storey one-family dwelling with an open parking pad, providing 1 parking space, having vehicular access from the 20' Lane. 1. Covenant registered at the Land Title Office under CB370671 2. A/C proposed – Exterior component (Heat Pump) located in Rear, Interior component located in Second Floor. 3. Schedule B: (G.I. CRUDU) P.Eng (604.553.4984) Structural & Geotechnical 4. Schedule B: (A.D.A Prahalad) P.Eng (604.831.1431) Structural & Geotechnical 5. HPO: Residential Builder- Mercia Construction Ltd Note: The entire building, INCLUDING THE ATTACHED GARAGE (if applicable), to be sprinklered to NFPA 13D | Ecofire Sprinklers Ltd
EP-2023-08608 | 2023-10-18 | 606 E 19TH AVENUE, Vancouver, BC | Electrical Permit | Residential | New | Issued | Installation / Repair - Residential - ¦ 1FD- 125A ¦ Main House and laneway House rough wiring ,finishing and service complete Main House Breaker size 125A Laneway House Breaker size 100A Laneway house car charger breaker size 30A MCA 24 MOP 35 *An approved mechanical permit is required for the installation of air conditioning or heat pump unit at the time of installation before an electrical inspection will be performed >BP: To construct a 2.5 storey one-family dwelling ($461,750) with an open parking pad, providing 1 parking space, having vehicular access from the 20' Lane. 1. Covenant registered at the Land Title Office under CB370671 2. A/C proposed – Exterior component (Heat Pump) located in Rear, Interior component located in Second Floor. 3. Schedule B: (G.I. CRUDU) P.Eng (604.553.4984) Structural & Geotechnical 4. Schedule B: (A.D.A Prahalad) P.Eng (604.831.1431) Structural & Geotechnical 5. HPO: Residential Builder- Mercia Construction Ltd Note: The entire building, INCLUDING THE ATTACHED GARAGE (if applicable), to be sprinklered to NFPA 13D Note: This is a 2.5 storey building pursuant to the Zoning and Development By-Law ***This permit is issued under the VBBL 2019, with updated energy requirements as per bylaw # 12997 effective Jan 01, 2022.*** | Kooner Electrical Ltd
GP-2023-03483 | 2023-11-10 | 606 E 19TH AVENUE, Vancouver, BC | Gas Permit | Residential | New | Issued | Residential - 1 Range & 2 BBQ New piping >BP: To construct a 2.5 storey one-family dwelling ($461,750) with an open parking pad, providing 1 parking space, having vehicular access from the 20' Lane. | Sea To Sky Plumbing & Heating Supplies Ltd
MP-2023-02039 | 2023-11-16 | 606 E 19TH AVENUE, Vancouver, BC | Mechanical Permit | NULL | NULL | Issued | NULL | Advance Air Solutions Ltd
EP-2023-09168 | 2023-10-11 | 606 E 19TH AVENUE, Vancouver, BC | Electrical Permit | Residential | New | Issued | Installation / Repair - Residential - Prewire & Finish - Data, Audio, Alarm. >BP: To construct a 2.5 storey one-family dwelling ($461,750) with an open parking pad, providing 1 parking space, having vehicular access from the 20' Lane. 1. Covenant registered at the Land Title Office under CB370671 2. A/C proposed – Exterior component (Heat Pump) located in Rear, Interior component located in Second Floor. 3. Schedule B: (G.I. CRUDU) P.Eng (604.553.4984) Structural & Geotechnical 4. Schedule B: (A.D.A Prahalad) P.Eng (604.831.1431) Structural & Geotechnical 5. HPO: Residential Builder- Mercia Construction Ltd ***This permit is issued under the VBBL 2019, with updated energy requirements as per bylaw # 12997 effective Jan 01, 2022.*** | Vantech Communications Ltd.
SP-2023-01424 | 2023-08-03 | 523 E 11TH AVENUE, Vancouver, BC | Sprinkler Permit | Residential | New | Issued | Residential - MCD - New sprinkler system >BP: To relocate, add to and convert this existing Two-Family Character Dwelling to a 3-storey Multiple Conversion Dwelling (Building 1) containing two dwelling units and, to construct a 2-storey Infill One-Family Dwelling (Building 2) with an attached one-car garage and an electrical room at the rear of the site, providing two at grade surface parking spaces having vehicular access from the lane. - See BP-2022-02847 for Infill building. ******THIS PERMIT HAS BEEN REVIEWED & ISSUED UNDER THE REQUIREMENTS OF VBBL 2019 AND AMENDMENT EFFECTIVE JANUARY 1ST, 2022. ******** Building Review Branch Notes: 1. Sch. A, Struct. B and Geo. B are submitted. 2. Entire building is fully upgraded per category of work -Relocation & Reconstruction-VBBL Table 11.2.1.4.(A)-(C) and energy upgrade per Table 11.2.1.4.(2). 3. Entire building to be sprinklered to NFPA 13D requirements. | Haven Fire Protection Ltd
PP-2023-02036 | 2023-06-08 | 523 E 11TH AVENUE, Vancouver, BC | Plumbing Permit | Residential | New | Issued | Residential - MCD - Installation of plumbing fixtures in DUPLEX >BP: To relocate, add to and convert this existing Two-Family Character Dwelling to a 3-storey Multiple Conversion Dwelling (Building 1) containing two dwelling units and, to construct a 2-storey Infill One-Family Dwelling (Building 2) with an attached one-car garage and an electrical room at the rear of the site, providing two at grade surface parking spaces having vehicular access from the lane. | Century Twenty One Gas & Heating Co. Ltd
PP-2023-01831 | 2023-05-24 | 523 E 11TH AVENUE, Vancouver, BC | Plumbing Permit | Residential | New | Issued | Residential - Sump | Mash Construction Ltd.
EP-2023-04692 | 2023-06-29 | 523 E 11TH AVENUE, Vancouver, BC | Electrical Permit | Residential | New | Issued | Installation / Repair - Residential - ¦ MCD- 2FD/ 125A ¦ New Construction *An approved mechanical permit is required for the installation of air conditioning or heat pump unit at the time of installation before an electrical inspection will be performed >BP: To relocate, add to and convert this existing Two-Family Character Dwelling to a 3-storey Multiple Conversion Dwelling (Building 1) containing two dwelling units and, to construct a 2-storey Infill One-Family Dwelling (Building 2) with an attached one-car garage and an electrical room at the rear of the site, providing two at grade surface parking spaces having vehicular access from the lane. - See BP-2022-02847 for Infill building. ******THIS PERMIT HAS BEEN REVIEWED & ISSUED UNDER THE REQUIREMENTS OF VBBL 2019 AND AMENDMENT EFFECTIVE JANUARY 1ST, 2022. ******** Building Review Branch Notes: 1. Sch. A, Struct. B and Geo. B are submitted. 2. Entire building is fully upgraded per category of work -Relocation & Reconstruction-VBBL Table 11.2.1.4.(A)-(C) and energy upgrade per Table 11.2.1.4.(2). 3. Entire building to be sprinklered to NFPA 13D requirements. 4. All new windows, doors, and skylights shall conform to AAMA/WDMA/CSA101/I.S.2/A440, NAFS. | Prabhjot Singh Battu
EP-2022-09723 | 2022-11-16 | 523 E 11TH AVENUE, Vancouver, BC | Electrical Permit | Residential | New | Expired | Temporary Power - Residential - To provide temporary power. | Prabhjot Singh Battu
NULL | NULL | 523 E 11TH AVENUE, Vancouver, BC | Electrical Permit | Residential | New | Withdrawn | Temporary Power - Residential - To provide temporary power. | Prabhjot Singh Battu
SP-2023-01423 | 2023-08-03 | 527 E 11TH AVENUE, Vancouver, BC | Sprinkler Permit | Residential | New | Issued | Residential - INFILL - 1FD - New sprinkler system >BP: To construct a 2-storey Infill One-Family Dwelling (Building 2) residential building with an attached one-car garage, attached electrical closet and providing two surface parking spaces, at the rear of the site and having vehicular access from the lane. - See BP-2022-02846 for character building. ******THIS PERMIT HAS BEEN REVIEWED & ISSUED UNDER THE REQUIREMENTS OF VBBL 2019 AND AMENDMENT EFFECTIVE JANUARY 1ST, 2022. ******** Building Review Branch Notes: 1. Sch. A, Struct. B & Geo. B are submitted. 2. Entire building is to be sprinklered to NFPA 13D requirements. | Haven Fire Protection Ltd
EP-2023-05873 | 2023-07-11 | 527 E 11TH AVENUE, Vancouver, BC | Electrical Permit | Residential | New | Issued | Installation / Repair - Residential - ¦ INFILL- 1FD/ 400A ¦ New construction *An approved mechanical permit is required for the installation of air conditioning or heat pump unit at the time of installation before an electrical inspection will be performed >BP: To construct a 2-storey Infill One-Family Dwelling (Building 2) residential building with an attached one-car garage, attached electrical closet and providing two surface parking spaces, at the rear of the site and having vehicular access from the lane. - See BP-2022-02846 for character building. ******THIS PERMIT HAS BEEN REVIEWED & ISSUED UNDER THE REQUIREMENTS OF VBBL 2019 AND AMENDMENT EFFECTIVE JANUARY 1ST, 2022. ******** | Prabhjot Singh Battu
NULL | NULL | 730 MAIN STREET, Vancouver, BC V6A 2V7 | Electrical Permit | Commercial | NULL | Draft | Movie Set / Filming - To allow for Movie Set/Filming Applicant shall provide completed Contractor Declaration form, and dates of filming and associated location(s) to csinspection.clerks@vancouver.ca prior to the commencement of filming. Visit vancouver.ca/inspections for more details. | NULL
EP-2023-03666 | 2023-04-28 | 642 W 58TH AVENUE, Vancouver, BC | Electrical Permit | Commercial | Tenant Improvement | Completed | Installation / Repair - Commercial - Supply and install 200A In line Meter Base, 200A 120/208v Panel; we are only installing the feeder (sub-service) into the unit. >BP: Interior alterations to demise this existing retail space into 4 units (retail shell)on the level 2 of this existing mixed use building (East Tower). | Kato Electrical Inc
EP-2023-01198 | 2023-02-13 | 220 PRIOR STREET, Vancouver, BC | Electrical Permit | Commercial | New | Issued | Temporary Power - Commercial - To provide temporary power. NOTE: Work authorized by this permit is for placement of a temporary power pole only and does not authorize any site construction and/or excavation. A separate Building Permit will be required prior to commencement of any other work on this site. | Berts Electric (2001) Ltd
PP-2023-01950 | 2023-10-20 | 220 PRIOR STREET, Vancouver, BC | Plumbing Permit | Commercial | New | Issued | Commercial - 4 level Parkade, 1 mechanical room >BP: To construct a ten-storey mixed-use building containing manufacturing use (main floor & 2nd floor), retail use (main floor) and general office (3rd – 10th floor), all over four levels of underground parking providing a total of 173 parking spaces having vehicular access from the Station St. Separate tenant improvement permits are required for all tenant spaces. This permit has been reviewed under the 2019 Vancouver Building By-law (#12511). Building to be sprinklered to NFPA 13 requirements. Radio Antenna System to be installed in this building. Professional Judgement applied to exit separation in the parking levels. STAGED CONSTRUCTION Stage 1 - Excavation and Shoring - issued September 16, 2022 Stage 2 - Full Construction - issued July 17, 2023 | Core Mechanical Ltd
EP-2023-05230 | 2023-09-18 | 220 PRIOR STREET, Vancouver, BC | Electrical Permit | Commercial | New | Issued | Installation / Repair - Commercial - Electrical installation for a ten-storey mixed-use building containing manufacturing use, retail use and general office, over four levels of underground parking. >BP: To construct a ten-storey mixed-use building containing manufacturing use (main floor & 2nd floor), retail use (main floor) and general office (3rd – 10th floor), all over four levels of underground parking providing a total of 173 parking spaces having vehicular access from the Station St. Separate tenant improvement permits are required for all tenant spaces. This permit has been reviewed under the 2019 Vancouver Building By-law (#12511). Building to be sprinklered to NFPA 13 requirements. Radio Antenna System to be installed in this building. Professional Judgement applied to exit separation in the parking levels. STAGED CONSTRUCTION Stage 1 - Excavation and Shoring - issued September 16, 2022 Stage 2 - Full Construction - issued July 17, 2023 | Berts Electric (2001) Ltd
EP-2023-07502 | 2023-08-17 | 220 PRIOR STREET, Vancouver, BC | Electrical Permit | Commercial | New | Completed | Interim - Commercial - Scope of work: slab, underground, raceways, grounding, branch circuits. Service connection to BC Hydro is not permitted under this permit. -Interim for EP-2023-05230 >BP: To construct a ten-storey mixed-use building containing manufacturing use (main floor & 2nd floor), retail use (main floor) and general office (3rd – 10th floor), all over four levels of underground parking providing a total of 173 parking spaces having vehicular access from the Station St. Separate tenant improvement permits are required for all tenant spaces. This permit has been reviewed under the 2019 Vancouver Building By-law (#12511). Building to be sprinklered to NFPA 13 requirements. Radio Antenna System to be installed in this building. Professional Judgement applied to exit separation in the parking levels. STAGED CONSTRUCTION Stage 1 - Excavation and Shoring - issued September 16, 2022 Stage 2 - Full Construction - issued July 17, 2023 | Berts Electric (2001) Ltd
PP-2023-03882 | 2023-11-03 | 1088 W BROADWAY, Vancouver, BC V6H 1E6 | Plumbing Permit | Commercial | Addition | Issued | Commercial - Hooking up a basin at a salon. Rough in was existing. Just installing the faucet, basin and hooking up water lines and drainage. >BP: Interior alterations to provide improvements and change of use form Retail Shell (E) to Beauty & Wellness for eye lashes (D). Scope of work includes adding a sink, flooring, mud and tape unfinished drywall, remove T-bar ceiling, change light fixtures to track lights, change sprinkler heads for exposed ceiling. | True Constructible Solutions Ltd
SP-2023-01102 | 2023-09-15 | 1088 W BROADWAY, Vancouver, BC V6H 1E6 | Sprinkler Permit | Commercial | Tenant Improvement | Completed | Commercial - Adding 6 sprinkler heads >BP: Interior alterations to provide improvements and change of use form Retail Shell (E) to Beauty & Wellness for eye lashes (D). Scope of work includes adding a sink, flooring, mud and tape unfinished drywall, remove T-bar ceiling, change light fixtures to track lights, change sprinkler heads for exposed ceiling. | Escape Fire Protection Ltd
EP-2023-00313 | 2023-01-16 | 1088 W BROADWAY, Vancouver, BC V6H 1E6 | Electrical Permit | Commercial | Tenant Improvement | Completed | Installation / Repair - Commercial - re-energize existing service to 1088 W. Broadway | Demitri Isidorou
PP-2023-02304 | 2023-06-28 | 7908 MONTCALM STREET #3, Vancouver, BC | Plumbing Permit | Residential | New | Issued | Residential - Install One outside storm sump | PTL Contracting Ltd
SP-2023-01202 | 2023-07-06 | 7908 MONTCALM STREET #3, Vancouver, BC | Sprinkler Permit | Residential | New | Issued | Residential - To install 15 heads fire sprinkler system for the LWH. The entire building to be sprinklered to NFPA 13D >BP: To construct a 2 storey laneway house building ($160,490) with 1 open parking pad, providing a total of 1 parking spaces, having vehicular access from the 20' Lane. Note: This is a 1 ½ storey building pursuant to the Zoning & Development By-law. 1. Covenant not required with existing house 2. No Strata Titling permitted 3. No A/C Unit proposed 4. Entire building to be sprinklered 13D 5. Schedule B: (Zhanchao Zhao) P.Eng (604.526.1305) Structural 6. Schedule B: (Zhanchao Zhao) P.Eng (604.526.1305) Geotechnical 7. HPO: Residential Builder- AR Event Solutions Inc NOTE: To achieve the required FSR. A floor space exclusion of 3% has been applied to this application as per section 11.24.18 of the district schedule, to accommodate improved building performance. | Bright Star Plumbing & Heating Supply Ltd
PP-2023-02345 | 2023-07-04 | 7908 MONTCALM STREET #3, Vancouver, BC | Plumbing Permit | Residential | New | Issued | Residential - To install DWV and water pipe for LWH, and install all plumbing fixtures. >BP: To construct a 2 storey laneway house building ($160,490) with 1 open parking pad, providing a total of 1 parking spaces, having vehicular access from the 20' Lane. Note: This is a 1 ½ storey building pursuant to the Zoning & Development By-law. 1. Covenant not required with existing house 2. No Strata Titling permitted 3. No A/C Unit proposed 4. Entire building to be sprinklered 13D 5. Schedule B: (Zhanchao Zhao) P.Eng (604.526.1305) Structural 6. Schedule B: (Zhanchao Zhao) P.Eng (604.526.1305) Geotechnical 7. HPO: Residential Builder- AR Event Solutions Inc | Bright Star Plumbing & Heating Supply Ltd
EP-2023-08406 | 2023-09-25 | 7908 MONTCALM STREET #3, Vancouver, BC | Electrical Permit | Residential | New | Issued | Installation / Repair - Residential - Installing fixture, receptacle , and power distribution for the new lane-way house. Total incoming service : 200amp - Main house : 100 Amp -Lane way house :100 Amp >BP: To construct a 2 storey laneway house building ($160,490) with 1 open parking pad, providing a total of 1 parking spaces, having vehicular access from the 20' Lane. Note: This is a 1 ½ storey building pursuant to the Zoning & Development By-law. 1. Covenant not required with existing house 2. No Strata Titling permitted 3. No A/C Unit proposed 4. Entire building to be sprinklered 13D 5. Schedule B: (Zhanchao Zhao) P.Eng (604.526.1305) Structural 6. Schedule B: (Zhanchao Zhao) P.Eng (604.526.1305) Geotechnical 7. HPO: Residential Builder- AR Event Solutions Inc NOTE: To achieve the required FSR. A floor space exclusion of 3% has been applied to this application as per section 11.24.18 of the district schedule, to accommodate improved building performance. *EXISTING HOUSE* Note: Bldg 1 (principal bldg) addressed #1-7908 Montcalm St retained on site. ***This permit is issued under the VBBL 2019, with updated energy requirements as per bylaw # 12997 effective Jan 01, 2022.*** | Allone Electric Ltd
EP-2023-08269 | 2023-09-13 | 7908 MONTCALM STREET #3, Vancouver, BC | Electrical Permit | Residential | New | Issued | Installation / Repair - Residential - TV, Network rough in and finish. >BP: To construct a 2 storey laneway house building ($160,490) with 1 open parking pad, providing a total of 1 parking spaces, having vehicular access from the 20' Lane. Note: This is a 1 ½ storey building pursuant to the Zoning & Development By-law. 1. Covenant not required with existing house 2. No Strata Titling permitted 3. No A/C Unit proposed 4. Entire building to be sprinklered 13D 5. Schedule B: (Zhanchao Zhao) P.Eng (604.526.1305) Structural 6. Schedule B: (Zhanchao Zhao) P.Eng (604.526.1305) Geotechnical 7. HPO: Residential Builder- AR Event Solutions Inc NOTE: To achieve the required FSR. A floor space exclusion of 3% has been applied to this application as per section 11.24.18 of the district schedule, to accommodate improved building performance. *EXISTING HOUSE* Note: Bldg 1 (principal bldg) addressed #1-7908 Montcalm St retained on site. ***This permit is issued under the VBBL 2019, with updated energy requirements as per bylaw # 12997 effective Jan 01, 2022.*** | Columbia Security Systems & Surveillance Inc
MP-2023-01513 | 2023-08-16 | 2268 E 35TH AVENUE #3, Vancouver, BC V5P 1C2 | Mechanical Permit | NULL | NULL | Issued | NULL | Lumi HVAC Ltd
GP-2023-02024 | 2023-07-07 | 2268 E 35TH AVENUE #3, Vancouver, BC V5P 1C2 | Gas Permit | Residential | New | Issued | Residential - 1 BBQ & 1 Range >BP: To construct a 2 storey laneway house building | AKAL Plumbing & Heating Ltd
PP-2023-01907 | 2023-05-29 | 2268 E 35TH AVENUE #3, Vancouver, BC V5P 1C2 | Plumbing Permit | Residential | New | Issued | Residential - LWH - #3 - This is a new laneway house with 9 fixtures >DB: To construct a 2 storey laneway house building 1 open parking pad, providing a total of 2 parking spaces, having vehicular access from the 20' rear Lane. Note: The entire building to be sprinklered to NFPA 13D Note: This is a 1 ½ storey building pursuant to the Zoning & Development By-law. 1. Covenant not required with existing house 2. No Strata Titling permitted 3. No A/C Unit proposed | AKAL Plumbing & Heating Ltd
SP-2023-00863 | 2023-05-16 | 2268 E 35TH AVENUE #3, Vancouver, BC V5P 1C2 | Sprinkler Permit | Residential | New | Issued | Residential - NEW HOME >BP: To construct a 2 storey laneway house building 1 open parking pad, providing a total of 2 parking spaces, having vehicular access from the 20' rear Lane. Note: The entire building to be sprinklered to NFPA 13D Note: This is a 1 ½ storey building pursuant to the Zoning & Development By-law. 1. Covenant not required with existing house 2. No Strata Titling permitted 3. No A/C Unit proposed 4. Schedule B: (S. Hsu) P.Eng (604.322.7158) Structural and Geotechnical 5. HPO: Residential Builder - KNC Investments Inc. | SBMS Construction Ltd
EP-2023-04510 | 2023-06-02 | 2268 E 35TH AVENUE #3, Vancouver, BC V5P 1C2 | Electrical Permit | Residential | New | Issued | Installation / Repair - Residential - Rough in laneway Finishing laneway Service relocation *Amend Jun 12, 2023 -"Running the low voltage for the laneway house. Can I please add this to the scope of work" >BP: To construct a 2 storey laneway house building ($225,000) 1 open parking pad, providing a total of 2 parking spaces, having vehicular access from the 20' rear Lane. Note: The entire building to be sprinklered to NFPA 13D Note: This is a 1 ½ storey building pursuant to the Zoning & Development By-law. 1. Covenant not required with existing house 2. No Strata Titling permitted 3. No A/C Unit proposed 4. Schedule B: (S. Hsu) P.Eng (604.322.7158) Structural and Geotechnical 5. HPO: Residential Builder - KNC Investments Inc. NOTE: To achieve the required FSR. A floor space exclusion of 3% has been applied to this application as per section 11.24.18 of the district schedule, to accommodate improved building performance. NOTE: Information regarding the principal building on the survey and site plan is for reference only. Any discrepancy between information regarding the principal building on the survey and/or site plan and approved permit drawings for the principal building are neither approved nor authorized under this laneway house permit. *EXISTING HOUSE* Note: Bldg 1 (principal bldg) addressed #1-2268 E 35th Av retained on site. ***This permit is issued under the VBBL 2019, with updated energy requirements as per bylaw # 12997 effective Jan 01, 2022.*** | SNL ELECTRICAL
PP-2023-01384 | 2023-04-20 | 2268 E 35TH AVENUE #3, Vancouver, BC V5P 1C2 | Plumbing Permit | Residential | New | Issued | Residential - LWH - #3 - 1 sump out of the Laneway house | Jewel Mini Excavating Ltd
PP-2023-02638 | 2023-07-25 | 2281 E 40TH AVENUE #3, Vancouver, BC V5P 1J6 | Plumbing Permit | Residential | New | Issued | Residential - Sump and sanitary connections for new laneway home | Canstar Excavating & Landscaping Ltd
EP-2023-09783 | 2023-11-14 | 2281 E 40TH AVENUE #3, Vancouver, BC V5P 1J6 | Electrical Permit | Residential | New | Issued | Installation / Repair - Residential - ¦#3 LWH: 125A ¦ 2 SEPARATE SERVICES: 1FD+SS: 200A ¦ LWH: 125A ¦ rough wire, service and finishing of laneway house . we can have two separate services 200 amps for main house and 125amps for laneway , i am attaching new load calculation. >BP: To construct a 2 storey laneway house building ($225,000) with an at grade open parking pad, providing 1 parking spaces, having vehicular access from the 20' Lane. Note: This is a 1 ½ storey building pursuant to the Zoning & Development By-law. 1. Covenant not required with existing house 2. No Strata Titling permitted 3. No A/C Unit proposed 4. Entire building to be sprinklered 13 D 5. Schedule B: (Md. Shahidul Alam) P.Eng (604.653.7475) Structural 6. Schedule B: (Md. Shahidul Alam) P.Eng (604.653.7475) Geotechnical 7. HPO: Residential Builder- Lamai Homes Ltd 8. HRV is required in laneway house as of year 2022 NOTE: To achieve the required FSR. A floor space exclusion of 3% has been applied to this application as per section 11.24.18 of the district schedule, to accommodate improved building performance. ***This permit is issued under the VBBL 2019, with updated energy requirements as per bylaw # 12997 effective Jan 01, 2022.*** | Kaler Electrical Ltd
EP-2023-10446 | 2023-12-11 | 2281 E 40TH AVENUE #3, Vancouver, BC V5P 1J6 | Electrical Permit | Residential | New | Issued | Installation / Repair - Residential - Rough in of security, tv, doorbell -rough wire and completion of security system >BP: To construct a 2 storey laneway house building ($225,000) with an at grade open parking pad, providing 1 parking spaces, having vehicular access from the 20' Lane. Note: This is a 1 ½ storey building pursuant to the Zoning & Development By-law. 1. Covenant not required with existing house 2. No Strata Titling permitted 3. No A/C Unit proposed 4. Entire building to be sprinklered 13 D 5. Schedule B: (Md. Shahidul Alam) P.Eng (604.653.7475) Structural 6. Schedule B: (Md. Shahidul Alam) P.Eng (604.653.7475) Geotechnical 7. HPO: Residential Builder- Lamai Homes Ltd 8. HRV is required in laneway house as of year 2022 NOTE: To achieve the required FSR. A floor space exclusion of 3% has been applied to this application as per section 11.24.18 of the district schedule, to accommodate improved building performance. *EXISTING HOUSE* Note: Bldg 1 (principal bldg) addressed #1-2281 E 40th Av retained on site. ***This permit is issued under the VBBL 2019, with updated energy requirements as per bylaw # 12997 effective Jan 01, 2022.*** | Tuong Su
SP-2023-01968 | 2023-10-25 | 2281 E 40TH AVENUE #3, Vancouver, BC V5P 1J6 | Sprinkler Permit | Residential | New | Issued | Residential - LWH - #3 - New sprinkler system >DB: To construct a 2 storey laneway house building with an at grade open parking pad, providing 1 parking spaces, having vehicular access from the 20' Lane. Note: This is a 1 ½ storey building pursuant to the Zoning & Development By-law. 1. Covenant not required with existing house 2. No Strata Titling permitted 3. No A/C Unit proposed 4. Entire building to be sprinklered 13 D ***This permit is issued under the VBBL 2019, with updated energy requirements as per bylaw # 12997 effective Jan 01, 2022.*** | Haven Fire Protection Ltd
EP-2023-07300 | 2023-08-11 | 3493 COMMERCIAL STREET, Vancouver, BC | Electrical Permit | Commercial | NULL | Issued | Annual / Operating - All base building work that falls under the annual electrical operating permit ANNUAL OPERATING PERMIT EXPIRED PERMIT EP-2022-05582 VALID JULY 04, 2023 UNTIL JULY 03, 2024 | Ino-Tek Electric Ltd.
SP-2023-00474 | 2023-07-27 | 3493 COMMERCIAL STREET, Vancouver, BC | Sprinkler Permit | Commercial | Tenant Improvement | Completed | Commercial - For sprinkler system alterations to the 2019 VBBL and NFPA 13, 2013 for the tenant improvements to provide interior alteration to combine unit 3495 to 3499 commercial Street (3 units) into one unit and change the use from retail to general office on the ground floor of this existing mixed-use building. Engineer of Record: Ryan Pavey 604-605-0606 pavey@cardinalfire.ca | Martex Sprinkler Installations Ltd
EP-2023-06807 | 2023-08-15 | 3499 COMMERCIAL STREET, Vancouver, BC | Electrical Permit | Commercial | Renovation | Issued | Installation / Repair - Commercial - Security systems (alarm and cctv) installation. >BP: Interior alteration to combine unit 3495 to 3499 commercial Street (3 units) into one unit and change the use from retail to general office on the ground floor of this existing mixed-use building. Scope of work: - Install interior partition & doors, millwork, floor & wall finishes, plumbing fixtures and lighting. Ok for Field Review as per J. Zhang, April 1st, 2022 Revision #1 - Layout changes to office, relocate washroom & increase kitchen area, change the lounge & waiting area to library, lighting & mechanical change. Note: - Class 3 cooking operation This kitchen is only to be used as a Class 3 Cooking Operation, with a grease capacity alike to a single-family residence. No commercial cooking is permitted, including preparation of meals for more than a normal household on a regularly repeated basis. - Sprinkler building - Building inspector to determine on site if a separate sprinkler permit and structural engineer are required. | Senex Security Inc
PP-2023-02276 | 2023-06-27 | 3499 COMMERCIAL STREET, Vancouver, BC | Plumbing Permit | Commercial | Tenant Improvement | Completed | Commercial - run new plumbing for the office >BP: Interior alteration to combine unit 3495 to 3499 commercial Street (3 units) into one unit and change the use from retail to general office on the ground floor of this existing mixed-use building. Scope of work: - Install interior partition & doors, millwork, floor & wall finishes, plumbing fixtures and lighting. | Hashtag Plumbing Inc
EP-2023-03053 | 2023-04-11 | 1425 ANDERSON STREET, Vancouver, BC | Electrical Permit | Commercial | Renovation | Completed | Interim - Commercial - Scope of work: slab, underground, raceways, grounding, branch circuits. Service connection to BC Hydro is not permitted under this permit. Related to EP-2023-01237. >BP: Interior and exterior alterations to enclose and demise the existing open-air storage garage (F3 parkade) into 6 individual suites (commercial retail units A2 and E). The scope of work includes the expansion of the existing restaurant suite, creation of an open-air public corridor (breezeway), addition of three universal washrooms. Proposed uses for the newly created commercial shell units are A2 (restaurant) and E (mercantile) . Existing restaurant, dry/cold storage areas, and 2-storey office portion to be retained. 2019 VBBL. Only a partial structural upgrade is proposed at this time. Currently occupied areas of the building to be upgraded by the end of 2031. Ok as per S Schwebs. Stage 1 - full construction - Accepted Dec.15/22 | INT Electrical Ltd
EP-2023-01237 | 2023-06-23 | 1425 ANDERSON STREET, Vancouver, BC | Electrical Permit | Commercial | Renovation | Issued | Installation / Repair - Commercial - Service upgrade to accommodate the alterations to an existing building to add 6 additional tenant spaces and three washrooms. Fire Alarm upgrade, added exits and emergency lighting and base building lights for breezeway. The existing service is 800amp 120/208v 3 phase4w fed from Hydro PMT. >BP: Interior and exterior alterations to enclose and demise the existing open-air storage garage (F3 parkade) into 6 individual suites (commercial retail units A2 and E). The scope of work includes the expansion of the existing restaurant suite, creation of an open-air public corridor (breezeway), addition of three universal washrooms. Proposed uses for the newly created commercial shell units are A2 (restaurant) and E (mercantile) . Existing restaurant, dry/cold storage areas, and 2-storey office portion to be retained. 2019 VBBL. Only a partial structural upgrade is proposed at this time. Currently occupied areas of the building to be upgraded by the end of 2031. Ok as per S Schwebs. Stage 1 - full construction - Accepted Dec.15/22 | INT Electrical Ltd
SP-2023-00265 | 2023-04-25 | 1425 ANDERSON STREET, Vancouver, BC | Sprinkler Permit | Commercial | Renovation | Issued | Commercial - For sprinkler system alterations to the 2019 VBBL and NFPA 13, 2013 for the tenant improvements to provide interior and exterior alterations to enclose and demise the existing open-air storage garage (F3 parkade) into 6 individual suites (commercial retail units A2 and E). The scope of work includes the expansion of the existing restaurant suite, creation of an open-air public corridor (breezeway), addition of three universal washrooms. Proposed uses for the newly created commercial shell units are A2 (restaurant) and E (mercantile) . Existing restaurant, dry/cold storage areas, and 2-storey office portion to be retained. Add Sprinkler Heads Engineer of Record: Erik Watson-Hurthig 604-209-2594 erikwh@eriksberg.ca Revision #1 - July 24, 2023 Sprinklers added above electrical rooms. Clarification provided for work being done on Level 2. | Viking Fire Protection Inc
PP-2023-00285 | 2023-02-08 | 1425 ANDERSON STREET, Vancouver, BC | Plumbing Permit | Commercial | Tenant Improvement | Issued | Commercial - Execute plumbing demolition as per drawings and specifications, EXT/DCW/ TD-1, TD-1 cover, 2 HB-1 relocates, Cap off, make safe complete with 1 DCW shut down. Rough in and finish of 3 WC-1, 3 FV-1, 3 LAV-1, 3 FX-1, 3 FD-1 c/w-tsp, 1 FD-2 c/w tsp/sump/bwv, 1 HD-1, 3 Suspended HWT-1, 3 HWT-EM-HD, 3 ET-1, 1 PRV-STN, 1 DCVA, 1 TDA-1 c/w CB, 6 TD-1 & 18 FC condensate drains as per Drawings and specifications. Supply and install new non-combustible DCW Distribution system from mechanical room PRV station through to CRU#1 complete with valved/capped/remote read out/metered DCW connections in each CRU unit, the reconnection of existing / DCW / DHW, insulation, heat tracing, fire stopping, seismic, commissioning & identification. >Interior and exterior alterations to enclose and demise the existing open-air storage garage (F3 parkade) into 6 individual suites (commercial retail units A2 and E). The scope of work includes the expansion of the existing restaurant suite, creation of an open-air public corridor (breezeway), addition of three universal washrooms. Proposed uses for the newly created commercial shell units are A2 (restaurant) and E (mercantile) . Existing restaurant, dry/cold storage areas, and 2-storey office portion to be retained. 2019 VBBL. Only a partial structural upgrade is proposed at this time. Currently occupied areas of the building to be upgraded by the end of 2031. Ok as per S Schwebs. Stage 1 - full construction - Accepted Dec.15/22 | Pipe Rite Mechanical Ltd
SP-2022-01821 | 2022-11-03 | 2526 EDGAR CRESCENT #3, Vancouver, BC | Sprinkler Permit | Residential | New | Completed | Residential - Install sprinklers in lwh 1 STOREY LANEWAY HOME + ATTACHED GARAGE + 1 OPEN PARKING To construct a 1 storey laneway house building with an attached garage providing 1 parking space and 1 required open parking over gravel providing 2 parking spaces in total, having vehicular access from the 20' Lane. The entire building, INCLUDING THE ATTACHED GARAGE (if applicable), to be sprinklered to NFPA 13R. 1. The required non-stratification covenant to be registered to land title prior to Sheathing Inspection 2. No Strata Titling permitted 3. No A/C Unit proposed 4. Schedule B: (Antony Wang) P.Eng (604.618.6236) Structural &Geotechnical 5. BC Housing (E-Loyal Construction Ltd.) | Gold Key Fire Protection Ltd
GP-2022-03103 | 2022-10-14 | 2526 EDGAR CRESCENT #3, Vancouver, BC | Gas Permit | Residential | New | Completed | Residential - Gas fitting >To construct a 1 storey laneway house building ($256,000) with an attached garage providing 1 parking space and 1 required open parking over gravel providing 2 parking spaces in total, having vehicular access from the 20' Lane. The entire building, INCLUDING THE ATTACHED GARAGE (if applicable), to be sprinklered to NFPA 13R. 1. The required non-stratification covenant to be registered to land title prior to Sheathing Inspection 2. No Strata Titling permitted 3. No A/C Unit proposed 4. Schedule B: (Antony Wang) P.Eng (604.618.6236) Structural &Geotechnical 5. BC Housing (E-Loyal Construction Ltd.) NOTE: To achieve the required FSR. A floor space exclusion of 3% has been applied to this application as per section 11.17.18 of the district schedule, to accommodate improved building performance. "Combustible projections or roof soffits on an exposing building face shall not project to less than .45m from the property line and shall be in compliance with VBBL 2019 9.10.15.5.(9)" ******THIS PERMIT HAS BEEN ISSUED UNDER THE REQUIREMENTS OF VBBL 2019****** *NEW HOUSE* Note: See DB-2020-01624 for Bldg 1 on site (principal bldg) addressed #1- 2526 Edgar Crescent. | KSS Mechanical Ltd
PP-2022-03653 | 2022-10-20 | 2534 E 12TH AVENUE #3, Vancouver, BC V5M 2C4 | Plumbing Permit | Residential | New | Completed | Residential - SUMP | Canadian Excavating Ltd
SP-2023-00004 | 2023-01-11 | 2534 E 12TH AVENUE #3, Vancouver, BC V5M 2C4 | Sprinkler Permit | Residential | New | Completed | Residential - to install a new sprinkler system in LWH >BP: To construct a 2 storey laneway house building ($224,315) with 1 open parking pad, providing a total of 1 parking spaces, having vehicular access from the 20' Lane. Note: This is a 1 ½ storey building pursuant to the Zoning & Development By-law. 1. Covenant not required with existing house 2. No Strata Titling permitted 3. No A/C Unit proposed 4. Entire building to be sprinklered 13D 5. Schedule B: (Jason Hui) P.Eng (778.319.3403) Structural 6. Schedule B: (Jason Hui) P.Eng (778.319.3403) Geotechnical 7. HPO: Residential Builder- Rishi Holdings Ltd NOTE: Information regarding the principal building on the survey and site plan is for reference only. Any discrepancy between information regarding the principal building on the survey and/or site plan and approved permit drawings for the principal building are neither approved nor authorized under this laneway house permit. *EXISTING HOUSE* Note: Bldg 1 (principal bldg) addressed #1 - 2534 E 12th Av retained on site. ***This permit is issued under the VBBL 2019, with updated energy requirements as per bylaw # 12997 effective Jan 01, 2022.*** | ACME PLUMBING HEATING & GAS LTD.
PP-2022-04265 | 2022-11-28 | 2534 E 12TH AVENUE #3, Vancouver, BC V5M 2C4 | Plumbing Permit | Residential | New | Completed | Residential - to install new plumbing fixtures in LWH >BP: To construct a 2 storey laneway house building ($224,315) with 1 open parking pad, providing a total of 1 parking spaces, having vehicular access from the 20' Lane. Note: This is a 1 ½ storey building pursuant to the Zoning & Development By-law. 1. Covenant not required with existing house 2. No Strata Titling permitted 3. No A/C Unit proposed 4. Entire building to be sprinklered 13D 5. Schedule B: (Jason Hui) P.Eng (778.319.3403) Structural 6. Schedule B: (Jason Hui) P.Eng (778.319.3403) Geotechnical 7. HPO: Residential Builder- Rishi Holdings Ltd *EXISTING HOUSE* Note: Bldg 1 (principal bldg) addressed #1 - 2534 E 12th Av retained on site. ***This permit is issued under the VBBL 2019, with updated energy requirements as per bylaw # 12997 effective Jan 01, 2022.*** | ACME PLUMBING HEATING & GAS LTD.
EP-2022-10071 | 2023-01-31 | 2534 E 12TH AVENUE #3, Vancouver, BC V5M 2C4 | Electrical Permit | Residential | New | Completed | Installation / Repair - Residential - NEW ELECTRICAL WIRING WILL BE INSTALL To construct a 2 storey laneway house building with 1 open parking pad, providing a total of 1 parking spaces, having vehicular access from the 20' Lane. -2nd Service Drop/ 100A at Laneway/ Has been cancelled *Apr 04, 2023 Amendment -2nd service to address. 100A at laneway no longer required. -200A main service to be installed at laneway with main house re-fed from laneway *EP-2023-02687/ Single Family Dwelling: Disconnect/ Reconnect Note: This is a 1 ½ storey building pursuant to the Zoning & Development By-law. 1. Covenant not required with existing house 2. No Strata Titling permitted 3. No A/C Unit proposed 4. Entire building to be sprinklered 13D 5. Schedule B: (Jason Hui) P.Eng (778.319.3403) Structural 6. Schedule B: (Jason Hui) P.Eng (778.319.3403) Geotechnical 7. HPO: Residential Builder- Rishi Holdings Ltd | AMJ ELECTRIC SERVICES INC
EP-2023-03240 | 2023-04-14 | 40 E 46TH AVENUE, Vancouver, BC V5W 1Z1 | Electrical Permit | Residential | New | Issued | Temporary Power - Residential - To provide temporary power. | SAAB ELECTRIC LTD
PP-2023-03030 | 2023-08-28 | 40 E 46TH AVENUE, Vancouver, BC V5W 1Z1 | Plumbing Permit | Residential | New | Issued | Residential - 3 sumps permit | Maple Excavating & Paving Ltd
SP-2023-01768 | 2024-01-04 | 40 E 46TH AVENUE, Vancouver, BC V5W 1Z1 | Sprinkler Permit | Residential | New | Issued | Residential - fire sprinkler system >BP: To construct a 2 storey two-family dwelling with 2 secondary suite) located in the Basement with a detached accessory building (garage) and 2 open parking at the rear providing 4 parking spaces total, having vehicular access from the lane. Note: The entire building, INCLUDING THE ATTACHED GARAGE (if applicable), to be sprinklered to 2 x NFPA 13D Note: This is a 2 storey building pursuant to the Zoning and Development By-Law 1. Covenant to be registered at the Land Title Office prior to sheathing inspection. 2. Heat Pump proposed – Exterior component located in Rear 3. Schedule B: (A.C.M. Wang) P.Eng (604.618.6236) Structural & Geotechnical 4. HPO: Residential Builder- Welbourn Construction Ltd 5. CHBA Net Zero Standard | Killarney Mechanical Ltd
NULL | NULL | 40 E 46TH AVENUE, Vancouver, BC V5W 1Z1 | Plumbing Permit | Residential | New | Draft | Residential - new plumbing | Killarney Mechanical Ltd
PP-2023-03454 | 2023-09-28 | 40 E 46TH AVENUE, Vancouver, BC V5W 1Z1 | Plumbing Permit | Residential | New | Issued | Residential - new plumbing >BP:To construct a 2 storey two-family dwelling with 2 secondary suite) located in the Basement ($910,750) with a detached accessory building (garage) and 2 open parking at the rear providing 4 parking spaces total, having vehicular access from the lane. Note: The entire building, INCLUDING THE ATTACHED GARAGE (if applicable), to be sprinklered to 2 x NFPA 13D | Killarney Mechanical Ltd
GP-2023-03149 | 2023-10-20 | 40 E 46TH AVENUE, Vancouver, BC V5W 1Z1 | Gas Permit | Residential | New | Issued | Residential - 2 Ranges & 2 BBQ's >BP: To construct a 2 storey two-family dwelling with 2 secondary suite) located in the Basement ($910,750) with a detached accessory building (garage) and 2 open parking at the rear providing 4 parking spaces total, having vehicular access from the lane. | Killarney Mechanical Ltd
EP-2023-09513 | 2023-11-02 | 40 E 46TH AVENUE, Vancouver, BC V5W 1Z1 | Electrical Permit | Residential | New | Issued | Installation / Repair - Residential - New electrical work 2 SEPERATE 200 amp SERVICES >BP: To construct a 2 storey two-family dwelling with 2 secondary suite) located in the Basement ($910,750) with a detached accessory building (garage) and 2 open parking at the rear providing 4 parking spaces total, having vehicular access from the lane. Note: The entire building, INCLUDING THE ATTACHED GARAGE (if applicable), to be sprinklered to 2 x NFPA 13D Note: This is a 2 storey building pursuant to the Zoning and Development By-Law 1. Covenant to be registered at the Land Title Office prior to sheathing inspection. 2. Heat Pump proposed – Exterior component located in Rear 3. Schedule B: (A.C.M. Wang) P.Eng (604.618.6236) Structural & Geotechnical 4. HPO: Residential Builder- Welbourn Construction Ltd 5. CHBA Net Zero Standard ***This permit is issued under the VBBL 2019, with updated energy requirements as per bylaw # 12997 effective Jan 01, 2022.*** | SAAB ELECTRIC LTD
EP-2023-11264 | 2023-12-20 | 40 E 46TH AVENUE, Vancouver, BC V5W 1Z1 | Electrical Permit | Residential | New | Issued | Installation / Repair - Residential - Wiring and finishing of extra low voltage -Rough wiring and completion of security alarm , cameras, 5 tv, 5 data pointd >BP: To construct a 2 storey two-family dwelling with 2 secondary suite) located in the Basement ($910,750) with a detached accessory building (garage) and 2 open parking at the rear providing 4 parking spaces total, having vehicular access from the lane. Note: The entire building, INCLUDING THE ATTACHED GARAGE (if applicable), to be sprinklered to 2 x NFPA 13D Note: This is a 2 storey building pursuant to the Zoning and Development By-Law 1. Covenant to be registered at the Land Title Office prior to sheathing inspection. 2. Heat Pump proposed – Exterior component located in Rear 3. Schedule B: (A.C.M. Wang) P.Eng (604.618.6236) Structural & Geotechnical 4. HPO: Residential Builder- Welbourn Construction Ltd 5. CHBA Net Zero Standard ***This permit is issued under the VBBL 2019, with updated energy requirements as per bylaw # 12997 effective Jan 01, 2022.*** | Creative Security Solutions Ltd
MP-2024-00078 | 2024-01-17 | 40 E 46TH AVENUE, Vancouver, BC V5W 1Z1 | Mechanical Permit | NULL | NULL | Issued | NULL | Power Cool Electrical & Refrigeration Mech Ltd
EP-2024-00382 | 2024-01-17 | 40 E 46TH AVENUE, Vancouver, BC V5W 1Z1 | Electrical Permit | Residential | Addition | Issued | Installation / Repair - Residential - Installation of 24 PV Solar Panels on a sloped roof. DB: *** NET ZERO ***To construct a 2 storey two-family dwelling with 2 secondary suite) located in the Basement ($910,750) with a detached accessory building (garage) and 2 open parking at the rear providing 4 parking spaces total, having vehicular access from the lane. Note: The entire building, INCLUDING THE ATTACHED GARAGE (if applicable), to be sprinklered to 2 x NFPA 13D Note: As shown by an asterisk (*) on the building permit floor plans and/or elevations, exit protection is required to be provided in accordance with Articles 9.9.4.4., 9.9.4.6., and/or 9.37.2.8. of the 2019 VBBL. Note: This is a 2 storey building pursuant to the Zoning and Development By-Law 1. Covenant to be registered at the Land Title Office prior to sheathing inspection. 2. Heat Pump proposed – Exterior component located in Rear 3. Schedule B: (A.C.M. Wang) P.Eng (604.618.6236) Structural & Geotechnical 4. HPO: Residential Builder- Welbourn Construction Ltd 5. CHBA Net Zero Standard Address Information: Principle Dwelling (Front): 40 E 46th Ave Principle Dwelling (Rear): 38 E 36th Ave Address and suite numbers assigned as per approved plans for Fire and Emergency response. The address numbers are to be posted to the building to be visible from the street and the suite numbers are to be posted at the suite entries in accordance with the Building By-law prior to final inspection ***This permit is issued under the VBBL 2019, with updated energy requirements as per bylaw # 12997 effective Jan 01, 2022.*** | NULL
PP-2023-00515 | 2023-03-28 | 3219 POINT GREY ROAD, Vancouver, BC V6K 1B3 | Plumbing Permit | Residential | New | Issued | Residential - 1x outside gravity sump Oct 30/2023-AMEND add 1 x outside sump with pump NOTE: Engineering Assurance letter will be submitted to the Plumbing Inspector on the site. Letter shall conform to the requirements of Vancouver Bulletin 2000-008-EL/PL. | J & R Excavation & Demolition Ltd.
EP-2023-04264 | 2023-05-15 | 3219 POINT GREY ROAD, Vancouver, BC V6K 1B3 | Electrical Permit | Residential | New | Issued | Temporary Power - Residential - To provide temporary power. | Brett Cryderman Electric Ltd
EP-2023-04269 | 2023-07-25 | 3221 POINT GREY ROAD, Vancouver, BC V6K 1B3 | Electrical Permit | Residential | New | Issued | Installation / Repair - Residential - ¦ 1FD/ 400A ¦ Installation of pvc conduits from main residence to site services landscape equipment (gates, pond pumps etc) and lighting. *An approved mechanical permit is required for the installation of air conditioning or heat pump unit at the time of installation before an electrical inspection will be performed >BP: To construct a 2 storey + basement one-family dwelling ($1,262,250) with an attached garage. 1- Bar/Sink proposed in the basement 2- A/C unit proposed on the roof 3- Flood plain covenant registered at the Land Title Office under CB102253-CB102254 4- Slope stability covenant registered at the Land Title Office under CB102255-CB102256 5- Schedule A: Nancy Stern (604-877-0861) 6- Schedule B: Nancy Stern (604-877-0861) Architectural 7- Schedule B: Levi J. Stoelting (604-734-8822) Structural 8- Schedule B: Matt Kokan (604-439-0922) Geotechnical 9- BC Housing Residential Builder - G Wilson Construction Co Ltd. ******THIS PERMIT HAS BEEN ISSUED UNDER THE REQUIREMENTS OF VBBL #12511 (2019)****** | Brett Cryderman Electric Ltd
PP-2023-03326 | 2023-09-19 | 3221 POINT GREY ROAD, Vancouver, BC V6K 1B3 | Plumbing Permit | Residential | New | Issued | Residential - Installation of new fixtures >BP: To construct a 2 storey + basement one-family dwelling with an attached garage. Note: This is a 2 storey building pursuant to the Zoning and Development By-Law. 1- Bar/Sink proposed in the basement 2- A/C unit proposed on the roof 3- Flood plain covenant registered at the Land Title Office under CB102253-CB102254 4- Slope stability covenant registered at the Land Title Office under CB102255-CB102256 5- Schedule A: Nancy Stern (604-877-0861) 6- Schedule B: Nancy Stern (604-877-0861) Architectural 7- Schedule B: Levi J. Stoelting (604-734-8822) Structural 8- Schedule B: Matt Kokan (604-439-0922) Geotechnical 9- BC Housing Residential Builder - G Wilson Construction Co Ltd. ******THIS PERMIT HAS BEEN ISSUED UNDER THE REQUIREMENTS OF VBBL #12511 (2019)****** | G2 Mechanical Ltd
EP-2023-02603 | 2023-03-27 | 4899 MOSS STREET, Vancouver, BC V5R 3T3 | Electrical Permit | Residential | New | Issued | Temporary Power - Residential - To provide temporary power. | Roop Electric Co Ltd
GP-2023-03056 | 2023-10-13 | 1708 W 68TH AVENUE, Vancouver, BC V6P 2V8 | Gas Permit | Residential | New | Issued | Residential - 2 Ranges Run black iron gasline to desired fixtures and test >BP: To construct a 2 storey two-family dwelling with 2 secondary suites located in the Basement ($1,449,250) with a detached accessory building (garage) and 1 open parking at the rear providing 3 parking spaces, having vehicular access from the 20' lane. | Saab Plumbing & Heating Ltd
PP-2023-00703 | 2023-03-02 | 2478 E 7TH AVENUE, Vancouver, BC | Plumbing Permit | Residential | New | Issued | Residential - 2FD+SS - Sentry and storm con with sump | AKAL DEMOLITION & EXCAVATING LTD
EP-2023-07162 | 2023-08-08 | 2478 E 7TH AVENUE, Vancouver, BC | Electrical Permit | Residential | New | Issued | Installation / Repair - Residential - Installation of TV, Data, Tel, Alarm, CCTV. | AIGO TECHNOLOGY INC
PP-2023-03543 | 2023-10-10 | 6141 ALMA STREET, Vancouver, BC V6N 1Y5 | Plumbing Permit | Residential | New | Issued | Residential - Plumbing of a Duplex House >BP: To construct a 2.5 storey duplex with two secondary suites located in the Basement ($1,281,675.00) with a detached accessory building (garage) and 2 open parking at the rear providing a total of 4 parking spaces, having vehicular access from the lane. | Karan Plumbing & Heating Ltd
MP-2023-02008 | 2023-11-08 | 6141 ALMA STREET, Vancouver, BC V6N 1Y5 | Mechanical Permit | NULL | NULL | Issued | NULL | Karan Plumbing & Heating Ltd
PP-2023-03269 | 2023-09-14 | 6141 ALMA STREET, Vancouver, BC V6N 1Y5 | Plumbing Permit | Residential | New | Issued | Residential - Installation of new sewer -sump | Gateway Landscaping & Excavating Ltd
EP-2023-08001 | 2023-09-12 | 6141 ALMA STREET, Vancouver, BC V6N 1Y5 | Electrical Permit | Residential | New | Issued | Installation / Repair - Residential - ¦ 2FD + 2SS- 400A ¦ New Wiring for Duplex *An approved mechanical permit is required for the installation of air conditioning or heat pump unit at the time of installation before an electrical inspection will be performed >BP: To construct a 2.5 storey duplex with two secondary suites located in the Basement ($1,281,675.00) with a detached accessory building (garage) and 2 open parking at the rear providing a total of 4 parking spaces, having vehicular access from the lane. 1. Covenant registered at the Land Title Office under CB471517 2. Flood Plain Covenant registered at the Land Title Office under CA8421675. 3. External Mechanical Units Proposed – Exterior components located in rear yard, Interior component located in partial storey closets. 4. Bar sink not proposed. 5. Schedule A: (Yatendra Kumar Sharma) P.Eng (778-863-7076) 6. Schedule B: (Yatendra Kumar Sharma) P.Eng (778-863-7076) Structural 7. Schedule B: (Zhao Guan) P.Eng (778-868-5635) Geotechnical 8. HPO: Residential Builder- (Royal Casa Construction Ltd) Note: This is a 2.5 storey building pursuant to the Zoning and Development By-Law ***This permit is issued under the VBBL 2019, with updated energy requirements as per bylaw # 12997 effective Jan 01, 2022.*** | Roop Electric Co Ltd
EP-2023-07843 | 2023-08-29 | 6141 ALMA STREET, Vancouver, BC V6N 1Y5 | Electrical Permit | Residential | New | Issued | Temporary Power - Residential - To provide temporary power. | Roop Electric Co Ltd
MP-2024-00066 | 2024-01-22 | 6141 ALMA STREET, Vancouver, BC V6N 1Y5 | Mechanical Permit | NULL | NULL | Issued | NULL | FAST ROUTE PLUMBING & REFRIGERATION MECHANICAL LTD
SP-2024-00004 | 2024-01-03 | 6141 ALMA STREET, Vancouver, BC V6N 1Y5 | Sprinkler Permit | Residential | New | Issued | Residential - DUPLEX WITH NEW SPRINKLERS >BP: To construct a 2.5 storey duplex with two secondary suites located in the Basement with a detached accessory building (garage) and 2 open parking at the rear providing a total of 4 parking spaces, having vehicular access from the lane. 1. Covenant registered at the Land Title Office under CB471517 2. Flood Plain Covenant registered at the Land Title Office under CA8421675. 3. External Mechanical Units Proposed – Exterior components located in rear yard, Interior component located in partial storey closets. 4. Bar sink not proposed. 5. Schedule A: (Yatendra Kumar Sharma) P.Eng (778-863-7076) 6. Schedule B: (Yatendra Kumar Sharma) P.Eng (778-863-7076) Structural 7. Schedule B: (Zhao Guan) P.Eng (778-868-5635) Geotechnical 8. HPO: Residential Builder- (Royal Casa Construction Ltd) | BC Fire Sprinklers Ltd
MP-2023-02241 | 2023-12-18 | 2572 E 49TH AVENUE, Vancouver, BC | Mechanical Permit | NULL | NULL | Issued | NULL | Aeris Air Conditioning ltd
SP-2023-00867 | 2023-05-17 | 4068 W 11TH AVENUE #3, Vancouver, BC | Sprinkler Permit | Residential | New | Completed | Residential - Piping and fixture installation >BP: To construct a 2 storey laneway house building with 1 open parking pad, providing a total of 1 parking spaces, having vehicular access from the 20' Lane. Note: This is a 1 ½ storey building pursuant to the Zoning & Development By-law. 1. Covenant not required with existing house 2. No Strata Titling permitted 3. No A/C Unit proposed 4. Entire building to be sprinklered 13D 5. Schedule B: (XUE LI CHEN) P.Eng (778.235.5447) Structural 6. Schedule B: (XUE LI CHEN) P.Eng (778.235.5447) Geotechnical 7. HPO: Residential Builder- Gill's Construction Ltd | RG Plumbing Ltd
EP-2023-03957 | 2023-05-08 | 4068 W 11TH AVENUE #3, Vancouver, BC | Electrical Permit | Residential | New | Completed | Installation / Repair - Residential - Extra Low Voltage Pre wire and Finishing for TV, Tel, Data and Security Alarm System. >BP: To construct a 2 storey laneway house building ($235,250) with 1 open parking pad, providing a total of 1 parking spaces, having vehicular access from the 20' Lane. | Secure Worx AV & Automation Inc
EP-2023-00664 | 2023-04-25 | 4068 W 11TH AVENUE #3, Vancouver, BC | Electrical Permit | Residential | New | Completed | Installation / Repair - Residential - LWH - #3 - laneway home and upgrading main services >DB: To construct a 2 storey laneway house building with 1 open parking pad, providing a total of 1 parking spaces, having vehicular access from the 20' Lane. Note: This is a 1 ½ storey building pursuant to the Zoning & Development By-law. 1. Covenant not required with existing house 2. No Strata Titling permitted 3. No A/C Unit proposed 4. Entire building to be sprinklered 13D | Mid-Knight Electrical Ltd
PP-2023-01232 | 2023-04-11 | 4068 W 11TH AVENUE #3, Vancouver, BC | Plumbing Permit | Residential | New | Completed | Residential - new plumbing >BP: To construct a 2 storey laneway house building with 1 open parking pad, providing a total of 1 parking spaces, having vehicular access from the 20' Lane. Note: This is a 1 ½ storey building pursuant to the Zoning & Development By-law. 1. Covenant not required with existing house 2. No Strata Titling permitted 3. No A/C Unit proposed 4. Entire building to be sprinklered 13D 5. Schedule B: (XUE LI CHEN) P.Eng (778.235.5447) Structural 6. Schedule B: (XUE LI CHEN) P.Eng (778.235.5447) Geotechnical 7. HPO: Residential Builder- Gill's Construction Ltd | Killarney Mechanical Ltd
PP-2023-01896 | 2023-05-29 | 518 E 59TH AVENUE #3, Vancouver, BC | Plumbing Permit | Residential | New | Issued | Residential - LWH - #3 - two sumps with pump | Bhullar Excavating and Demolition
PP-2023-02106 | 2023-06-15 | 518 E 59TH AVENUE #3, Vancouver, BC | Plumbing Permit | Residential | New | Completed | Residential - Plumbing for new lanway house >BP: To construct a 2 storey laneway house building with 1 open parking pad, providing a total of 1 parking spaces, having vehicular access from the 20' Lane. Note: This is a 1 ½ storey building pursuant to the Zoning & Development By-law. 1. Covenant not required with existing house 2. No Strata Titling permitted 3. No A/C Unit proposed 4. Entire building to be sprinklered 13D 5. Schedule B: (Md. Shahidul Alam) P.Eng (604.653.7475) Structural 6. Schedule B: (Md. Shahidul Alam) P.Eng (604.653.7475) Geotechnical 7. HPO: Residential Builder- Horizon One Properties Ltd 8. HRV is required for laneway house as per year 2022 | Rain Coast Plumbing & Heating Ltd
EP-2023-06945 | 2023-08-02 | 518 E 59TH AVENUE #3, Vancouver, BC | Electrical Permit | Residential | New | Completed | Installation / Repair - Residential - Installation of TV cables and telephone, Doorbell only. >BP: To construct a 2 storey laneway house building ($179,750) with 1 open parking pad, providing a total of 1 parking spaces, having vehicular access from the 20' Lane. | Innova Security Systems Inc
SP-2023-01286 | 2023-07-18 | 518 E 59TH AVENUE #3, Vancouver, BC | Sprinkler Permit | Residential | New | Completed | Residential - New installation >BP: To construct a 2 storey laneway house building with 1 open parking pad, providing a total of 1 parking spaces, having vehicular access from the 20' Lane. Note: This is a 1 ½ storey building pursuant to the Zoning & Development By-law. 1. Covenant not required with existing house 2. No Strata Titling permitted 3. No A/C Unit proposed 4. Entire building to be sprinklered 13D 5. Schedule B: (Md. Shahidul Alam) P.Eng (604.653.7475) Structural 6. Schedule B: (Md. Shahidul Alam) P.Eng (604.653.7475) Geotechnical 7. HPO: Residential Builder- Horizon One Properties Ltd 8. HRV is required for laneway house as per year 2022 | Real Tech Fire Protection Ltd
EP-2023-06041 | 2023-07-20 | 518 E 59TH AVENUE #3, Vancouver, BC | Electrical Permit | Residential | New | Completed | Installation / Repair - Residential - ¦ #3LWH/ 200A ¦ Rough in and finishing of laneway >BP: To construct a 2 storey laneway house building ($179,750) with 1 open parking pad, providing a total of 1 parking spaces, having vehicular access from the 20' Lane. Note: This is a 1 ½ storey building pursuant to the Zoning & Development By-law. 1. Covenant not required with existing house 2. No Strata Titling permitted 3. No A/C Unit proposed 4. Entire building to be sprinklered 13D 5. Schedule B: (Md. Shahidul Alam) P.Eng (604.653.7475) Structural 6. Schedule B: (Md. Shahidul Alam) P.Eng (604.653.7475) Geotechnical 7. HPO: Residential Builder- Horizon One Properties Ltd 8. HRV is required for laneway house as per year 2022 NOTE: To achieve the required FSR. A floor space exclusion of 3% has been applied to this application as per section 11.3.8.24(d) of the district schedule, to accommodate improved building performance. NOTE: Information regarding the principal building on the survey and site plan is for reference only. Any discrepancy between information regarding the principal building on the survey and/or site plan and approved permit drawings for the principal building are neither approved nor authorized under this laneway house permit. *EXISTING HOUSE* Note: Bldg 1 (principal bldg) addressed #1-518 E 59th Av retained on site. ***This permit is issued under the VBBL 2019, with updated energy requirements as per bylaw # 12997 effective Jan 01, 2022.***. | STAT ELECTRICS LIMITED
EP-2023-08860 | 2023-10-16 | 3939 MACKENZIE STREET, Vancouver, BC | Electrical Permit | Residential | New | Issued | Installation / Repair - Residential - wiring for laneway house >Permit Amendment Oct 20, 2023 -"Change the electrical service from 200 amp to 400 amp and rough wiring included low voltage wiring" >BP: To construct a 2 storey laneway house building ($230,235) with 1 open parking pad, providing a total of 1 parking spaces, having vehicular access from the 20' Lane. Note: This is a 1 ½ storey building pursuant to the Zoning & Development By-law. 1. Covenant not required with existing house 2. No Strata Titling permitted 3. No A/C Unit proposed 4. Entire building to be sprinklered 13D 5. Schedule B: (Zhi Yi You) P.Eng (778.302.2155) Structural 6. Schedule B: (Zhi Yi You) P.Eng (778.302.2155) Geotechnical 7. HPO: Residential Builder- Fairlands Custom Homes Ltd. 8. HRV is required for laneway house as of year 2022 | Sunnen Electrical Contractor Ltd
PP-2023-02513 | 2023-07-14 | 3939 MACKENZIE STREET, Vancouver, BC | Plumbing Permit | Residential | New | Completed | Residential - LWH - Laneway house plumbing >DB: To construct a 2 storey laneway house building with 1 open parking pad, providing a total of 1 parking spaces, having vehicular access from the 20' Lane. Note: This is a 1 ½ storey building pursuant to the Zoning & Development By-law. 1. Covenant not required with existing house 2. No Strata Titling permitted 3. No A/C Unit proposed 4. Entire building to be sprinklered 13D 5. Schedule B: (Zhi Yi You) P.Eng (778.302.2155) Structural ***This permit is issued under the VBBL 2019, with updated energy requirements as per bylaw # 12997 effective Jan 01, 2022.***. | United Mechanical Ltd
PP-2023-02104 | 2023-06-15 | 3939 MACKENZIE STREET, Vancouver, BC | Plumbing Permit | Residential | New | Issued | Residential - One sump | Mainline Excavation Ltd
SP-2023-01882 | 2023-10-12 | 3939 MACKENZIE STREET, Vancouver, BC | Sprinkler Permit | Residential | New | Issued | Residential - To install fire sprinkler system in LWH >BP: To construct a 2 storey laneway house building with 1 open parking pad, providing a total of 1 parking spaces, having vehicular access from the 20' Lane. Note: This is a 1 ½ storey building pursuant to the Zoning & Development By-law. 1. Covenant not required with existing house 2. No Strata Titling permitted 3. No A/C Unit proposed 4. Entire building to be sprinklered 13D 5. Schedule B: (Zhi Yi You) P.Eng (778.302.2155) Structural 6. Schedule B: (Zhi Yi You) P.Eng (778.302.2155) Geotechnical 7. HPO: Residential Builder- Fairlands Custom Homes Ltd. 8. HRV is required for laneway house as of year 2022 | Max Fire Pro Ltd
PP-2023-03646 | 2023-10-17 | 3939 MACKENZIE STREET, Vancouver, BC | Plumbing Permit | Residential | New | Issued | Residential - LWH - water pipe done >DB: To construct a 2 storey laneway house building with 1 open parking pad, providing a total of 1 parking spaces, having vehicular access from the 20' Lane. Note: This is a 1 ½ storey building pursuant to the Zoning & Development By-law. 1. Covenant not required with existing house 2. No Strata Titling permitted 3. No A/C Unit proposed 4. Entire building to be sprinklered 13D ***This permit is issued under the VBBL 2019, with updated energy requirements as per bylaw # 12997 effective Jan 01, 2022.***. | SEAHAWKS PLUMBING AND HEATING LTD
SP-2023-00928 | 2023-05-26 | 3415 E 25TH AVENUE #3, Vancouver, BC | Sprinkler Permit | Residential | New | Completed | Residential - To Install 7 sprinkler heads >BP: To construct a 2 storey laneway house building with an attached garage and 1 open parking pad, providing a total of 2 parking spaces, having vehicular access from the 20' Lane. Note: This is a 1 ½ storey building pursuant to the Zoning & Development By-law. 1. Covenant not required with existing house 2. No Strata Titling permitted 3. No A/C Unit proposed 4. Entire building to be sprinklered 13D 5. Schedule B: (XUE LI CHEN) P.Eng (778.235.5447) Structural 6. Schedule B: (XUE LI CHEN) P.Eng (778.235.5447) Geotechnical 7. HPO: Residential Builder- (Ho Kin Construction LTD.) | General Sprinkler Systems Ltd
EP-2023-04236 | 2023-05-23 | 3415 E 25TH AVENUE #3, Vancouver, BC | Electrical Permit | Residential | New | Completed | Installation / Repair - Residential - Low voltage, tel, data, cable, camera >BP: To construct a 2 storey laneway house building ($196,500.00) with an attached garage and 1 open parking pad, providing a total of 2 parking spaces, having vehicular access from the 20' Lane. Note: This is a 1 ½ storey building pursuant to the Zoning & Development By-law. 1. Covenant not required with existing house 2. No Strata Titling permitted 3. No A/C Unit proposed 4. Entire building to be sprinklered 13D 5. Schedule B: (XUE LI CHEN) P.Eng (778.235.5447) Structural 6. Schedule B: (XUE LI CHEN) P.Eng (778.235.5447) Geotechnical 7. HPO: Residential Builder- (Ho Kin Construction LTD.) NOTE: To achieve the required FSR. A floor space exclusion of 3% has been applied to this application as per section 11.24.18 of the district schedule, to accommodate improved building performance. Note: As a result of the addition of a laneway house, the existing principal dwelling / one family dwelling is to be assigned a suite number. At permit issuance, the site will be as follows: #1-3415 E 25th Av - Principal Dwelling #3-3415 E 25th Av - Laneway House The address number is to be posted to the building to be visible from the street and the suite numbers are to be assigned at suite entries in accordance with the Building By-law prior to final inspection. NOTE: Information regarding the principal building on the survey and site plan is for reference only. Any discrepancy between information regarding the principal building on the survey and/or site plan and approved permit drawings for the principal building are neither approved nor authorized under this laneway house permit. ***This permit is issued under the VBBL 2019, with updated energy requirements as per bylaw # 12997 effective Jan 01, 2022.*** | Torrent Technologies Ltd
EP-2023-03095 | 2023-04-21 | 3415 E 25TH AVENUE #3, Vancouver, BC | Electrical Permit | Residential | New | Completed | Installation / Repair - Residential - new lane way house electrical installation (125A panel ) >BP: To construct a 2 storey laneway house building ($196,500.00) with an attached garage and 1 open parking pad, providing a total of 2 parking spaces, having vehicular access from the 20' Lane. Note: This is a 1 ½ storey building pursuant to the Zoning & Development By-law. 1. Covenant not required with existing house 2. No Strata Titling permitted 3. No A/C Unit proposed 4. Entire building to be sprinklered 13D 5. Schedule B: (XUE LI CHEN) P.Eng (778.235.5447) Structural 6. Schedule B: (XUE LI CHEN) P.Eng (778.235.5447) Geotechnical 7. HPO: Residential Builder- (Ho Kin Construction LTD.) NOTE: To achieve the required FSR. A floor space exclusion of 3% has been applied to this application as per section 11.24.18 of the district schedule, to accommodate improved building performance. NOTE: Information regarding the principal building on the survey and site plan is for reference only. Any discrepancy between information regarding the principal building on the survey and/or site plan and approved permit drawings for the principal building are neither approved nor authorized under this laneway house permit. ***This permit is issued under the VBBL 2019, with updated energy requirements as per bylaw # 12997 effective Jan 01, 2022.*** | Shuming Electric Ltd
PP-2023-00941 | 2023-03-20 | 3415 E 25TH AVENUE #3, Vancouver, BC | Plumbing Permit | Residential | New | Completed | Residential - LWH - #3 - Plumbing >DB: To construct a 2 storey laneway house building with an attached garage and 1 open parking pad, providing a total of 2 parking spaces, having vehicular access from the 20' Lane. Note: This is a 1 ½ storey building pursuant to the Zoning & Development By-law. 1. Covenant not required with existing house 2. No Strata Titling permitted 3. No A/C Unit proposed 4. Entire building to be sprinklered 13D | Atlantis Plumbing & Heating Ltd
PP-2023-00851 | 2023-03-14 | 3415 E 25TH AVENUE #3, Vancouver, BC | Plumbing Permit | Residential | New | Completed | Residential - Sump | BESTWAY EXCAVATING & DEMOLITION 2008 LTD
SP-2022-01912 | 2022-11-16 | 4881 MOSS STREET #3, Vancouver, BC V5R 3T3 | Sprinkler Permit | Residential | New | Completed | Residential - LWH WITH NEW SPRINKLERS >BP: To construct a 2 storey laneway house building ($120,275) with an open parking pad, providing 1 parking space, having vehicular access from the lane. Note: This is a 1 ½ storey building pursuant to the Zoning & Development By-law 1- Covenant registered at the Land Title Office under CA9033604 2- No strata titling permitted 3- Bar sink proposed 4- A/C unit proposed 5- Schedule B: Jason Hui P.Eng (778.319.3403) Structural & Geotechnical 6- HPO: Residential Builder – CPD Holdings Inc #39491 7- Entire Building to have NFPA 13-D ****ALL PROJECT COORINATOR NOTES HAS BEEN ACCEPTED BY THE APPLICANT**** ******THIS PERMIT HAS BEEN ISSUED UNDER THE REQUIREMENTS OF VBBL #12511 (2019)****** | BC Fire Sprinklers Ltd
EP-2023-07775 | 2023-09-12 | 6233 MONTGOMERY STREET, Vancouver, BC | Electrical Permit | Residential | New | Issued | Installation / Repair - Residential - ¦ LWH- 200A ¦ ROUGH AND FINISH ELECTRICAL WORK FOR LANE WAY >BP: To construct a 1 storey laneway house building ($238,752.00) with an detached garage and 1 open parking pad, providing a total of 3 parking spaces, having vehicular access from the rear 20' Lane. 1. Covenant registered at the Land Title Office under CB565051 2. No Strata Titling permitted 3. No external mechanical unit proposed 4. Entire building to be sprinklered 13D 5. Schedule B: (Anthony Wang) P.Eng (604.618.6236) Structural 6. Schedule B: (Anthony Wang) P.Eng (604.618.6236) Geotechnical 7. HPO: Residential Builder- (GWI Development Ltd.) 8. HRV required for laneway house as of year 202 | Chatha Electrical Services Ltd
PP-2023-02973 | 2023-08-22 | 6233 MONTGOMERY STREET, Vancouver, BC | Plumbing Permit | Residential | New | Issued | Residential - One outside sump | East West Excavating 2022 ltd
PP-2023-03007 | 2023-08-24 | 6233 MONTGOMERY STREET, Vancouver, BC | Plumbing Permit | Residential | New | Issued | Residential - LWH - Installation of drainage pipes and pipes to supply hot and cold water. >DB: To construct a 1 storey laneway house building with an detached garage and 1 open parking pad, providing a total of 3 parking spaces, having vehicular access from the rear 20' Lane. 1. Covenant registered at the Land Title Office under CB565051 2. No Strata Titling permitted 3. No external mechanical unit proposed 4. Entire building to be sprinklered 13D ***This permit is issued under the VBBL 2019, with updated energy requirements as per bylaw # 12997 effective Jan 01, 2022.*** | Dilbagh Singh Sidhu
PP-2023-03505 | 2023-10-05 | 3498 NAPIER STREET #3, Vancouver, BC V5K 2X6 | Plumbing Permit | Residential | New | Issued | Residential - Plumbing permit for laneway >BP: To construct a 2 storey laneway house building with an open parking pad, providing a total of one parking space, having vehicular access from the lane. Note: This is a 1 ½ storey building pursuant to the Zoning & Development By-law The entire building, INCLUDING THE ATTACHED GARAGE (if applicable), to be sprinklered to NFPA 13D. 1- Covenant registered at the Land Title Office under CB571821 2- No strata titling permitted 3- No A/C units proposed 4- Schedule B: Jason Hui, P.Eng (778 319 3403) Structural & Geotechnical 5- HPO: Residential Builder - JBI Development Ltd. 6- Demo Declaration – Finest Construction & Renovation Ltd. (778)388-0351 7- General contractor -JBM Pacific Construction Ltd. (604)375-0998 - Revision #1, May 31,2023 ,FS 1-Demo Declaration – Finest Construction & Renovation Ltd. (778)388-0351 2- General contractor -JBM Pacific Construction Ltd. (604)375-0998 ***All documentation on file *** | Rain Coast Plumbing & Heating Ltd
EP-2023-05401 | 2023-06-27 | 6572 BUTLER STREET #3, Vancouver, BC V5S 3K9 | Electrical Permit | Residential | New | Issued | Installation / Repair - Residential - ¦ #3LWH/ 200A ¦ Rough wiring finishing Main house and Besments 200 amp service Laneway house 125 amps service Total main service 400 amps overhead *Permit Amendment Jul 12, 2023 Amendment for re load calculation main service 200 amp Main house and secondary suite 125 amp And laneway house 125 amp new load calculation uploaded *Building DB-2022-02164 permit indicates "No A/C Unit proposed". An approved mechanical permit is required for the installation of air conditioning or heat pump unit at the time of installation before an electrical inspection will be performed >BP: To construct a 2 storey laneway house building ($224,750) with an attached garage and 1 open parking pad, providing a total of 2 parking spaces, having vehicular access from the 20' Lane. Note: This is a 1 ½ storey building pursuant to the Zoning & Development By-law. 1. Covenant registered at the Land Title Office under CB260470 2. No Strata Titling permitted 3. No A/C Unit proposed 4. Schedule B: (Alan Prahalhad) P.Eng (604.831-1431) Structural & Geotechnical 5. HPO: Residential Builder- (Smart Choice Builders Ltd.) NOTE: To achieve the required FSR. A floor space exclusion of 3% has been applied to this application as per section 11.24.18 of the district schedule, to accommodate improved building performance. NOTE: Information regarding the principal building on the survey and site plan is for reference only. Any discrepancy between information regarding the principal building on the survey and/or site plan and approved permit drawings for the principal building are neither approved nor authorized under this laneway house permit. *NEW HOUSE* Note: See DB-2022-02163 for Bldg 1 on site (principal bldg). | Moon Star Electrical Ltd
PP-2023-02162 | 2023-06-19 | 6572 BUTLER STREET #3, Vancouver, BC V5S 3K9 | Plumbing Permit | Residential | New | Issued | Residential - LWH - #3 - plumbing >DB: To construct a 2 storey laneway house building with an attached garage and 1 open parking pad, providing a total of 2 parking spaces, having vehicular access from the 20' Lane. Note: This is a 1 ½ storey building pursuant to the Zoning & Development By-law. 1. Covenant registered at the Land Title Office under CB260470 2. No Strata Titling permitted 3. No A/C Unit proposed ***This permit is issued under the VBBL 2019, with updated energy requirements as per bylaw # 12997 effective Jan 01, 2022.*** | Avion Mechanical Ltd
GP-2023-02265 | 2023-07-31 | 6572 BUTLER STREET #3, Vancouver, BC V5S 3K9 | Gas Permit | Residential | New | Issued | Residential - 1 Range, 1 Boiler and 1 Dryer >BP: To construct a 2 storey laneway house building | Avion Mechanical Ltd
EP-2023-06937 | 2023-08-02 | 6572 BUTLER STREET #3, Vancouver, BC V5S 3K9 | Electrical Permit | Residential | New | Issued | Installation / Repair - Residential - Extra Low Voltage Prewire & Finishing for TV, Tel, Data. >BP: To construct a 2 storey laneway house building ($224,750) with an attached garage and 1 open parking pad, providing a total of 2 parking spaces, having vehicular access from the 20' Lane. | Secure Worx AV & Automation Inc
MP-2023-01202 | 2023-06-29 | 6572 BUTLER STREET #3, Vancouver, BC V5S 3K9 | Mechanical Permit | NULL | NULL | Issued | NULL | Avion Mechanical Ltd
SP-2023-01285 | 2023-07-18 | 6572 BUTLER STREET #3, Vancouver, BC V5S 3K9 | Sprinkler Permit | Residential | New | Issued | Residential - NEW SPRINKLER INSTALLATION >BP: To construct a 2 storey laneway house building with an attached garage and 1 open parking pad, providing a total of 2 parking spaces, having vehicular access from the 20' Lane. Note: This is a 1 ½ storey building pursuant to the Zoning & Development By-law. 1. Covenant registered at the Land Title Office under CB260470 2. No Strata Titling permitted 3. No A/C Unit proposed 4. Schedule B: (Alan Prahalhad) P.Eng (604.831-1431) Structural & Geotechnical 5. HPO: Residential Builder- (Smart Choice Builders Ltd.) | Real Tech Fire Protection Ltd
SP-2023-01390 | 2023-08-09 | 4852 SLOCAN STREET, Vancouver, BC | Sprinkler Permit | Residential | New | Issued | Residential - INFILL - 1FD - New sprinkler system >BP: To construct a new two-storey infill building containing one family dwelling at the rear of the site and to stratify the lot. Building review branch notes: *Building to be sprinklered to NFPA 13D* Reviewed under the provisions of VBBL 2019 | Haven Fire Protection Ltd
PP-2023-02632 | 2023-07-25 | 4852 SLOCAN STREET, Vancouver, BC | Plumbing Permit | Residential | New | Issued | Residential - Sump n sewer conn In the front yard. | Swift Site Services Ltd
EP-2023-10366 | 2023-12-01 | 4852 SLOCAN STREET, Vancouver, BC | Electrical Permit | Residential | New | Issued | Installation / Repair - Residential - New Infill Electrical wiring >BP: To construct a new two-storey infill building containing one family dwelling at the rear of the site and to stratify the lot. Building review branch notes: *Building to be sprinklered to NFPA 13D* Reviewed under the provisions of VBBL 2019 Refer to DP-2020-00012 for related development permit Refer to BP-2022-03000 for main dwelling building permit | SAAB ELECTRIC LTD
PP-2024-00075 | 2024-01-10 | 4852 SLOCAN STREET, Vancouver, BC | Plumbing Permit | Residential | New | Issued | Residential - plumbing >BP: To construct a new two-storey infill building containing one family dwelling at the rear of the site and to stratify the lot. Building review branch notes: *Building to be sprinklered to NFPA 13D* Reviewed under the provisions of VBBL 2019 Refer to DP-2020-00012 for related development permit Refer to BP-2022-03000 for main dwelling building permit | M & P Plumbing & Heating Ltd
GP-2023-02239 | 2023-07-28 | 384 E 37TH AVENUE, Vancouver, BC V5W 1E7 | Gas Permit | Residential | New | Issued | Residential - 2 Fireplaces >BP: To construct a two-storey two-family dwelling with a secondary suites | Fastgo System 2011 Inc DBA Fireplaces Unlimited
EP-2023-06305 | 2023-07-13 | 384 E 37TH AVENUE, Vancouver, BC V5W 1E7 | Electrical Permit | Residential | New | Issued | Installation / Repair - Residential - Rough in and completion for alarm, cctv, tel, data, doorbell. >BP: To construct a two-storey two-family dwelling with a secondary suites located in the basement, with a detached accessory building (garage) and open parking pad at the rear providing 3 parking spaces, having vehicular access from the lane. | Guardian Security Systems ltd
SP-2023-01109 | 2023-06-23 | 384 E 37TH AVENUE, Vancouver, BC V5W 1E7 | Sprinkler Permit | Residential | New | Issued | Residential - To install fire sprinkler system in Duplex >BP: To construct a two-storey two-family dwelling with a secondary suites located in the basement, with a detached accessory building (garage) and open parking pad at the rear providing 3 parking spaces, having vehicular access from the lane. This is a 2 storey building pursuant to the Zoning and Development By-Law CA8919669 CA8919670 Lock Off Covenant : CB337734 1. No strata titling permitted( Secondary suite) 2. A/C units proposed in rear yard. 3. Bar sinks proposed in main floor. 4. Schedule B:Jie Peng (778-998-0616)- Structural 5. Schedule B:Jian Zhong Jin, P.Eng (604.362.7021)- Geotechnical 6. HPO: Glenmark Homes Ltd | Max Fire Pro Ltd
MP-2023-00472 | 2023-03-23 | 384 E 37TH AVENUE, Vancouver, BC V5W 1E7 | Mechanical Permit | NULL | NULL | Issued | NULL | Crest Mechanical Corp
GP-2023-01139 | 2023-04-05 | 384 E 37TH AVENUE, Vancouver, BC V5W 1E7 | Gas Permit | Residential | New | Issued | Residential - 2FD+1SS+1LO - WEST - 384 E 37TH AV - #1 & #2 (SS) EAST - 386 E 37TH AV - #1 & #2 (LO) PIPING IN BASMENT CEILING , 1 BBQ PIPING ONLY ,1 FIREPLACE PIPING, BOILER COMPLETE ,RANGE COMPLETE The entire building, to be sprinklered to 2 x NFPA 13D. >DB: To construct a two-storey two-family dwelling with a secondary suites located in the basement, with a detached accessory building (garage) and open parking pad at the rear providing 3 parking spaces, having vehicular access from the lane. This is a 2 storey building pursuant to the Zoning and Development By-Law CA8919669 CA8919670 Lock Off Covenant : CB337734 1. No strata titling permitted( Secondary suite) 2. A/C units proposed in rear yard. 3. Bar sinks proposed in main floor. 4. Schedule B:Jie Peng (778-998-0616)- Structural 5. Schedule B:Jian Zhong Jin, P.Eng (604.362.7021)- Geotechnical 6. HPO: Glenmark Homes Ltd WEST UNIT #1-384 E 37th Av - One Family Dwelling (1st-2nd floor) #2-384 E 37th Av - Secondary Suite (basement) EAST UNIT #1-386 E 37th Av - One Family Dwelling (1st-2nd floor) #2-386 E 37th Av - Lock Off Unit (basement) | Crest Mechanical Corp
PP-2023-00862 | 2023-03-14 | 384 E 37TH AVENUE, Vancouver, BC V5W 1E7 | Plumbing Permit | Residential | New | Issued | Residential - 2FD+2SS - WEST - 384 E 37TH AV -#1 & #2 EAST - 386 E 37TH AV -#1 & #2 basement ,main and top floor >DB: To construct a two-storey two-family dwelling with a secondary suites located in the basement, with a detached accessory building (garage) and open parking pad at the rear providing 3 parking spaces, having vehicular access from the lane. This is a 2 storey building pursuant to the Zoning and Development By-Law 1. No strata titling permitted( Secondary suite) 2. A/C units proposed in rear yard. 3. Bar sinks proposed in main floor. The entire building, to be sprinklered to 2 x NFPA 13D. | Crest Mechanical Corp
EP-2023-02594 | 2023-03-25 | 384 E 37TH AVENUE, Vancouver, BC V5W 1E7 | Electrical Permit | Residential | New | Issued | Temporary Power - Residential - To provide temporary power. | AMPLE ELECTRICAL LTD.
EP-2023-07986 | 2023-09-12 | 3175 W 38TH AVENUE #3, Vancouver, BC | Electrical Permit | Residential | New | Issued | Installation / Repair - Residential - ¦ #3LWH- 400A ¦ Wiring new Laneway house. >BP: To construct a 2 storey laneway house building ($224,750) with an attached garage and 1 open parking pad, providing a total of 2 parking spaces, having vehicular access from the lane. Note: This is a 1 ½ storey building pursuant to the Zoning & Development By-law 1. Covenant registered at the Land Title Office under CB418739 2. No Strata Titling permitted 3. No A/C unit proposed 4. Schedule B: Ke Jian, Ma P.Eng (604-599-8890) Structural & Geotechnical 5. HPO: Residential Builder - RICHTOWN CONSTRUCTION LTD. ***This permit is issued under the VBBL 2019, with updated energy requirements as per bylaw # 12997 effective Jan 01, 2022.*** | Powerful Electric Ltd
PP-2023-02851 | 2023-08-11 | 3175 W 38TH AVENUE #3, Vancouver, BC | Plumbing Permit | Residential | New | Issued | Residential - new plumbing work >BP: To construct a 2 storey laneway house building ($224,750) with an attached garage and 1 open parking pad, providing a total of 2 parking spaces, having vehicular access from the lane. Note: This is a 1 ½ storey building pursuant to the Zoning & Development By-law 1. Covenant registered at the Land Title Office under CB418739 2. No Strata Titling permitted 3. No A/C unit proposed 4. Schedule B: Ke Jian, Ma P.Eng (604-599-8890) Structural & Geotechnical 5. HPO: Residential Builder - RICHTOWN CONSTRUCTION LTD. | Avion Mechanical Ltd
EP-2023-08363 | 2023-09-15 | 3175 W 38TH AVENUE #3, Vancouver, BC | Electrical Permit | Residential | New | Issued | Installation / Repair - Residential - Installation of Extra Low Voltage. Data, Voice, TV Cable, Alarm Prewire, Door Bell. >BP: To construct a 2 storey laneway house building ($224,750) with an attached garage and 1 open parking pad, providing a total of 2 parking spaces, having vehicular access from the lane. Note: This is a 1 ½ storey building pursuant to the Zoning & Development By-law 1. Covenant registered at the Land Title Office under CB418739 2. No Strata Titling permitted 3. No A/C unit proposed 4. Schedule B: Ke Jian, Ma P.Eng (604-599-8890) Structural & Geotechnical 5. HPO: Residential Builder - RICHTOWN CONSTRUCTION LTD. ***This permit is issued under the VBBL 2019, with updated energy requirements as per bylaw # 12997 effective Jan 01, 2022.*** | SECUTECH DEVELOPMENT LTD.
SP-2023-01629 | 2023-09-07 | 3175 W 38TH AVENUE #3, Vancouver, BC | Sprinkler Permit | Residential | New | Issued | Residential - new sprinkler system >BP: To construct a 2 storey laneway house building with an attached garage and 1 open parking pad, providing a total of 2 parking spaces, having vehicular access from the lane. Note: This is a 1 ½ storey building pursuant to the Zoning & Development By-law 1. Covenant registered at the Land Title Office under CB418739 2. No Strata Titling permitted 3. No A/C unit proposed 4. Schedule B: Ke Jian, Ma P.Eng (604-599-8890) Structural & Geotechnical 5. HPO: Residential Builder - RICHTOWN CONSTRUCTION LTD. | Haven Fire Protection Ltd
SP-2023-01750 | 2023-09-25 | 2384 HARRISON DRIVE #3, Vancouver, BC | Sprinkler Permit | Residential | New | Issued | Residential - New sprinkler system >BP: To construct a 2 storey laneway house building with 1 open parking pad having vehicular access from the rear 20' Lane. Note: The entire building to be sprinklered to NFPA 13D Note: This is a 1 ½ storey building pursuant to the Zoning & Development By-law. 1. Covenant registered at the Land Title Office under CB701228 2. No Strata Titling permitted 3. No A/C Unit proposed 4. Schedule B: (Md Shahidul Alam) P.Eng (604.653.7475) Struct. , Geo. & Arch. 5. HPO: Residential Builder- 0825886 BC Ltd - #33891 | Haven Fire Protection Ltd
EP-2023-09681 | 2023-11-06 | 2384 HARRISON DRIVE #3, Vancouver, BC | Electrical Permit | Residential | New | Issued | Installation / Repair - Residential - cable, internet, tel, cameras, security alarm, doorbell >BP: To construct a 2 storey laneway house building ($231,485) with 1 open parking pad having vehicular access from the rear 20' Lane. Note: The entire building to be sprinklered to NFPA 13D Note: This is a 1 ½ storey building pursuant to the Zoning & Development By-law. 1. Covenant registered at the Land Title Office under CB701228 2. No Strata Titling permitted 3. No A/C Unit proposed 4. Schedule B: (Md Shahidul Alam) P.Eng (604.653.7475) Struct. , Geo. & Arch. 5. HPO: Residential Builder- 0825886 BC Ltd - #33891 NOTE: To achieve the required FSR. A floor space exclusion of 3% has been applied to this application as per section 11.24.18 of the district schedule, to accommodate improved building performance. ***This permit is issued under the VBBL 2019, with updated energy requirements as per bylaw # 12997 effective Jan 01, 2022.*** | PLANET SMART HOMES LTD.
PP-2023-03693 | 2023-10-19 | 2384 HARRISON DRIVE #3, Vancouver, BC | Plumbing Permit | Residential | New | Issued | Residential - Construction of pluming piping and fixtures for a laneway house. >BP: To construct a 2 storey laneway house building with 1 open parking pad having vehicular access from the rear 20' Lane. Note: The entire building to be sprinklered to NFPA 13D Note: This is a 1 ½ storey building pursuant to the Zoning & Development By-law. 1. Covenant registered at the Land Title Office under CB701228 2. No Strata Titling permitted 3. No A/C Unit proposed 4. Schedule B: (Md Shahidul Alam) P.Eng (604.653.7475) Struct. , Geo. & Arch. 5. HPO: Residential Builder- 0825886 BC Ltd - #33891 | BRAR PLUMBING & HEATING LTD
EP-2023-09552 | 2023-11-09 | 2384 HARRISON DRIVE #3, Vancouver, BC | Electrical Permit | Residential | New | Issued | Installation / Repair - Residential - Laneway house wiring and finishing with 400 amp service connection ,150 amp for main house, 100 suite and 100 for laneway house. >BP: To construct a 2 storey laneway house building ($231,485) with 1 open parking pad having vehicular access from the rear 20' Lane. Note: The entire building to be sprinklered to NFPA 13D Note: This is a 1 ½ storey building pursuant to the Zoning & Development By-law. 1. Covenant registered at the Land Title Office under CB701228 2. No Strata Titling permitted 3. No A/C Unit proposed 4. Schedule B: (Md Shahidul Alam) P.Eng (604.653.7475) Struct. , Geo. & Arch. 5. HPO: Residential Builder- 0825886 BC Ltd - #33891 NOTE: To achieve the required FSR. A floor space exclusion of 3% has been applied to this application as per section 11.24.18 of the district schedule, to accommodate improved building performance. ***This permit is issued under the VBBL 2019, with updated energy requirements as per bylaw # 12997 effective Jan 01, 2022.*** | DHESI ELECTRICAL LTD.
MP-2023-02266 | 2023-12-19 | 2384 HARRISON DRIVE #3, Vancouver, BC | Mechanical Permit | NULL | NULL | Issued | NULL | Advance Air Solutions Ltd
NULL | NULL | 848 E 33RD AVENUE, Vancouver, BC V5V 3A5 | Electrical Permit | Residential | Renovation | Draft | Installation / Repair - Residential - 1 ) upgrade the Service from 70amp to 200amp 120/240V 2) to install a 40amp 240V out let for . EV charger in car port | NULL
NULL | NULL | 848 E 33RD AVENUE, Vancouver, BC V5V 3A5 | Electrical Permit | Residential | Renovation - Dwelling Unit(s) only | Draft | Installation / Repair - Residential - 1) to upgrade the service from 70amp. to 200amp 120240V 2) to install a 40amp. 240V out let for EV Charger | NULL
EP-2022-10677 | 2023-01-05 | 848 E 33RD AVENUE, Vancouver, BC V5V 3A5 | Electrical Permit | Residential | Renovation - Dwelling Unit(s) only | Completed | Installation / Repair - Residential - To upgrade the Electrical Service from 70amp. to 200amp. 120/240V single phase 3 wire and install a 40amp. 240V receptacle in car port for AV charge | Gou Electric Ltd
EP-2024-00929 | NULL | 5315 INVERNESS STREET, Vancouver, BC V5W 3N9 | Electrical Permit | Residential | New | Application Incomplete | Installation / Repair - Residential - New duplex House >BP: To construct a 2.5 storey duplex with ($559,737.50) with a detached accessory building (garage) and 1 open parking at the rear providing a total of 3 parking spaces, having vehicular access from the lane. 1. Heat Pumps Proposed – Exterior components located in rear and front yard 2. Bar sink not proposed. 3. Schedule B: (Alan Prahalad) P.Eng (604.831.1431) Structural + Geotechnical 4. HPO: Residential Builder- Kanwal Sandhu Note: This is a 2.5 storey building pursuant to the Zoning and Development By-Law ***This permit is issued under the VBBL 2019, with updated energy requirements as per bylaw # 12997 effective Jan 01, 2022.*** | Royal Canadian Electrical Ltd
PP-2023-03917 | 2023-11-07 | 5315 INVERNESS STREET, Vancouver, BC V5W 3N9 | Plumbing Permit | Residential | New | Issued | Residential - 2FD - Draintile, Rainwater leader, Sanitary, storm and sump connection(Outside services) | Khela Excavating Ltd.
EP-2023-07914 | 2023-08-31 | 5315 INVERNESS STREET, Vancouver, BC V5W 3N9 | Electrical Permit | Residential | New | Issued | Temporary Power - Residential - To provide temporary power. NOTE: Work authorized by this permit is for placement of a temporary power pole only and does not authorize any site construction and/or excavation. A separate Building Permit will be required prior to commencement of any other work on this site. | Royal Canadian Electrical Ltd
PP-2023-03919 | 2023-11-07 | 5325 INVERNESS STREET, Vancouver, BC | Plumbing Permit | Residential | New | Issued | Residential - 2FD - Draintile, Rainwater leader, Sanitary, Storm and sump connection(Outside services) | Khela Excavating Ltd.
PP-2023-03683 | 2023-10-19 | 3608 HAIDA DRIVE #3, Vancouver, BC V5M 3Z4 | Plumbing Permit | Residential | New | Issued | Residential - This is a new laneway house with 8 fixtures >BP: To construct a 2 storey laneway house building with an attached garage and 1 open parking pad, providing a total of 2 parking spaces, having vehicular access from the rear 20' Lane. Note: This is a 1 ½ storey building pursuant to the Zoning & Development By-law. 1. Covenant registered at the Land Title Office under CB224517 2. No Strata Titling permitted 3. No external mechanical unit proposed 4. Entire building to be sprinklered 13D 5. Schedule B: (Shaozhe Guo) P.Eng (778.926.0525) Structural 6. Schedule B: (Shaozhe Guo) P.Eng (778.926.0525) Geotechnical 7. HPO: Residential Builder- (Haiyan Wang) 8. HRV required for laneway house as of year 2022 | AKAL Plumbing & Heating Ltd
EP-2024-00277 | 2024-01-17 | 3608 HAIDA DRIVE #3, Vancouver, BC V5M 3Z4 | Electrical Permit | Residential | New | Issued | Installation / Repair - Residential - Installation of TV, Data, Tel, Cameras, alarm rough in only. | Jingwei Security Systems Ltd
EP-2023-11337 | NULL | 3608 HAIDA DRIVE #3, Vancouver, BC V5M 3Z4 | Electrical Permit | Residential | New | Application Incomplete | Installation / Repair - Residential - tel/tv/data, camera rough in only, security alarm completion >BP: To construct a 2 storey laneway house building ($225,000.00) with an attached garage and 1 open parking pad, providing a total of 2 parking spaces, having vehicular access from the rear 20' Lane. Note: This is a 1 ½ storey building pursuant to the Zoning & Development By-law. 1. Covenant registered at the Land Title Office under CB224517 2. No Strata Titling permitted 3. No external mechanical unit proposed 4. Entire building to be sprinklered 13D 5. Schedule B: (Shaozhe Guo) P.Eng (778.926.0525) Structural 6. Schedule B: (Shaozhe Guo) P.Eng (778.926.0525) Geotechnical 7. HPO: Residential Builder- (Haiyan Wang) 8. HRV required for laneway house as of year 2022 NOTE: To achieve the required FSR. A floor space exclusion of 3% has been applied to this application as per section 11.24.18 of the district schedule, to accommodate improved building performance. ***This permit is issued under the VBBL 2019, with updated energy requirements as per bylaw # 12997 effective Jan 01, 2022.*** | SIGHTLINE TECHNOLOGY LTD.
SP-2023-02266 | 2023-12-18 | 3608 HAIDA DRIVE #3, Vancouver, BC V5M 3Z4 | Sprinkler Permit | Residential | New | Issued | Residential - Install sprinklers in LWH >BP: To construct a 2 storey laneway house building with an attached garage and 1 open parking pad, providing a total of 2 parking spaces, having vehicular access from the rear 20' Lane. Note: This is a 1 ½ storey building pursuant to the Zoning & Development By-law. 1. Covenant registered at the Land Title Office under CB224517 2. No Strata Titling permitted 3. No external mechanical unit proposed 4. Entire building to be sprinklered 13D 5. Schedule B: (Shaozhe Guo) P.Eng (778.926.0525) Structural 6. Schedule B: (Shaozhe Guo) P.Eng (778.926.0525) Geotechnical 7. HPO: Residential Builder- (Haiyan Wang) 8. HRV required for laneway house as of year 2022 | Gold Key Fire Protection Ltd
EP-2023-06631 | 2023-08-09 | 3608 HAIDA DRIVE #3, Vancouver, BC V5M 3Z4 | Electrical Permit | Residential | New | Issued | Installation / Repair - Residential - Laneway house new construction >BP: To construct a 2 storey laneway house building ($225,000.00) with an attached garage and 1 open parking pad, providing a total of 2 parking spaces, having vehicular access from the rear 20' Lane. Note: This is a 1 ½ storey building pursuant to the Zoning & Development By-law. 1. Covenant registered at the Land Title Office under CB224517 2. No Strata Titling permitted 3. No external mechanical unit proposed 4. Entire building to be sprinklered 13D 5. Schedule B: (Shaozhe Guo) P.Eng (778.926.0525) Structural 6. Schedule B: (Shaozhe Guo) P.Eng (778.926.0525) Geotechnical 7. HPO: Residential Builder- (Haiyan Wang) 8. HRV required for laneway house as of year 2022 NOTE: To achieve the required FSR. A floor space exclusion of 3% has been applied to this application as per section 11.24.18 of the district schedule, to accommodate improved building performance. Note: See DB-2022-00995 for Bldg 1 on site (principal bldg) addressed #1-3608 Haida Dr. ***This permit is issued under the VBBL 2019, with updated energy requirements as per bylaw # 12997 effective Jan 01, 2022.*** | Big Forest Electric Ltd
PP-2023-02810 | 2023-08-08 | 4537 W 15TH AVENUE #3, Vancouver, BC V6R 3B3 | Plumbing Permit | Residential | New | Issued | Residential - LWH - #3 - Plumbing >DB: To construct a 2 storey laneway house building with an attached garage and 1 open parking pad, providing a total of 2 parking spaces, having vehicular access from the 20' Lane. Note: The entire building, INCLUDING THE ATTACHED GARAGE (if applicable), to be sprinklered to NFPA 13R Note: This is a 1 ½ storey building pursuant to the Zoning & Development By-law. 1. Covenant registered at the Land Title Office under CB407173 2. No Strata Titling permitted 3. No A/C Unit proposed **THIS PERMIT HAS BEEN ISSUED UNDER THE REQUIREMENTS OF VBBL #12511 (2019) *** | Any Hour Plumbing Heating and Electrical Ltd
EP-2023-07047 | 2023-08-03 | 4537 W 15TH AVENUE #3, Vancouver, BC V6R 3B3 | Electrical Permit | Residential | New | Issued | Installation / Repair - Residential - Install TV, Data, Tel. Wiring, Alarm System, CCTV Camera System, Central Vacuum System and Doorbells. | Westend Sound And Security Inc.
SP-2023-02101 | 2023-11-17 | 4537 W 15TH AVENUE #3, Vancouver, BC V6R 3B3 | Sprinkler Permit | Residential | New | Issued | Residential - New sprinkler system >BP: To construct a 2 storey laneway house building with an attached garage and 1 open parking pad, providing a total of 2 parking spaces, having vehicular access from the 20' Lane. Rev#1 - Note: The entire building, INCLUDING THE ATTACHED GARAGE (if applicable), to be sprinklered to NFPA 13D as per VBBL 3.2.5.12.(3)(d). Note: This is a 1 ½ storey building pursuant to the Zoning & Development By-law. 1. Covenant registered at the Land Title Office under CB407173 2. No Strata Titling permitted 3. No A/C Unit proposed 4. Schedule B: (Y.K Sharma) P.Eng (778.863.7076) Structural & Geotechnical 5. HPO: Residential Builder- Sian Enterprises Ltd | Haven Fire Protection Ltd
EP-2023-07473 | 2023-10-13 | 4537 W 15TH AVENUE #3, Vancouver, BC V6R 3B3 | Electrical Permit | Residential | New | Issued | Installation / Repair - Residential - New service, new wiring, finishing and installation of new appliances >BP: To construct a 2 storey laneway house building ($166,035) with an attached garage and 1 open parking pad, providing a total of 2 parking spaces, having vehicular access from the 20' Lane. Note: The entire building, INCLUDING THE ATTACHED GARAGE (if applicable), to be sprinklered to NFPA 13R Note: This is a 1 ½ storey building pursuant to the Zoning & Development By-law. 1. Covenant registered at the Land Title Office under CB407173 2. No Strata Titling permitted 3. No A/C Unit proposed 4. Schedule B: (Y.K Sharma) P.Eng (778.863.7076) Structural & Geotechnical 5. HPO: Residential Builder- Sian Enterprises Ltd | NEWTON ELECTRICAL LTD
PP-2023-03438 | 2023-09-27 | 396 W 18TH AVENUE, Vancouver, BC | Plumbing Permit | Residential | New | Issued | Residential - new plumbing >BP: To construct a 2.5 storey + basement single detached house with a secondary suite located in the basement with 2 surface parking stalls located in the rear having vehicular access from the lane. The entire building to be sprinklered to NFPA 13D. Note: This is a 2 storey building pursuant to the Zoning and Development By-Law 1- Covenant registered at the Land Title Office under CB571412 2- No strata titling permitted 3- Bar sink proposed in basement 4- External mechanical unit proposed in RY and half storey 5- Schedule B: Ke Jian, Ma P.Eng (604.599.8890) Structural & Geotechnical & Arch #1.5 6- HPO: Residential Builder - C K W Construction Ltd. | Killarney Mechanical Ltd
MP-2023-02189 | 2023-12-08 | 396 W 18TH AVENUE, Vancouver, BC | Mechanical Permit | NULL | NULL | Issued | NULL | Killarney Mechanical Ltd
EP-2023-05020 | 2023-06-05 | 396 W 18TH AVENUE, Vancouver, BC | Electrical Permit | Residential | New | Issued | Temporary Power - Residential - To provide temporary power. | Sunrays Electrical Ltd
PP-2023-02959 | 2023-08-21 | 7930 ROSS STREET, Vancouver, BC | Plumbing Permit | Residential | New | Issued | Residential - This is a new house with 8 fixtures >BP: To construct a 2 storey laneway house building ($225,000) with an attached garage and 1 open parking pad, providing a total of 2 parking spaces, having vehicular access from the lane. Note: This is a 1 ½ storey building pursuant to the Zoning & Development By-law 1. Covenant registered at the Land Title Office under CB391704 2. No Strata Titling permitted 3. No A/C unit proposed 4. Schedule B: Alan Prahalad P.Eng. (604-831-4431) Structural 5. Schedule B: Zhao Guan, P.Eng (778-868-5635) Geotechnical 6. HPO: Residential Builder - Jasvir Construction Ltd. 7. The entire building, INCLUDING THE ATTACHED GARAGE (if applicable), to be sprinklered to NFPA 13D. | AKAL Plumbing & Heating Ltd
EP-2023-09600 | 2023-10-31 | 7930 ROSS STREET, Vancouver, BC | Electrical Permit | Residential | New | Issued | Installation / Repair - Residential - Extra Low Voltage Pre wire and Finishing for TV, Tel, Data and Security Alarm System >BP: To construct a 2 storey laneway house building ($225,000) with an attached garage and 1 open parking pad, providing a total of 2 parking spaces, having vehicular access from the lane. Note: This is a 1 ½ storey building pursuant to the Zoning & Development By-law 1. Covenant registered at the Land Title Office under CB391704 2. No Strata Titling permitted 3. No A/C unit proposed 4. Schedule B: Alan Prahalad P.Eng. (604-831-4431) Structural 5. Schedule B: Zhao Guan, P.Eng (778-868-5635) Geotechnical 6. HPO: Residential Builder - Jasvir Construction Ltd. 7. The entire building, INCLUDING THE ATTACHED GARAGE (if applicable), to be sprinklered to NFPA 13D. ***This permit has been issued under the VBBL 2019, with updated energy requirements as per bylaw # 12997 effective Jan 01, 2022.*** | Secure Worx AV & Automation Inc
SP-2023-01889 | 2023-10-12 | 7930 ROSS STREET, Vancouver, BC | Sprinkler Permit | Residential | New | Issued | Residential - LWH - Install sprinklers in LWH >DB: To construct a 2 storey laneway house building with an attached garage and 1 open parking pad, providing a total of 2 parking spaces, having vehicular access from the lane. Note: This is a 1 ½ storey building pursuant to the Zoning & Development By-law 1. Covenant registered at the Land Title Office under CB391704 2. No Strata Titling permitted 3. No A/C unit proposed 7. The entire building, INCLUDING THE ATTACHED GARAGE (if applicable), to be sprinklered to NFPA 13D. ***This permit has been issued under the VBBL 2019, with updated energy requirements as per bylaw # 12997 effective Jan 01, 2022.*** | Gold Key Fire Protection Ltd
MP-2023-00297 | 2023-03-06 | 1925 E 2ND AVENUE, Vancouver, BC | Mechanical Permit | NULL | NULL | Cancelled | NULL | Skyway Plumbing & gas Ltd
PP-2023-01390 | 2023-04-21 | 3505 WORTHINGTON DRIVE #3, Vancouver, BC V5M 3Y1 | Plumbing Permit | Residential | New | Issued | Residential - This is a new laneway house with 9 fixtures >bp: To construct a 2 storey laneway house building with 1 open parking pad, providing a total of 1 parking spaces, having vehicular access from the 20' Lane. Note: This is a 1 ½ storey building pursuant to the Zoning & Development By-law. 1. Covenant not required with existing house 2. No Strata Titling permitted 3. No A/C Unit proposed 4. Entire building to be sprinklered 13D 5. Schedule B: (Md. Shahidul Alam) P.Eng (604.653.7475) Structural 6. Schedule B: (Md. Shahidul Alam) P.Eng (604.653.7475) Geotechnical 7. HPO: Residential Builder- Metro-City Projects Inc | AKAL Plumbing & Heating Ltd
PP-2023-01756 | 2023-05-17 | 3505 WORTHINGTON DRIVE #3, Vancouver, BC V5M 3Y1 | Plumbing Permit | Residential | New | Issued | Residential - LWH - #3 - Sump and sewer connections for new laneway home | Canstar Excavating & Landscaping Ltd
EP-2023-06622 | 2023-08-08 | 3505 WORTHINGTON DRIVE #3, Vancouver, BC V5M 3Y1 | Electrical Permit | Residential | New | Issued | Installation / Repair - Residential - Rough in and Finish Wiring for Laneway being added to existing House, Upgrading Service. Heat Pump and Car charger to be installed. Extra Low Voltage Rough in to be done >BP: To construct a 2 storey laneway house building ($205,430) with 1 open parking pad, providing a total of 1 parking spaces, having vehicular access from the 20' Lane. Note: This is a 1 ½ storey building pursuant to the Zoning & Development By-law. 1. Covenant not required with existing house 2. No Strata Titling permitted 3. No A/C Unit proposed 4. Entire building to be sprinklered 13D 5. Schedule B: (Md. Shahidul Alam) P.Eng (604.653.7475) Structural 6. Schedule B: (Md. Shahidul Alam) P.Eng (604.653.7475) Geotechnical 7. HPO: Residential Builder- Metro-City Projects Inc NOTE: To achieve the required FSR. A floor space exclusion of 3% has been applied to this application as per section 11.24.18 of the district schedule, to accommodate improved building performance. *EXISTING HOUSE* Note: Bldg 1 (principal bldg) addressed #1-3505 Worthington Dr retained on site. ***This permit is issued under the VBBL 2019, with updated energy requirements as per bylaw # 12997 effective Jan 01, 2022.*** | AMTEK Electric Ltd
SP-2023-01656 | 2023-09-11 | 3505 WORTHINGTON DRIVE #3, Vancouver, BC V5M 3Y1 | Sprinkler Permit | Residential | New | Issued | Residential - Install sprinklers in lwh >BP: To construct a 2 storey laneway house building with 1 open parking pad, providing a total of 1 parking spaces, having vehicular access from the 20' Lane. Note: This is a 1 ½ storey building pursuant to the Zoning & Development By-law. 1. Covenant not required with existing house 2. No Strata Titling permitted 3. No A/C Unit proposed 4. Entire building to be sprinklered 13D 5. Schedule B: (Md. Shahidul Alam) P.Eng (604.653.7475) Structural 6. Schedule B: (Md. Shahidul Alam) P.Eng (604.653.7475) Geotechnical 7. HPO: Residential Builder- Metro-City Projects Inc | Gold Key Fire Protection Ltd
GP-2023-03659 | 2023-11-21 | 720 E 30TH AVENUE, Vancouver, BC V5V 2V9 | Gas Permit | Residential | Renovation | Issued | Residential - FURNACE RE/RE | Reliance Comfort Limited Partnership
EP-2023-04622 | 2023-06-06 | 720 E 30TH AVENUE, Vancouver, BC V5V 2V9 | Electrical Permit | Residential | New | Completed | Installation / Repair - Residential - CHANGE TECK CABLE TO HOUSE PANEL -Installing new service on the laneway house laneway house with duplex meter base -Disconnect/ re-connect required for existing single family | STAT ELECTRICS LIMITED
MP-2023-01113 | 2023-06-18 | 720 E 30TH AVENUE, Vancouver, BC V5V 2V9 | Mechanical Permit | NULL | NULL | Completed | NULL | Aeris Air Conditioning ltd
EP-2023-04620 | 2023-06-06 | 722 E 30TH AVENUE, Vancouver, BC V5V 2V9 | Electrical Permit | Residential | New | Completed | Installation / Repair - Residential - -Electrical wiring and finishing in new infill -Disconnect/ re-connect required for existing single family *An approved mechanical permit is required for the installation of air conditioning or heat pump unit at the time of installation before an electrical inspection will be performed >BP: To construct a two storeys one-family (Infill) dwelling (Building 2) on the South portion of the site, providing one parking space having vehicular access from the lane to the site. | STAT ELECTRICS LIMITED
EP-2023-04800 | 2023-06-08 | 722 E 30TH AVENUE, Vancouver, BC V5V 2V9 | Electrical Permit | Residential | New | Completed | Installation / Repair - Residential - Pre wire and complete alarm,Telus, tv,internet and cctv. >BP: To construct a two storeys one-family (Infill) dwelling (Building 2) on the South portion of the site, providing one parking space having vehicular access from the lane to the site. ****THIS PERMIT HAS BEEN REVIEW AS PER VBBL 2019**** Building Review Branch Note: - Schedule B - Shahidul Alam P.Eng (604-653-7475) - Structural & Geotechnical - Entire building to be sprinklered to NFPA 13D requirement - All new windows, doors, and skylights shall conform to AAMA/WDMA/CSA101/I.S.2/A440, NAFS. | Pioneer Security and Communications Ltd
SP-2023-00967 | 2023-06-02 | 722 E 30TH AVENUE, Vancouver, BC V5V 2V9 | Sprinkler Permit | Residential | New | Completed | Residential - INFILL-1FD - Install sprinklers in LWH Entire building to be sprinklered to NFPA 13D requirement >BP: To construct a two storeys one-family (Infill) dwelling (Building 2) on the South portion of the site, providing one parking space having vehicular access from the lane to the site. | Gold Key Fire Protection Ltd
PP-2023-01558 | 2023-05-03 | 722 E 30TH AVENUE, Vancouver, BC V5V 2V9 | Plumbing Permit | Residential | New | Completed | Residential - INFILL - 1FD - This is a new laneway house with 9 fixtures >BP: To construct a two storeys one-family (Infill) dwelling (Building 2) on the South portion of the site, providing one parking space having vehicular access from the lane to the site. ****THIS PERMIT HAS BEEN REVIEW AS PER VBBL 2019**** - Entire building to be sprinklered to NFPA 13D requirement | AKAL Plumbing & Heating Ltd
PP-2023-01163 | 2023-04-03 | 722 E 30TH AVENUE, Vancouver, BC V5V 2V9 | Plumbing Permit | Residential | New | Completed | Residential - Sump no pump >BP: To construct a two storeys one-family (Infill) dwelling (Building 2) on the South portion of the site, providing one parking space having vehicular access from the lane to the site. | Bhullar Excavating and Demolition
PP-2023-04140 | 2023-11-24 | 2262 W 18TH AVENUE, Vancouver, BC | Plumbing Permit | Residential | New | Issued | Residential - Two Sump No Pump | Canadian Excavating Ltd
EP-2023-10258 | 2023-11-30 | 2262 W 18TH AVENUE, Vancouver, BC | Electrical Permit | Residential | New | Issued | Installation / Repair - Residential - Electrical wiring for single family dwelling, 400 overhead service with 2x200amp separate meter, 1st meter-200amp for main house, 2nd meter-200amp for laneway house. >BP: To construct a 2 storey one-family dwelling with Cellar ($1,032,650) with an open parking pad, providing 1 parking space, having vehicular access from the 20' Lane. 1. Covenant registered at the Land Title Office under CB292095 2. External Mechanical Unit – Exterior component located in rear yard, Interior component located in second floor 3. Bar sink located in cellar 4. Schedule B: (Antony Wang) P.Eng (604.618.6236) Structural 5. Schedule B: (Heqing Jian) P.Eng (778.987.7461) Geotechnical 6. HPO: Residential Builder- Calvin & Collin Construction Ltd #34255 Note: The entire building to be sprinklered to NFPA 13D Note: This is a 2 storey building pursuant to the Zoning and Development By-Law ***This permit is issued under the VBBL 2019, with updated energy requirements as per bylaw # 12997 effective Jan 01, 2022.*** | Altech Electric Ltd
EP-2023-10687 | 2023-11-30 | 2262 W 18TH AVENUE #3, Vancouver, BC | Electrical Permit | Residential | New | Issued | Installation / Repair - Residential - Electrical wiring for laneway house and install 400amp overhead service with 2x200 amp separate meter. 1st meter-200amp for main house 2nd meter -200amp for laneway house >BP: To construct a 2 storey laneway house building ($225,000) with an attached garage and 1 open parking pad, providing a total of 2 parking spaces, having vehicular access from the 20' Lane. Note: The entire building, INCLUDING THE ATTACHED GARAGE (if applicable), to be sprinklered to NFPA 13D Note: This is a 1 ½ storey building pursuant to the Zoning & Development By-law. 1. Covenant registered at the Land Title Office under CB292095 2. No Strata Titling permitted 3. External Mechanical Unit – Exterior component located in rear yard, Interior component located in second floor 4. Schedule B: (Antony Wang) P.Eng (604.618.6236) Structural 5. Schedule B: (Heqing Jian) P.Eng (778.987.7461) Geotechnical 6. HPO: Residential Builder- Calvin & Collin Construction Ltd. #34255 | Altech Electric Ltd
PP-2023-01196 | 2023-04-05 | 6428 COMMERCIAL STREET #3, Vancouver, BC V5P 3P3 | Plumbing Permit | Residential | New | Completed | Residential - LWH - 33 - Sump and sanitary connections for new laneway home | Canstar Excavating & Landscaping Ltd
SP-2023-00962 | 2023-06-02 | 6428 COMMERCIAL STREET #3, Vancouver, BC V5P 3P3 | Sprinkler Permit | Residential | New | Completed | Residential - New sprinkler system >BP: To construct a 2 storey laneway house building with 1 open parking pad, providing a total of 1 parking spaces, having vehicular access from the 20' Lane. Note: This is a 1 ½ storey building pursuant to the Zoning & Development By-law. 1. Covenant not required with existing house 2. No Strata Titling permitted 3. No A/C Unit proposed 4. Entire building to be sprinklered 13D 5. Schedule B: (Md. Shahidul Alam) P.Eng (604.653.7475) Structural 6. Schedule B: (Md. Shahidul Alam) P.Eng (604.653.7475) Geotechnical 7. HPO: Residential Builder- Lamai Homes Ltd | Haven Fire Protection Ltd
EP-2023-05662 | 2023-07-06 | 6428 COMMERCIAL STREET #3, Vancouver, BC V5P 3P3 | Electrical Permit | Residential | New | Completed | Installation / Repair - Residential - laneway house rough wire, service, underground and finishing >BP: To construct a 2 storey laneway house building ($161,805) with 1 open parking pad, providing a total of 1 parking spaces, having vehicular access from the 20' Lane. Note: This is a 1 ½ storey building pursuant to the Zoning & Development By-law. 1. Covenant not required with existing house 2. No Strata Titling permitted 3. No A/C Unit proposed 4. Entire building to be sprinklered 13D 5. Schedule B: (Md. Shahidul Alam) P.Eng (604.653.7475) Structural 6. Schedule B: (Md. Shahidul Alam) P.Eng (604.653.7475) Geotechnical 7. HPO: Residential Builder- Lamai Homes Ltd NOTE: To achieve the required FSR. A floor space exclusion of 3% has been applied to this application as per section 11.24.18 of the district schedule, to accommodate improved building performance. nd site plan is for reference only. Any discrepancy between information regarding the principal building on the survey and/or site plan and approved permit drawings for the principal building are neither approved nor authorized under this laneway house permit. *EXISTING HOUSE* Note: Bldg 1 (principal bldg) addressed #1-6428 Commercial St retained on site. ***This permit is issued under the VBBL 2019, with updated energy requirements as per bylaw # 12997 effective Jan 01, 2022.*** | Kaler Electrical Ltd
EP-2023-05505 | 2023-06-20 | 6428 COMMERCIAL STREET #3, Vancouver, BC V5P 3P3 | Electrical Permit | Residential | New | Completed | Installation / Repair - Residential - Install tv, data, tel, alarm, cameras rough in and completion. >BP: To construct a 2 storey laneway house building ($161,805) with 1 open parking pad, providing a total of 1 parking spaces, having vehicular access from the 20' Lane. | Jingwei Security Systems Ltd
SP-2023-00466 | 2023-03-17 | 62 E 61ST AVENUE #3, Vancouver, BC V5X 2B4 | Sprinkler Permit | Residential | New | Completed | Residential - LWH - #3 - new sprinkler installation >DB: To construct a 2 storey laneway house building with 1 open parking pad, providing a total of 1 parking spaces, having vehicular access from the 20' Lane. Note: This is a 1 ½ storey building pursuant to the Zoning & Development By-law. 1. Covenant not required with existing house 2. No Strata Titling permitted 3. Entire building to be sprinklered 13D 4. A/C proposed – Exterior component located in rear yard, Interior component located in upper floor | Real Tech Fire Protection Ltd
EP-2023-02527 | 2023-03-24 | 62 E 61ST AVENUE #3, Vancouver, BC V5X 2B4 | Electrical Permit | Residential | New | Completed | Installation / Repair - Residential - Data Tel and TV, CCTV, Security alarm prewire, Door bell LVT 18/2 for siren. >BP: To construct a 2 storey laneway house building ($158,267.5) with 1 open parking pad, providing a total of 1 parking spaces, having vehicular access from the 20' Lane. Note: This is a 1 ½ storey building pursuant to the Zoning & Development By-law. 1. Covenant not required with existing house 2. No Strata Titling permitted 3. Entire building to be sprinklered 13D 4. A/C proposed – Exterior component located in rear yard, Interior component located in upper floor 5. Schedule B: (Shambhu N. Biswas) P.Eng (604.250.8666) Structural 6. Schedule B: (Shambhu N. Biswas) P.Eng (604.250.8666) Geotechnical 7. HPO: Residential Builder- Horizon One Properties Ltd NOTE: To achieve the required FSR. A floor space exclusion of 3% has been applied to this application as per section 11.24.18 of the district schedule, to accommodate improved building performance. *EXISTING HOUSE* Note: Bldg 1 (principal bldg) addressed #1-62 E 61st Av retained on site. ***This permit is issued under the VBBL 2019, with updated energy requirements as per bylaw # 12997 effective Jan 01, 2022.*** | Innova Security Systems Inc
EP-2023-01870 | 2023-03-16 | 62 E 61ST AVENUE #3, Vancouver, BC V5X 2B4 | Electrical Permit | Residential | New | Completed | Installation / Repair - Residential - rough in and finishing of laneway house. >BP: To construct a 2 storey laneway house building ($158,267.5) with 1 open parking pad, providing a total of 1 parking spaces, having vehicular access from the 20' Lane. Note: This is a 1 ½ storey building pursuant to the Zoning & Development By-law. 1. Covenant not required with existing house 2. No Strata Titling permitted 3. Entire building to be sprinklered 13D 4. A/C proposed – Exterior component located in rear yard, Interior component located in upper floor 5. Schedule B: (Shambhu N. Biswas) P.Eng (604.250.8666) Structural 6. Schedule B: (Shambhu N. Biswas) P.Eng (604.250.8666) Geotechnical 7. HPO: Residential Builder- Horizon One Properties Ltd NOTE: To achieve the required FSR. A floor space exclusion of 3% has been applied to this application as per section 11.24.18 of the district schedule, to accommodate improved building performance. NOTE: Information regarding the principal building on the survey and site plan is for reference only. Any discrepancy between information regarding the principal building on the survey and/or site plan and approved permit drawings for the principal building are neither approved nor authorized under this laneway house permit. *EXISTING HOUSE* Note: Bldg 1 (principal bldg) addressed #1-62 E 61st Av retained on site. ***This permit is issued under the VBBL 2019, with updated energy requirements as per bylaw # 12997 effective Jan 01, 2022.*** | STAT ELECTRICS LIMITED
PP-2023-00418 | 2023-02-07 | 62 E 61ST AVENUE #3, Vancouver, BC V5X 2B4 | Plumbing Permit | Residential | New | Completed | Residential - Plumbing for new laneway house >BP: To construct a 2 storey laneway house building with 1 open parking pad, providing a total of 1 parking spaces, having vehicular access from the 20' Lane. Note: This is a 1 ½ storey building pursuant to the Zoning & Development By-law. 1. Covenant not required with existing house 2. No Strata Titling permitted 3. Entire building to be sprinklered 13D 4. A/C proposed – Exterior component located in rear yard, Interior component located in upper floor 5. Schedule B: (Shambhu N. Biswas) P.Eng (604.250.8666) Structural 6. Schedule B: (Shambhu N. Biswas) P.Eng (604.250.8666) Geotechnical 7. HPO: Residential Builder- Horizon One Properties Ltd | Rain Coast Plumbing & Heating Ltd
EP-2023-10026 | 2023-11-07 | 5005 CLARENDON STREET, Vancouver, BC V1V 1V1 | Electrical Permit | Commercial | NULL | Issued | Annual / Operating - Fire Alarm, Safety Check Electrical. VALID: Nov 7, 2023 to Nov 6, 2024 | Apna Fire & Electrical Service Ltd
MP-2023-02153 | NULL | 4260 NOOTKA STREET, Vancouver, BC | Mechanical Permit | NULL | NULL | Application Incomplete | NULL | Samra Heating & Cooling Ltd
MP-2023-02249 | 2023-12-18 | 4260 NOOTKA STREET, Vancouver, BC | Mechanical Permit | NULL | NULL | Completed | NULL | Ultimate Choice Air Conditioning & Renovations Ltd
PP-2023-01426 | 2023-04-24 | 4260 NOOTKA STREET, Vancouver, BC | Plumbing Permit | Residential | New | Completed | Residential - SUMP - storm and sewer >BP: To construct a 2 storey laneway house building with 1 open parking pad having vehicular access from the 20' Lane. | Mash Construction Ltd.
EP-2023-03692 | 2023-05-03 | 4260 NOOTKA STREET, Vancouver, BC | Electrical Permit | Residential | New | Completed | Installation / Repair - Residential - New laneway house wiring and service, 200 amp main, 125 amp laneway, 100 amp main house *An approved mechanical permit is required for the installation of air conditioning or heat pump unit at the time of installation before an electrical inspection will be performed >BP: To construct a 2 storey laneway house building ($177,030) with 1 open parking pad having vehicular access from the 20' Lane. Note: The entire building to be sprinklered to NFPA 13D. | O J ELECTRIC LTD
SP-2023-01082 | 2023-06-20 | 4260 NOOTKA STREET, Vancouver, BC | Sprinkler Permit | Residential | New | Completed | Residential - LWH - To install piping and fixtures for a new laneway house. >DB: To construct a 2 storey laneway house building with 1 open parking pad having vehicular access from the 20' Lane. Note: The entire building to be sprinklered to NFPA 13D. Note: This is a 1 ½ storey building pursuant to the Zoning & Development By-law. 1. Covenant not required with existing house 2. No Strata Titling permitted 3. A/C proposed – Exterior component located in rear (lane side), Interior component located in upper floor (NE Corner) ***This permit is issued under the VBBL 2019, with updated energy requirements as per bylaw # 12997 effective Jan 01, 2022.*** | Skyway Plumbing & gas Ltd
EP-2023-05229 | 2023-06-12 | 4260 NOOTKA STREET, Vancouver, BC | Electrical Permit | Residential | New | Completed | Installation / Repair - Residential - Install security alarm, tv, telephone, doorbell. >BP: To construct a 2 storey laneway house building ($177,030) with 1 open parking pad having vehicular access from the 20' Lane. Note: The entire building to be sprinklered to NFPA 13D. | Supertech Systems Ltd
PP-2023-01787 | 2023-05-23 | 4260 NOOTKA STREET, Vancouver, BC | Plumbing Permit | Residential | New | Completed | Residential - To install piping and fixtures for a new laneway house. >BP: To construct a 2 storey laneway house building with 1 open parking pad having vehicular access from the 20' Lane. Note: The entire building to be sprinklered to NFPA 13D. Note: This is a 1 ½ storey building pursuant to the Zoning & Development By-law. 1. Covenant not required with existing house 2. No Strata Titling permitted 3. A/C proposed – Exterior component located in rear (lane side), Interior component located in upper floor (NE Corner) 5. Schedule B: (Shamsul Alam Shikder) P.Eng (604.) Struct. & Geo. 7. HPO: Residential Builder- Ledo's Painting Ltd - #28084 | Skyway Plumbing & gas Ltd
EP-2023-03919 | 2023-05-16 | 2040 E 47TH AVENUE, Vancouver, BC | Electrical Permit | Residential | Addition | Completed | Installation / Repair - Residential - Installation / Repair - Residential - New construction laneway Upgrade existing service to 200A duplex meter base 125A - Laneway main switch 100A - Main house switch Electrical rough-wire and finishing Underground teck.. Electrical BB Heater in Laneway and car charger >BP: 1.5 STOREY LANEWAY HOME To construct a 2 storey laneway house building ($149,880.00) with an attached garage and 1 open parking pad, providing a total of 2 parking spaces, having vehicular access from the 20' Lane. Note: This is a 1 ½ storey building pursuant to the Zoning & Development By-law. 1. Covenant not required with existing house 2. No Strata Titling permitted 3. No A/C Unit proposed 4. Entire building to be sprinklered 13D 5. Schedule B: (Md. Shahidul Alam) P.Eng (604.653.7475) Structural 6. Schedule B: (Md. Shahidul Alam) P.Eng (604.653.7475) Geotechnical 7. HPO: Residential Builder- (Metro-City Projects Inc.) | AMTEK Electric Ltd
EP-2023-03086 | 2023-04-24 | 2040 E 47TH AVENUE, Vancouver, BC | Electrical Permit | Residential | New | Issued | Temporary Power - Residential - To provide temporary power. | AMTEK Electric Ltd
PP-2023-01203 | 2023-04-05 | 2040 E 47TH AVENUE, Vancouver, BC | Plumbing Permit | Residential | New | Completed | Residential - LWH - This is new laneway house with 9 fixtures. >DB: To construct a 2 storey laneway house building with an attached garage and 1 open parking pad, providing a total of 2 parking spaces, having vehicular access from the 20' Lane. Note: This is a 1 ½ storey building pursuant to the Zoning & Development By-law. 1. Covenant not required with existing house 2. No Strata Titling permitted 3. No A/C Unit proposed 4. Entire building to be sprinklered 13D | AKAL Plumbing & Heating Ltd
PP-2023-00844 | 2023-03-14 | 2040 E 47TH AVENUE, Vancouver, BC | Plumbing Permit | Residential | New | Issued | Residential - Sump and sanitary connections for new laneway home | Canstar Excavating & Landscaping Ltd
SP-2023-01550 | 2023-08-24 | 2040 E 47TH AVENUE, Vancouver, BC | Sprinkler Permit | Residential | New | Issued | Residential - LWH - Install sprinklers in LWH >DB: To construct a 2 storey laneway house building with an attached garage and 1 open parking pad, providing a total of 2 parking spaces, having vehicular access from the 20' Lane. Note: This is a 1 ½ storey building pursuant to the Zoning & Development By-law. 1. Covenant not required with existing house 2. No Strata Titling permitted 3. No A/C Unit proposed 4. Entire building to be sprinklered 13D ***This permit is issued under the VBBL 2019, with updated energy requirements as per bylaw # 12997 effective Jan 01, 2022.*** | Gold Key Fire Protection Ltd
SP-2023-01793 | 2023-09-28 | 4644 W 15TH AVENUE #3, Vancouver, BC | Sprinkler Permit | Residential | New | Issued | Residential - New fire sprinkler installation >BP: To construct a 2 storey laneway house building with an open parking pad, providing 1 parking space, having vehicular access from the lane. Note: This is a 1 ½ storey building pursuant to the Zoning & Development By-law 1. Covenant registered at the Land Title Office under CB237815 2. No Strata Titling permitted 3. A/C unit proposed 4 Schedule B: YongKang Deng P Eng (604) 505-6816 Structural 5- Schedule B: Jian Zhong Jin P Eng (604.362.7021) Geotechnical 6. HPO: Residential Builder- Palas Homes Ltd #46854 7. Entire Building to have NFPA 13-D | Spectrum Fire Protection Ltd
PP-2023-03532 | 2023-10-06 | 4644 W 15TH AVENUE #3, Vancouver, BC | Plumbing Permit | Residential | New | Issued | Residential - plumbing >BP: To construct a 2 storey laneway house building with an open parking pad, providing 1 parking space, having vehicular access from the lane. Note: This is a 1 ½ storey building pursuant to the Zoning & Development By-law 1. Covenant registered at the Land Title Office under CB237815 2. No Strata Titling permitted 3. A/C unit proposed 4 Schedule B: YongKang Deng P Eng (604) 505-6816 Structural 5- Schedule B: Jian Zhong Jin P Eng (604.362.7021) Geotechnical 6. HPO: Residential Builder- Palas Homes Ltd #46854 7. Entire Building to have NFPA 13-D | WDR CONTRACTING LTD
EP-2023-03570 | 2023-06-30 | 4644 W 15TH AVENUE #3, Vancouver, BC | Electrical Permit | Residential | New | Issued | Installation / Repair - Residential - new laneway house electric and low voltage installation -2 X 200A Services ¦ 200A: Single family ¦ 200A: Laneway -EV fed from laneway *An approved mechanical permit is required for the installation of air conditioning or heat pump unit at the time of installation before an electrical inspection will be performed >BP: To construct a 2 storey laneway house building ($231,150.00) with an open parking pad, providing 1 parking space, having vehicular access from the lane. Note: This is a 1 ½ storey building pursuant to the Zoning & Development By-law 1. Covenant registered at the Land Title Office under CB237815 2. No Strata Titling permitted 3. A/C unit proposed 4 Schedule B: YongKang Deng P Eng (604) 505-6816 Structural 5- Schedule B: Jian Zhong Jin P Eng (604.362.7021) Geotechnical 6. HPO: Residential Builder- Palas Homes Ltd #46854 7. Entire Building to have NFPA 13-D ****ALL PROJECT COORDINATOR NOTES HAS BEEN ACCEPTED BY THE APPLICANT**** CB237815 ***This permit is issued under the VBBL 2019, with updated energy requirements as per bylaw # 12997 effective Jan 01, 2022.*** | Higo Electric Ltd
EP-2023-01839 | 2023-03-06 | 742 E 58TH AVENUE #3, Vancouver, BC | Electrical Permit | Residential | New | Issued | Temporary Power - Residential - To provide temporary power. NOTE: Work authorized by this permit is for placement of a temporary power pole only and does not authorize any site construction and/or excavation. A separate Building Permit will be required prior to commencement of any other work on this site. | Uppal Electrical Ltd
PP-2023-02262 | 2023-06-26 | 742 E 58TH AVENUE #3, Vancouver, BC | Plumbing Permit | Residential | New | Issued | Residential - LWH - #3 - installation of sump | J B Siteworks Inc
PP-2023-02813 | 2023-08-09 | 742 E 58TH AVENUE #3, Vancouver, BC | Plumbing Permit | Residential | New | Issued | Residential - Laneway house plumbing fixtures >BP: To construct a 2 storey laneway house building ($163,815) with an attached garage and 1 open parking pad, providing a total of 2 parking spaces, having vehicular access from the 20' (location) Lane. Note: The entire building, INCLUDING THE ATTACHED GARAGE (if applicable), to be sprinklered to NFPA 13D Note: This is a 1 ½ storey building pursuant to the Zoning & Development By-law. 1. Covenant registered at the Land Title Office under CA9649496 2. No Strata Titling permitted 3. No external mechanical unit proposed 4. Schedule B: (W.K. Leung) P.Eng (604.543.8044) Structural & Geotechnical 5. HPO: Residential Builder - Woodbine Builders Ltd. | Blueline Plumbing & Heating Ltd
EP-2023-09549 | 2023-10-31 | 742 E 58TH AVENUE #3, Vancouver, BC | Electrical Permit | Residential | New | Issued | Installation / Repair - Residential - Low voltage rough & finish for data, cable, doorbell. Rough for Alarm system. >BP: To construct a 2 storey laneway house building ($163,815) with an attached garage and 1 open parking pad, providing a total of 2 parking spaces, having vehicular access from the 20' (location) Lane. Note: The entire building, INCLUDING THE ATTACHED GARAGE (if applicable), to be sprinklered to NFPA 13D Note: This is a 1 ½ storey building pursuant to the Zoning & Development By-law. 1. Covenant registered at the Land Title Office under CA9649496 2. No Strata Titling permitted 3. No external mechanical unit proposed 4. Schedule B: (W.K. Leung) P.Eng (604.543.8044) Structural & Geotechnical 5. HPO: Residential Builder - Woodbine Builders Ltd. *NEW HOUSE* Note: See DB-2022-02873 for Bldg 1 on site (principal bldg) addressed #1-742 E 58th Av. ***This permit is issued under the VBBL 2019, with updated energy requirements as per bylaw # 12997 effective Jan 01, 2022.*** | Paratech Integrated Systems Ltd
GP-2023-03184 | 2023-10-24 | 742 E 58TH AVENUE #3, Vancouver, BC | Gas Permit | Residential | New | Issued | Residential - All black iron piping including fittings.2Psig natural gasline. Piping only for 1Range (75000 btu ) and 1 Dryer (35000 btu ) >BP: To construct a 2 storey laneway house building ($163,815) with an attached garage and 1 open parking pad, providing a total of 2 parking spaces, having vehicular access from the 20' (location) Lane. | POLLY MECHANICAL LTD
EP-2023-09512 | 2023-10-31 | 742 E 58TH AVENUE #3, Vancouver, BC | Electrical Permit | Residential | New | Issued | Installation / Repair - Residential - Laneway house wiring and Service 1Range (75000 btu ) and 1 Dryer (35000 btu )Gas >BP: To construct a 2 storey laneway house building ($163,815) with an attached garage and 1 open parking pad, providing a total of 2 parking spaces, having vehicular access from the 20' (location) Lane. Note: The entire building, INCLUDING THE ATTACHED GARAGE (if applicable), to be sprinklered to NFPA 13D Note: This is a 1 ½ storey building pursuant to the Zoning & Development By-law. 1. Covenant registered at the Land Title Office under CA9649496 2. No Strata Titling permitted 3. No external mechanical unit proposed 4. Schedule B: (W.K. Leung) P.Eng (604.543.8044) Structural & Geotechnical 5. HPO: Residential Builder - Woodbine Builders Ltd. NOTE: To achieve the required FSR. A floor space exclusion of 3% has been applied to this application as per section 11.24.18 of the district schedule, to accommodate improved building performance. ***This permit is issued under the VBBL 2019, with updated energy requirements as per bylaw # 12997 effective Jan 01, 2022.*** | Arise Electrical Ltd
SP-2023-01791 | 2023-09-27 | 742 E 58TH AVENUE #3, Vancouver, BC | Sprinkler Permit | Residential | New | Issued | Residential - New sprinkler system >BP: To construct a 2 storey laneway house building ($163,815) with an attached garage and 1 open parking pad, providing a total of 2 parking spaces, having vehicular access from the 20' (location) Lane. Note: The entire building, INCLUDING THE ATTACHED GARAGE (if applicable), to be sprinklered to NFPA 13D Note: This is a 1 ½ storey building pursuant to the Zoning & Development By-law. 1. Covenant registered at the Land Title Office under CA9649496 2. No Strata Titling permitted 3. No external mechanical unit proposed 4. Schedule B: (W.K. Leung) P.Eng (604.543.8044) Structural & Geotechnical 5. HPO: Residential Builder - Woodbine Builders Ltd. | Haven Fire Protection Ltd
PP-2023-03345 | 2023-09-19 | 8511 ADERA STREET, Vancouver, BC V6P 5E6 | Plumbing Permit | Residential | New | Cancelled | Residential - 2FD - sump placing | Metro Contracting Ltd
PP-2023-03767 | 2023-10-26 | 8511 ADERA STREET, Vancouver, BC V6P 5E6 | Plumbing Permit | Residential | New | Issued | Residential - Plumbing >BP: To construct a 2 storey + basement one-family dwelling with a secondary suite located in the basement with a detached accessory building (garage), at the rear providing 2 parking spaces, having vehicular access from the lane. Note: This is a 2 storey building pursuant to the Zoning and Development By-Law 1- Covenant registered at the Land Title Office under CB562510 2- No strata titling permitted 3- Bar sink proposed 4- HEAT PUMP unit proposed 5- Schedule B: Julian Bozsik M Eng P Eng (604) 431-0055 Structural & Geotechnical 6- HPO: Residential Builder – Kainos Development By Design Ltd 7- Entire Building to have NFPA 13-D | Lally Plumbing & Heating Ltd
MP-2023-01964 | 2023-11-02 | 8511 ADERA STREET, Vancouver, BC V6P 5E6 | Mechanical Permit | NULL | NULL | Issued | NULL | Lally Plumbing & Heating Ltd
SP-2023-02063 | 2023-11-09 | 8511 ADERA STREET, Vancouver, BC V6P 5E6 | Sprinkler Permit | Residential | New | Issued | Residential - Install Sprinkler Heads >BP: To construct a 2 storey + basement one-family dwelling with a secondary suite ($721,000.00) located in the basement with a detached accessory building (garage), at the rear providing 2 parking spaces, having vehicular access from the lane. Note: This is a 2 storey building pursuant to the Zoning and Development By-Law 1- Covenant registered at the Land Title Office under CB562510 2- No strata titling permitted 3- Bar sink proposed 4- HEAT PUMP unit proposed 5- Schedule B: Julian Bozsik M Eng P Eng (604) 431-0055 Structural & Geotechnical 6- HPO: Residential Builder – Kainos Development By Design Ltd 7- Entire Building to have NFPA 13-D | RAHELU PLUMBING & HEATING LTD.
EP-2023-10456 | 2023-11-20 | 8511 ADERA STREET, Vancouver, BC V6P 5E6 | Electrical Permit | Residential | New | Issued | Installation / Repair - Residential - tv,telephone,security alarm prewire and complete >BP: To construct a 2 storey + basement one-family dwelling with a secondary suite ($721,000.00) located in the basement with a detached accessory building (garage), at the rear providing 2 parking spaces, having vehicular access from the lane. Note: This is a 2 storey building pursuant to the Zoning and Development By-Law 1- Covenant registered at the Land Title Office under CB562510 2- No strata titling permitted 3- Bar sink proposed 4- HEAT PUMP unit proposed 5- Schedule B: Julian Bozsik M Eng P Eng (604) 431-0055 Structural & Geotechnical 6- HPO: Residential Builder – Kainos Development By Design Ltd 7- Entire Building to have NFPA 13-D ****ALL PROJECT COORDINATOR NOTES HAS BEEN ACCEPTED BY THE APPLICANT**** ***This permit is issued under the VBBL 2019, with updated energy requirements as per bylaw # 12997 effective Jan 01, 2022.*** | Tvisha Technologies Ltd
GP-2023-04060 | 2023-12-18 | 8511 ADERA STREET, Vancouver, BC V6P 5E6 | Gas Permit | Residential | New | Issued | Residential - BBQ and dryer piping only -range complete >BP: To construct a 2 storey + basement one-family dwelling with a secondary suite ($721,000.00) located in the basement with a detached accessory building (garage), at the rear providing 2 parking spaces, having vehicular access from the lane. | Lally Plumbing & Heating Ltd
EP-2023-10852 | 2023-12-14 | 8511 ADERA STREET, Vancouver, BC V6P 5E6 | Electrical Permit | Residential | New | Issued | Installation / Repair - Residential - ELECTRICAL ROUGH WIRING , SERVICE AND FINISHING 400 AMP SERVICE WITH DUPLEX METER BASE , HOUSE 200 AMP AND LEGAL SUITE 100 AMP MAIN PANEL >BP: To construct a 2 storey + basement one-family dwelling with a secondary suite ($721,000.00) located in the basement with a detached accessory building (garage), at the rear providing 2 parking spaces, having vehicular access from the lane. Note: This is a 2 storey building pursuant to the Zoning and Development By-Law 1- Covenant registered at the Land Title Office under CB562510 2- No strata titling permitted 3- Bar sink proposed 4- HEAT PUMP unit proposed 5- Schedule B: Julian Bozsik M Eng P Eng (604) 431-0055 Structural & Geotechnical 6- HPO: Residential Builder – Kainos Development By Design Ltd 7- Entire Building to have NFPA 13-D | G G S ELECTRICAL LTD
EP-2023-00012 | 2023-01-02 | 8511 ADERA STREET, Vancouver, BC V6P 5E6 | Electrical Permit | Residential | New | Expired | Temporary Power - Residential - To provide temporary power. | G G S ELECTRICAL LTD
PP-2024-00177 | 2024-01-25 | 2249 E 8TH AVENUE #3, Vancouver, BC | Plumbing Permit | Residential | New | Issued | Residential - New sump for laneway house and tie into stubbed sanitary. | Panesar Construction Group Inc
EP-2023-08050 | 2024-01-10 | 2249 E 8TH AVENUE #3, Vancouver, BC | Electrical Permit | Residential | New | Issued | Installation / Repair - Residential - ¦ #3LWH- 200A ¦ *An approved mechanical permit is required for the installation of air conditioning or heat pump unit at the time of installation before an electrical inspection will be performed >BP: To construct a 2 storey laneway house building ($165,000) with an open parking pad, providing 1 parking space, having vehicular access from the lane. Note: This is a 1 ½ storey building pursuant to the Zoning & Development By-law Note: The entire building, INCLUDING THE ATTACHED GARAGE (if applicable), to be sprinklered to NFPA 13D. 1. Covenant registered at the Land Title Office under CB272509 2. No Strata Titling permitted 3. Schedule B: Shambhu N. Biswas, P.Eng (604.250.8666) Structural & Geotechnical 4. HPO: Residential Builder - Mom Homes Inc. ***This permit is issued under the VBBL 2019, with updated energy requirements as per bylaw # 12997 effective Jan 01, 2022.*** | High Watt Electric Ltd
PP-2023-03004 | 2023-08-23 | 3711 W 24TH AVENUE #3, Vancouver, BC | Plumbing Permit | Residential | New | Issued | Residential - LWH - #3 - Plumbing >DB: To construct a 1 storey laneway house building with an attached garage and 1 open parking pad, providing a total of 2 parking spaces, having vehicular access from the lane. Note: This is a 1 ½ storey building pursuant to the Zoning & Development By-law 1. Covenant registered at the Land Title Office under CB239791 2. No Strata Titling permitted 3. No A/C unit proposed 6. The entire building, INCLUDING THE ATTACHED GARAGE (if applicable), to be sprinklered to NFPA 13D. ***This permit has been issued under the VBBL 2019, with updated energy requirements as per bylaw # 12997 effective Jan 01, 2022.*** | WDR CONTRACTING LTD
EP-2023-03649 | 2023-05-02 | 3711 W 24TH AVENUE #3, Vancouver, BC | Electrical Permit | Residential | New | Issued | Installation / Repair - Residential - Installing fixture, receptacle , and power distribution for the new lane-way house. Total incoming service : 200amp - Main house : 150 Amp -Lane way house :125 Amp >BP: To construct a 1 storey laneway house building ($175,637.50) with an attached garage and 1 open parking pad, providing a total of 2 parking spaces, having vehicular access from the lane. | Allone Electric Ltd
NULL | NULL | 3192 E 23RD AVENUE, Vancouver, BC | Electrical Permit | Residential | New | Withdrawn | Installation / Repair - Residential - alarm rough in | Nu-Tech Alarms Ltd.
SP-2023-01598 | 2023-09-01 | 4188 SLOCAN STREET, Vancouver, BC | Sprinkler Permit | Residential | New | Issued | Residential - To install fire sprinkler system in duplex >BP: 2.5 FD (LOT 1) To construct a 2 and half storey, two-family dwelling with a detached accessory building (garage) at the rear providing 2 parking spaces, having vehicular access from the lane. The entire building, INCLUDING THE ATTACHED GARAGE (if applicable), to be sprinklered to 2 x NFPA 13D. Note: This is a 2.5 storey building pursuant to the Zoning and Development By-Law 1. A/C unit proposed in front/ rear yard and half storey 2. No bar sink proposed 3. Structural & Geotechnical schedule B: Jason Hui P.Eng. (778-319-3403) 4. HPO: Residential Builder: Octave Homes Inc. | Max Fire Pro Ltd
EP-2023-08086 | 2023-09-15 | 4188 SLOCAN STREET, Vancouver, BC | Electrical Permit | Residential | New | Issued | Installation / Repair - Residential - ¦ 2FD- 200A ¦ 200 amp main service duplex house with legal suite, 125A panels each unit which will be on same meter as legal suite - Heat pump and AC are 2 separate units. Heat pump is located inside while AC unit is outdoors. Both units are interlocked -EV2 is load shared with EV1 ¦ 2 car chargers per unit, second car charger will be supplied from a 2P DPDT switch (loadshare) *An approved mechanical permit is required for the installation of air conditioning or heat pump unit at the time of installation before an electrical inspection will be performed >BP: To construct a 2 and half storey, two-family dwelling ($620,000.00) with a detached accessory building (garage) at the rear providing 2 parking spaces, having vehicular access from the lane. The entire building, INCLUDING THE ATTACHED GARAGE (if applicable), to be sprinklered to 2 x NFPA 13D. Note: This is a 2.5 storey building pursuant to the Zoning and Development By-Law 1. A/C unit proposed in front/ rear yard and half storey 2. No bar sink proposed 3. Structural & Geotechnical schedule B: Jason Hui P.Eng. (778-319-3403) 4. HPO: Residential Builder: Octave Homes Inc. Combustible projections or roof soffits on an exposing building face shall not project to less than .45m from the property line and shall be in compliance with VBBL 2019 9.10.15.5.(9) ***This permit is issued under the VBBL 2019, with updated energy requirements as per bylaw # 12997 effective Jan 01, 2022.*** | Bindi Electrical Services Ltd
GP-2023-03288 | 2023-10-30 | 4188 SLOCAN STREET, Vancouver, BC | Gas Permit | Residential | New | Issued | Residential - 1 Fireplace venting and hookup only >BP: To construct a 2 and half storey, two-family dwelling ($620,000.00) with a detached accessory building (garage) at the rear providing 2 parking spaces, having vehicular access from the lane. | REAL LIGHTING & FIREPLACES LTD
EP-2023-09562 | 2023-11-02 | 4188 SLOCAN STREET, Vancouver, BC | Electrical Permit | Residential | New | Issued | Installation / Repair - Residential - extra low voltage >BP: To construct a 2 and half storey, two-family dwelling ($620,000.00) with a detached accessory building (garage) at the rear providing 2 parking spaces, having vehicular access from the lane. The entire building, INCLUDING THE ATTACHED GARAGE (if applicable), to be sprinklered to 2 x NFPA 13D. Note: This is a 2.5 storey building pursuant to the Zoning and Development By-Law 1. A/C unit proposed in front/ rear yard and half storey 2. No bar sink proposed 3. Structural & Geotechnical schedule B: Jason Hui P.Eng. (778-319-3403) 4. HPO: Residential Builder: Octave Homes Inc. Combustible projections or roof soffits on an exposing building face shall not project to less than .45m from the property line and shall be in compliance with VBBL 2019 9.10.15.5.(9) ***This permit is issued under the VBBL 2019, with updated energy requirements as per bylaw # 12997 effective Jan 01, 2022.*** | AJ INTEGRATED SERVICES LTD
GP-2023-02956 | 2023-10-06 | 4188 SLOCAN STREET, Vancouver, BC | Gas Permit | Residential | New | Issued | Residential - 2 Furnaces, 2 Ranges, 2 BBQ's & 1 Fireplace gas piping >BP: To construct a 2 and half storey, two-family dwelling ($620,000.00) with a detached accessory building (garage) at the rear providing 2 parking spaces, having vehicular access from the lane. | Easyway Plumbing & Heating Ltd
MP-2023-02218 | 2023-12-14 | 4188 SLOCAN STREET, Vancouver, BC | Mechanical Permit | NULL | NULL | Issued | NULL | Wespac Mechanical Ltd
PP-2023-02796 | 2023-08-08 | 4188 SLOCAN STREET, Vancouver, BC | Plumbing Permit | Residential | New | Issued | Residential - 2FD - WEST - 4188 SLOCAN ST EAST - 27027 E 26TH AV plumbing >DB: To construct a 2 and half storey, two-family dwelling with a detached accessory building (garage) at the rear providing 2 parking spaces, having vehicular access from the lane. The entire building, INCLUDING THE ATTACHED GARAGE (if applicable), to be sprinklered to 2 x NFPA 13D. Note: This is a 2.5 storey building pursuant to the Zoning and Development By-Law 1. A/C unit proposed in front/ rear yard and half storey 2. No bar sink proposed ***This permit is issued under the VBBL 2019, with updated energy requirements as per bylaw # 12997 effective Jan 01, 2022.*** | Easyway Plumbing & Heating Ltd
PP-2023-02797 | 2023-08-08 | 4178 SLOCAN STREET, Vancouver, BC | Plumbing Permit | Residential | New | Issued | Residential - 2FD - FRONT - 4178 SLOCAN ST - #1 BACK - 4178 SLOCAN ST #2 plumbing >DB: To construct a 2 and half storey, two-family dwelling with a detached accessory building (garage) at the rear providing 2 parking spaces, having vehicular access from the lane. The entire building, INCLUDING THE ATTACHED GARAGE (if applicable), to be sprinklered to 2 x NFPA 13D. Note: This is a 2.5 storey building pursuant to the Zoning and Development By-Law 1. A/C unit proposed in front/ rear yard and half storey 2. No bar sink proposed ***This permit is issued under the VBBL 2019, with updated energy requirements as per bylaw # 12997 effective Jan 01, 2022.*** | Easyway Plumbing & Heating Ltd
PP-2023-01749 | 2023-05-17 | 4178 SLOCAN STREET, Vancouver, BC | Plumbing Permit | Residential | New | Issued | Residential - 2FD - sump and underground | GNA Contracting Ltd
MP-2023-02223 | 2023-12-14 | 4178 SLOCAN STREET, Vancouver, BC | Mechanical Permit | NULL | NULL | Issued | NULL | Wespac Mechanical Ltd
GP-2023-02957 | 2023-10-06 | 4178 SLOCAN STREET, Vancouver, BC | Gas Permit | Residential | New | Issued | Residential - 2 Furnaces, 2 Ranges & 2 BBQ's gas piping >BP: To construct a 2 and half storey, two-family dwelling ($620,000) with a detached accessory building (garage) at the rear providing 2 parking spaces, having vehicular access from the lane. | Easyway Plumbing & Heating Ltd
EP-2023-09561 | 2023-10-30 | 4178 SLOCAN STREET, Vancouver, BC | Electrical Permit | Residential | New | Issued | Installation / Repair - Residential - extra low voltage >BP: To construct a 2 and half storey, two-family dwelling ($620,000) with a detached accessory building (garage) at the rear providing 2 parking spaces, having vehicular access from the lane. The entire building, INCLUDING THE ATTACHED GARAGE (if applicable), to be sprinklered to 2 x NFPA 13D. Note: This is a 2.5 storey building pursuant to the Zoning and Development By-Law 1. A/C unit proposed in front/ rear yard and half storey 2. No bar sink proposed 3. Structural & Geotechnical Schedule B: Jason Hui, P.Eng. (778-319-3403) 4. HPO: Octave Homes Inc. ***This permit is issued under the VBBL 2019, with updated energy requirements as per bylaw # 12997 effective Jan 01, 2022.*** | AJ INTEGRATED SERVICES LTD
EP-2023-08385 | 2023-09-27 | 4178 SLOCAN STREET, Vancouver, BC | Electrical Permit | Residential | New | Issued | Installation / Repair - Residential - duplex house wiring, main service is 200A -125A panels each unit with 60A basement panel -only 2 meters to be installed for this project - HP and AC units are separate, but they are interlocked -ev1 and ev2 are loadshared via 2P DPDT switch, one will work at a time. >BP: To construct a 2 and half storey, two-family dwelling ($620,000) with a detached accessory building (garage) at the rear providing 2 parking spaces, having vehicular access from the lane. The entire building, INCLUDING THE ATTACHED GARAGE (if applicable), to be sprinklered to 2 x NFPA 13D. Note: This is a 2.5 storey building pursuant to the Zoning and Development By-Law 1. A/C unit proposed in front/ rear yard and half storey 2. No bar sink proposed 3. Structural & Geotechnical Schedule B: Jason Hui, P.Eng. (778-319-3403) 4. HPO: Octave Homes Inc. Combustible projections or roof soffits on an exposing building face shall not project to less than .45m from the property line and shall be in compliance with VBBL 2019 9.10.15.5.(9) ***This permit is issued under the VBBL 2019, with updated energy requirements as per bylaw # 12997 effective Jan 01, 2022.*** | Bindi Electrical Services Ltd
SP-2023-01597 | 2023-09-01 | 4178 SLOCAN STREET, Vancouver, BC | Sprinkler Permit | Residential | New | Issued | Residential - To install fire sprinkler system in Duplex >BP: 2.5 FD (LOT 2) To construct a 2 and half storey, two-family dwelling with a detached accessory building (garage) at the rear providing 2 parking spaces, having vehicular access from the lane. The entire building, INCLUDING THE ATTACHED GARAGE (if applicable), to be sprinklered to 2 x NFPA 13D. Note: This is a 2.5 storey building pursuant to the Zoning and Development By-Law 1. A/C unit proposed in front/ rear yard and half storey 2. No bar sink proposed 3. Structural & Geotechnical Schedule B: Jason Hui, P.Eng. (778-319-3403) 4. HPO: Octave Homes Inc. | Max Fire Pro Ltd
SP-2023-01522 | NULL | 310 E 51ST AVENUE, Vancouver, BC | Sprinkler Permit | Commercial | New | Applicant Revisions | Commercial - New 2 storey office >BP: To construct a new non-combustible, 2 storey operations building (Group D?) on this site. VBBL 2019 - NFPA 13 Stage 1 - Full Construction issued on _______________. | Metro City Fire Protection Ltd
EP-2023-09910 | NULL | 310 E 51ST AVENUE, Vancouver, BC | Electrical Permit | Commercial | New | Applicant Revisions | Installation / Repair - Commercial - Electrical installation for a new 2 story operations building for City of Vancouver. >BP: To construct a new 2-storey, non-combustible, office/operations building on this site. VBBL 2019 - NFPA 13 | DNA Electric Ltd
EP-2024-00292 | 2024-01-11 | 310 E 51ST AVENUE, Vancouver, BC | Electrical Permit | Commercial | New | Issued | Temporary Power - Commercial - To provide temporary power. | DNA Electric Ltd
PP-2023-02849 | 2023-08-11 | 2662 E 26TH AVENUE, Vancouver, BC V5R 1K9 | Plumbing Permit | Residential | New | Issued | Residential - 2FD+2SS - WEST - 2660 E 26TH AV - #1 & #2 EAST - 2662 E 26TH AV - #1 & #2 fixture >DB: To construct a 2 storey duplex with 2 secondary suites located in the Basement with a detached accessory building (garage) and 1 open parking at the rear providing a total of 4 parking spaces, having vehicular access from the lane. 1. Covenant registered at the Land Title Office under CB416502-CB416503; 2. External mechanical components located in the rear yard, Interior components located in second floor closets. 3. Bar sink not proposed (only counters). Note: This is a 2 storey building pursuant to the Zoning and Development By-Law **THIS PERMIT HAS BEEN ISSUED UNDER THE REQUIREMENTS OF VBBL #12511 (2019)** | East West Plumbing (2007) Ltd
GP-2023-01697 | 2023-05-31 | 2646 VENABLES STREET, Vancouver, BC V5K 2R3 | Gas Permit | Residential | Addition | Issued | Residential - 1 Fireplace | Vancouver Gas Fireplaces Ltd
EP-2023-06787 | 2023-08-10 | 3030 E 28TH AVENUE #3, Vancouver, BC | Electrical Permit | Residential | New | Issued | Installation / Repair - Residential - Electrical wiring and finishing for new laneway house >Permit Amendment Oct 19, 2023 -"Updated load calc to indicate interlock of AC and Baseboard heating" *Document(s) uploaded to "Application Documents" tab for Electrical Inspector review. Documents are at pending status at time of permit amendment approval >Permit Amendment Oct 05, 2023 -"Updated load calculation to include AC in Laneway" *An approved mechanical permit is required for the installation of air conditioning or heat pump unit at the time of installation before an electrical inspection will be performed *Document(s) uploaded to "Application Documents" tab for Electrical Inspector review. Documents are at pending status at time of permit amendment approval >BP: To construct a 2 storey laneway house building with an open parking pad providing 1 parking space having vehicular access from the lane. *Contaminated soil remains onsite, soils report required to be submitted to the environmental department prior to the forms inspection. - Enviro Warning on Parcel - March 28th 2023 - PSH The entire building to be sprinklered to NFPA 13D. Note: This is a 2 storey building pursuant to the Zoning and Development By-Law ******THIS PERMIT HAS BEEN ISSUED UNDER THE REQUIREMENTS OF VBBL 2019****** This permit is issued under the VBBL 2019, with updated energy requirements as per bylaw # 12997 effective Jan 01, 2022. 1. Covenant registered at the Land Title Office under CB344328 2. No Strata Titling permitted 3. No A/C unit proposed 4. Schedule B Antony Wang P.Eng (604-618-6236) Structural & Geotechnical 5. BC Housing Pridwen Construction Ltd | Zheng Electric Inc
PP-2023-03095 | 2023-09-01 | 3030 E 28TH AVENUE #3, Vancouver, BC | Plumbing Permit | Residential | New | Issued | Residential - Plumbing for new Laneway >BP: To construct a 2 storey laneway house building with an open parking pad providing 1 parking space having vehicular access from the lane. *Contaminated soil remains onsite, soils report required to be submitted to the environmental department prior to the forms inspection. - Enviro Warning on Parcel - March 28th 2023 - PSH The entire building to be sprinklered to NFPA 13D. Note: This is a 2 storey building pursuant to the Zoning and Development By-Law ******THIS PERMIT HAS BEEN ISSUED UNDER THE REQUIREMENTS OF VBBL 2019****** This permit is issued under the VBBL 2019, with updated energy requirements as per bylaw # 12997 effective Jan 01, 2022. 1. Covenant registered at the Land Title Office under CB344328 2. No Strata Titling permitted 3. No A/C unit proposed 4. Schedule B Antony Wang P.Eng (604-618-6236) Structural & Geotechnical 5. BC Housing Pridwen Construction Ltd | Garcha Bros Mechanical Ltd
MP-2023-01968 | 2023-11-07 | 3030 E 28TH AVENUE #3, Vancouver, BC | Mechanical Permit | NULL | NULL | Issued | NULL | Crystal Refrigeration & Air Conditioning Ltd
EP-2023-09471 | 2023-10-31 | 3030 E 28TH AVENUE #3, Vancouver, BC | Electrical Permit | Residential | New | Issued | Installation / Repair - Residential - Alarm, telephone, tv, doorbell >BP: To construct a 2 storey laneway house building with an open parking pad providing 1 parking space having vehicular access from the lane. *Contaminated soil remains onsite, soils report required to be submitted to the environmental department prior to the forms inspection. - Enviro Warning on Parcel - March 28th 2023 - PSH The entire building to be sprinklered to NFPA 13D. NOTE: To achieve the required FSR a floor space exclusion of 3% has been applied to this application as per section 11.3.8.24 (d) of the district schedule, to accommodate improved building performance. Note: This is a 2 storey building pursuant to the Zoning and Development By-Law ******THIS PERMIT HAS BEEN ISSUED UNDER THE REQUIREMENTS OF VBBL 2019****** This permit is issued under the VBBL 2019, with updated energy requirements as per bylaw # 12997 effective Jan 01, 2022. 1. Covenant registered at the Land Title Office under CB344328 2. No Strata Titling permitted 3. No A/C unit proposed 4. Schedule B Antony Wang P.Eng (604-618-6236) Structural & Geotechnical 5. BC Housing Pridwen Construction Ltd Combustible projections or roof soffits on an exposing building face shall not project to less than .45m from the property line and shall be in compliance with VBBL 2019 9.10.15.5.(9) | Best Built-In Centre Ltd
SP-2023-01960 | 2023-10-24 | 3030 E 28TH AVENUE #3, Vancouver, BC | Sprinkler Permit | Residential | New | Issued | Residential - To Install 11 sprinkler heads >BP: To construct a 2 storey laneway house building with an open parking pad providing 1 parking space having vehicular access from the lane. The entire building to be sprinklered to NFPA 13D. Note: This is a 2 storey building pursuant to the Zoning and Development By-Law ******THIS PERMIT HAS BEEN ISSUED UNDER THE REQUIREMENTS OF VBBL 2019****** This permit is issued under the VBBL 2019, with updated energy requirements as per bylaw # 12997 effective Jan 01, 2022. 1. Covenant registered at the Land Title Office under CB344328 2. No Strata Titling permitted 3. No A/C unit proposed 4. Schedule B Antony Wang P.Eng (604-618-6236) Structural & Geotechnical 5. BC Housing Pridwen Construction Ltd | General Sprinkler Systems Ltd
PP-2022-04500 | 2022-12-19 | 159 E 28TH AVENUE, Vancouver, BC V5V 2M3 | Plumbing Permit | Residential | New | Completed | Residential - 3/4 DCVA backflow preventer for lawn irrigation | Yue Jin Qiu
EP-2023-06745 | 2023-08-09 | 2842 E 54TH AVENUE #3, Vancouver, BC V5S 1Y3 | Electrical Permit | Residential | New | Issued | Installation / Repair - Residential - Rough in and Finish Wiring for Laneway being added to existing House, Upgrading Service. Base Board Heater and Car charger to be installed. Extra Low Voltage Rough in to be done >BP: To construct a 2 storey laneway house building ($205,380.00) with 1 open parking pad, providing a total of 1 parking spaces, having vehicular access from the rear 20' Lane. Note: This is a 1 ½ storey building pursuant to the Zoning & Development By-law. 1. Covenant not required with existing house 2. No Strata Titling permitted 3. No external mechanical unit proposed 4. Entire building to be sprinklered 13D 5. Schedule B: (Md. Shahidul Alam) P.Eng (604.653.7475) Structural 6. Schedule B: (Md. Shahidul Alam) P.Eng (604.653.7475) Geotechnical 7. HPO: Residential Builder- (Metro-City Projects Inc.) 8. HRV required for laneway house as of year 2022 NOTE: To achieve the required FSR. A floor space exclusion of 3% has been applied to this application as per section 11.24.18 of the district schedule, to accommodate improved building performance. Note: Bldg 1 (principal bldg) addressed #1-2842 E 54th Ave retained on site. ***This permit is issued under the VBBL 2019, with updated energy requirements as per bylaw # 12997 effective Jan 01, 2022.* | AMTEK Electric Ltd
EP-2023-06625 | 2023-07-25 | 2842 E 54TH AVENUE #3, Vancouver, BC V5S 1Y3 | Electrical Permit | Residential | New | Issued | Temporary Power - Residential - To provide temporary power. | AMTEK Electric Ltd
PP-2023-01608 | 2023-05-08 | 63 W 6TH AVENUE #505, Vancouver, BC | Plumbing Permit | Commercial | Tenant Improvement | Completed | Commercial - UNIT #505 - Install the following: x2 sinks x2 faucets x2 dishwashers x2 coffee makers x2 water filters Rough in done under permit PP-2022-04538 | Pioneer Plumbing & Heating Inc
EP-2023-01505 | 2023-02-22 | 63 W 6TH AVENUE #505, Vancouver, BC | Electrical Permit | Commercial | Renovation | Completed | Installation / Repair - Commercial - Security Alarm System Install >BP: #505 To combine units #505 and #507 into one unit, retaining #505, and to provide improvements for the General Office tenants, Vancouver Secondary Teachers' Association, on the 5th floor of this existing Municipally Designated Heritage 'C' commercial building. | Atlas Alarms Ltd
EP-2023-05387 | 2024-01-03 | 2018 W 15TH AVENUE, Vancouver, BC | Electrical Permit | Residential | New | Issued | Installation / Repair - Residential - ¦ INFILL- 1FD: 400A ¦ NFPA 13R ¦ NO FA ¦ New wiring for lighting, kitchen equipment, some receptacles *An approved mechanical permit is required for the installation of air conditioning or heat pump unit before a final electrical inspection will be performed >BP: ********************Part 5 DESIGN***************** To construct an infill one-family dwelling (Building 2) with an attached 2-car garages, attached carport and bike storages at the rear of the site, having vehicular access from the lane. - See BP-2022-04256 for main building. ******THIS PERMIT HAS BEEN REVIEWED & ISSUED UNDER THE REQUIREMENTS OF VBBL 2019 ND AMENDMENT EFFECTIVE JANUARY 1ST, 2022. ******** Building Review Branch Notes: 1. Sch. A, D, Arch. B, Struct. B and Geo. B are submitted. 2. Entire building to be sprinklered to NFPA 13R requirements. 3. All new windows, doors, and skylights shall conform to AAMA/WDMA/CSA101/I.S.2/A440, NAFS. | E S R Electric Ltd
SP-2023-01277 | 2023-08-14 | 2018 W 15TH AVENUE, Vancouver, BC | Sprinkler Permit | Residential | New | Issued | Residential - INFILL - 1FD - fire sprinkler installation >BP: To construct an infill one-family dwelling (Building 2) with an attached 2-car garages, attached carport and bike storages at the rear of the site, having vehicular access from the lane. - See BP-2022-04256 for main building. ******THIS PERMIT HAS BEEN REVIEWED & ISSUED UNDER THE REQUIREMENTS OF VBBL 2019 ND AMENDMENT EFFECTIVE JANUARY 1ST, 2022. ******** Building Review Branch Notes: 1. Sch. A, D, Arch. B, Struct. B and Geo. B are submitted. 2. Entire building to be sprinklered to NFPA 13R requirements. | Ecofire Sprinklers Ltd
PP-2023-03110 | 2023-09-11 | 2018 W 15TH AVENUE, Vancouver, BC | Plumbing Permit | Residential | New | Issued | Residential - INFILL house with 4 parking spots >BP: ********************Part 5 DESIGN***************** To construct an infill one-family dwelling (Building 2) with an attached 2-car garages, attached carport and bike storages at the rear of the site, having vehicular access from the lane. - See BP-2022-04256 for main building. ******THIS PERMIT HAS BEEN REVIEWED & ISSUED UNDER THE REQUIREMENTS OF VBBL 2019 ND AMENDMENT EFFECTIVE JANUARY 1ST, 2022. ******** Building Review Branch Notes: 1. Sch. A, D, Arch. B, Struct. B and Geo. B are submitted. 2. Entire building to be sprinklered to NFPA 13R requirements. 3. All new windows, doors, and skylights shall conform to AAMA/WDMA/CSA101/I.S.2/A440, NAFS. | New Look Mechanical Ltd
EP-2023-07025 | 2023-08-21 | 7048 HUDSON STREET #3, Vancouver, BC V6P 4K5 | Electrical Permit | Residential | New | Issued | Installation / Repair - Residential - ¦ #3LWH ¦ 2 SEPARATE SERVICES ¦ 1FD- 600A ¦ #3 LWH- 125A ¦ *An approved mechanical permit is required for the installation of air conditioning or heat pump unit at the time of installation before an electrical inspection will be performed 7048 Hudson st- One Family Dwelling 3#-7048 Hudson st-LWH This is a LWH ,address is #3-7048 Hudson st: single-phase service, all outlets, roughing and connection, lighting system, and all electrical equipment connection. In rough in procedure also pre-wire the data and TV communication cables. Main house with indoor swimming pool.So we also do grounding and equiment installation. 2 Electrical Meter system One 600 amps CT meter with 3x200amps panel for main house One 125 amps meter for LWH To construct a 2 storey laneway house building ($247,569.94) with 1 open parking pad, providing a total of 6 parking spaces, having vehicular access from the 20' Lane. Note: This is a 1 ½ storey building pursuant to the Zoning & Development By-law. 1. No Strata Titling permitted 2. A/C proposed 3. Bar Sink proposed Cellar floor Level 4. Schedule B: (Tsung Hua Yang) P.Eng (604.729.0585) Structural & Geotechnical 5. HPO: Residential Builder- Enrich Custom Homes Ltd. | AIGO TECHNOLOGY INC
EP-2023-06938 | NULL | 2965 VICTORIA DRIVE #3, Vancouver, BC | Electrical Permit | Residential | New | Withdrawn | Installation / Repair - Residential - Installation / Repair - Residential - Rough in and Finish Wiring for Laneway being added to existing House, Upgrading Service. Base Board Heater and Car charger to be installed. Extra Low Voltage Rough in to be done | AMTEK Electric Ltd
NULL | NULL | 2965 VICTORIA DRIVE #3, Vancouver, BC | Electrical Permit | Residential | New | Withdrawn | Installation / Repair - Residential - Rough in and Finish Wiring for Laneway being added to existing House, Upgrading Service to 200A. Base Board Heater and Car charger to be installed. Extra Low Voltage Rough in to be done | AMTEK Electric Ltd
SP-2023-01205 | 2023-07-06 | 2965 VICTORIA DRIVE #3, Vancouver, BC | Sprinkler Permit | Residential | New | Issued | Residential - Install sprinklers in LWH >BP: To construct a 2 storey laneway house building with and 1 open parking pad, having vehicular access from the 20' Lane. Note: This is a 1 ½ storey building pursuant to the Zoning & Development By-law. 1. Covenant not required with existing house 2. No Strata Titling permitted 3. No A/C Unit proposed 4. Entire building to be sprinklered 13D 5. Schedule B: (Md. Shahidul Alam) P.Eng (604.653.7475) Structural 6. Schedule B: (Md. Shahidul Alam) P.Eng (604.653.7475) Geotechnical 7. HPO: Residential Builder- (Metro-City Projects Inc.) | Gold Key Fire Protection Ltd
EP-2023-05334 | 2023-06-28 | 2965 VICTORIA DRIVE #3, Vancouver, BC | Electrical Permit | Residential | New | Completed | Installation / Repair - Residential - Laneway House wiring rough in and Finish with main service size 200 A. Main House 100A and Laneway House with 100 A. Car Charging. Electrical Base Board Heater for Laneway House. >BP: To construct a 2 storey laneway house building ($140,135.00) with and 1 open parking pad, having vehicular access from the 20' Lane. Note: This is a 1 ½ storey building pursuant to the Zoning & Development By-law. 1. Covenant not required with existing house 2. No Strata Titling permitted 3. No A/C Unit proposed 4. Entire building to be sprinklered 13D 5. Schedule B: (Md. Shahidul Alam) P.Eng (604.653.7475) Structural 6. Schedule B: (Md. Shahidul Alam) P.Eng (604.653.7475) Geotechnical 7. HPO: Residential Builder- (Metro-City Projects Inc.) NOTE: To achieve the required FSR. A floor space exclusion of 3% has been applied to this application as per section 11.24.18 of the district schedule, to accommodate improved building performance. NOTE: Information regarding the principal building on the survey and site plan is for reference only. Any discrepancy between information regarding the principal building on the survey and/or site plan and approved permit drawings for the principal building are neither approved nor authorized under this laneway house permit. ***This permit is issued under the VBBL 2019, with updated energy requirements as per bylaw # 12997 effective Jan 01, 2022.*** | AMTEK Electric Ltd
PP-2023-01447 | 2023-04-25 | 2965 VICTORIA DRIVE #3, Vancouver, BC | Plumbing Permit | Residential | New | Issued | Residential - SUMP-Storm and sanitary connections of new laneway home | Canstar Excavating & Landscaping Ltd
PP-2023-01392 | 2023-04-21 | 2965 VICTORIA DRIVE #3, Vancouver, BC | Plumbing Permit | Residential | New | Issued | Residential - This is new laneway house with 9 fixtures >BP: To construct a 2 storey laneway house building with and 1 open parking pad, having vehicular access from the 20' Lane. Note: This is a 1 ½ storey building pursuant to the Zoning & Development By-law. 1. Covenant not required with existing house 2. No Strata Titling permitted 3. No A/C Unit proposed 4. Entire building to be sprinklered 13D 5. Schedule B: (Md. Shahidul Alam) P.Eng (604.653.7475) Structural 6. Schedule B: (Md. Shahidul Alam) P.Eng (604.653.7475) Geotechnical 7. HPO: Residential Builder- (Metro-City Projects Inc.) | AKAL Plumbing & Heating Ltd
PP-2023-02398 | 2023-07-10 | 5942 CLARENDON STREET #3, Vancouver, BC | Plumbing Permit | Residential | New | Issued | Residential - Sump | Praxis Site Services Ltd
PP-2023-02205 | 2023-06-22 | 5942 CLARENDON STREET #3, Vancouver, BC | Plumbing Permit | Residential | New | Issued | Residential - Dwv , water pipe rough in and finishing >BP: To construct a 2 storey laneway house building ($174,855) with 1 open parking pad, providing a total of 1 parking spaces, having vehicular access from the 20' Lane. Note: This is a 1 ½ storey building pursuant to the Zoning & Development By-law. 1. Covenant not required with existing house 2. No Strata Titling permitted 3. No A/C Unit proposed 4. Entire building to be sprinklered 13D 5. Schedule B: (XUE LI CHEN) P.Eng (778.235.5447) Structural 6. Schedule B: (ZHAO GUAN) P.Eng (778.868.5635) Geotechnical 7. HPO: Residential Builder- Ho Kin Construction Ltd | JMC Plumbing & Heating Ltd
EP-2023-08781 | 2023-10-23 | 5942 CLARENDON STREET #3, Vancouver, BC | Electrical Permit | Residential | New | Issued | Installation / Repair - Residential - ¦ #3LWH- 200A ¦ new laneway house electrical installation : Service , lighting , power supply for cooking equipment , smoke detector , baseboard heaters. >BP: To construct a 2 storey laneway house building ($174,855) with 1 open parking pad, providing a total of 1 parking spaces, having vehicular access from the 20' Lane. Note: This is a 1 ½ storey building pursuant to the Zoning & Development By-law. 1. Covenant not required with existing house 2. No Strata Titling permitted 3. No A/C Unit proposed 4. Entire building to be sprinklered 13D 5. Schedule B: (XUE LI CHEN) P.Eng (778.235.5447) Structural 6. Schedule B: (ZHAO GUAN) P.Eng (778.868.5635) Geotechnical 7. HPO: Residential Builder- Ho Kin Construction Ltd NOTE: To achieve the required FSR. A floor space exclusion of 3% has been applied to this application as per section 11.24.18 of the district schedule, to accommodate improved building performance. ***This permit is issued under the VBBL 2019, with updated energy requirements as per bylaw # 12997 effective Jan 01, 2022.*** | Shuming Electric Ltd
EP-2023-10247 | 2023-11-15 | 5942 CLARENDON STREET #3, Vancouver, BC | Electrical Permit | Residential | New | Issued | Installation / Repair - Residential - Low Voltage, alarm, tel, data, cable >BP: To construct a 2 storey laneway house building ($174,855) with 1 open parking pad, providing a total of 1 parking spaces, having vehicular access from the 20' Lane. Note: This is a 1 ½ storey building pursuant to the Zoning & Development By-law. 1. Covenant not required with existing house 2. No Strata Titling permitted 3. No A/C Unit proposed 4. Entire building to be sprinklered 13D 5. Schedule B: (XUE LI CHEN) P.Eng (778.235.5447) Structural 6. Schedule B: (ZHAO GUAN) P.Eng (778.868.5635) Geotechnical 7. HPO: Residential Builder- Ho Kin Construction Ltd NOTE: To achieve the required FSR. A floor space exclusion of 3% has been applied to this application as per section 11.24.18 of the district schedule, to accommodate improved building performance. *EXISTING HOUSE* Note: Bldg 1 (principal bldg) addressed #1-5942 Clarendon St retained on site. ***This permit is issued under the VBBL 2019, with updated energy requirements as per bylaw # 12997 effective Jan 01, 2022.*** | Torrent Technologies Ltd
EP-2023-08046 | 2023-09-06 | 4017 W 18TH AVENUE #3, Vancouver, BC | Electrical Permit | Residential | New | Issued | Installation / Repair - Residential - Installation of Alarm, telephone, tv, doorbell, cctv. >BP: To construct a 1 storey laneway house building ($177,282.50) with no surface parking required (parking relaxed by DOP) from the rear 20' Lane. 1. Covenant not required with existing house 2. No Strata Titling permitted 3. No A/C Unit proposed 4. Entire building to be sprinklered 13D 5. Schedule B: (O. Wegner) P.Eng (604-579-0110) Structural 6. Schedule B: (P.K.L. Fong) P.Eng (604-837-3205) Geotechnical 7. HPO: Residential Builder- (Smallworks Studios and Laneway Housing Inc.) NOTE: To achieve the required FSR. A floor space exclusion of 3% has been applied to this application as per section 11.24.18 of the district schedule, to accommodate improved building performance. ***This permit is issued under the VBBL 2019, with updated energy requirements as per bylaw # 12997 effective Jan 01, 2022.*** | Best Built-In Centre Ltd
SP-2023-01517 | 2023-08-18 | 4017 W 18TH AVENUE #3, Vancouver, BC | Sprinkler Permit | Residential | New | Issued | Residential - new sprinkler system laneway -The entire building to be sprinklered to NFPA 13D >BP: To construct a 1 storey laneway house building ($177,282.50) with no surface parking required (parking relaxed by DOP) from the rear 20' Lane. 1. Covenant not required with existing house 2. No Strata Titling permitted 3. No A/C Unit proposed 4. Entire building to be sprinklered 13D 5. Schedule B: (O. Wegner) P.Eng (604-579-0110) Structural 6. Schedule B: (P.K.L. Fong) P.Eng (604-837-3205) Geotechnical 7. HPO: Residential Builder- (Smallworks Studios and Laneway Housing Inc.) ***This permit is issued under the VBBL 2019, with updated energy requirements as per bylaw # 12997 effective Jan 01, 2022.*** | Alco Fire Protection Ltd
MP-2023-01161 | 2023-06-22 | 4017 W 18TH AVENUE #3, Vancouver, BC | Mechanical Permit | NULL | NULL | Issued | NULL | Next Level Plumbing Ltd
PP-2023-02067 | 2023-06-12 | 4017 W 18TH AVENUE #3, Vancouver, BC | Plumbing Permit | Residential | New | Issued | Residential - LWH - #3 - New Laneway house >DB: To construct a 1 storey laneway house building with no surface parking required (parking relaxed by DOP) from the rear 20' Lane. 1. Covenant not required with existing house 2. No Strata Titling permitted 3. No A/C Unit proposed 4. Entire building to be sprinklered 13D | Next Level Plumbing Ltd
EP-2023-04943 | 2023-06-12 | 4017 W 18TH AVENUE #3, Vancouver, BC | Electrical Permit | Residential | New | Issued | Installation / Repair - Residential - New laneway house construction, move service from main house to laneway. New service 200 amp, 100 amp main house, 125 amp laneway >BP: To construct a 1 storey laneway house building ($177,282.50) with 1 open parking pad having vehicular access from the rear 20' Lane. 1. Covenant not required with existing house 2. No Strata Titling permitted 3. No A/C Unit proposed 4. Entire building to be sprinklered 13D 5. Schedule B: (O. Wegner) P.Eng (604-579-0110) Structural 6. Schedule B: (P.K.L. Fong) P.Eng (604-837-3205) Geotechnical 7. HPO: Residential Builder- (Smallworks Studios and Laneway Housing Inc.) NOTE: To achieve the required FSR. A floor space exclusion of 3% has been applied to this application as per section 11.24.18 of the district schedule, to accommodate improved building performance. *EXISTING HOUSE* Note: Bldg 1 (principal bldg) addressed #1-4017 W 18th Av retained on site. NOTE: Information regarding the principal building on the survey and site plan is for reference only. Any discrepancy between information regarding the principal building on the survey and/or site plan and approved permit drawings for the principal building are neither approved nor authorized under this laneway house permit. ***This permit is issued under the VBBL 2019, with updated energy requirements as per bylaw # 12997 effective Jan 01, 2022.*** | O J ELECTRIC LTD
PP-2023-01697 | 2023-05-15 | 4017 W 18TH AVENUE #3, Vancouver, BC | Plumbing Permit | Residential | New | Completed | Residential - Install one outside sump without pump | Octiscapes Site Services Ltd
PP-2023-02485 | 2023-07-13 | 545 E 46TH AVENUE #3, Vancouver, BC | Plumbing Permit | Residential | New | Issued | Residential - sumps | JBS Services Ltd
EP-2023-07867 | 2023-09-08 | 545 E 46TH AVENUE #3, Vancouver, BC | Electrical Permit | Residential | New | Issued | Installation / Repair - Residential - ¦ #3LWH- 400A ¦ New construction electrical for laneway *An approved mechanical permit is required for the installation of air conditioning or heat pump unit at the time of installation before an electrical inspection will be performed >BP: To construct a 2 storey laneway house building ($164,210) with 1 open parking pad, providing a total of 1 parking spaces, having vehicular access from the 20' Lane. Note: This is a 1 ½ storey building pursuant to the Zoning & Development By-law. 1. Covenant not required with existing house 2. No Strata Titling permitted 3. No A/C Unit proposed 4. Entire building to be sprinklered 13D 5. Schedule B: (Zhi Yi You) P.Eng (778.302.2155) Structural 6. Schedule B: (Zhi Yi You) P.Eng (778.302.2155) Geotechnical 7. HPO: Residential Builder- Aurora Custom Homes Ltd NOTE: To achieve the required FSR. A floor space exclusion of 3% has been applied to this application as per section 11.24.18 of the district schedule, to accommodate improved building performance. *EXISTING HOUSE* Note: Bldg 1 (principal bldg) addressed #1-545 E 46th Av retained on site. ***This permit is issued under the VBBL 2019, with updated energy requirements as per bylaw # 12997 effective Jan 01, 2022.***. | Spotlight Electrical Inc
SP-2023-02298 | 2023-12-20 | 545 E 46TH AVENUE #3, Vancouver, BC | Sprinkler Permit | Residential | New | Issued | Residential - New fire sprinkler installation >BP: To construct a 2 storey laneway house building with 1 open parking pad, providing a total of 1 parking spaces, having vehicular access from the 20' Lane. Note: This is a 1 ½ storey building pursuant to the Zoning & Development By-law. 1. Covenant not required with existing house 2. No Strata Titling permitted 3. No A/C Unit proposed 4. Entire building to be sprinklered 13D 5. Schedule B: (Zhi Yi You) P.Eng (778.302.2155) Structural 6. Schedule B: (Zhi Yi You) P.Eng (778.302.2155) Geotechnical 7. HPO: Residential Builder- Aurora Custom Homes Ltd | Spectrum Fire Protection Ltd
EP-2023-00458 | 2023-01-19 | 1415 LAKEWOOD DRIVE, Vancouver, BC | Electrical Permit | Residential | Renovation - Dwelling Unit(s) only | Expired | Temporary Power - Residential - To provide temporary power. | Valence Electrical Inc
EP-2023-03382 | 2023-04-18 | 4465 DUMFRIES STREET #3, Vancouver, BC V5N 3T4 | Electrical Permit | Residential | New | Issued | Temporary Power - Residential - To provide temporary power. | MSD Electrical Ltd.
SP-2024-00005 | 2024-01-03 | 4465 DUMFRIES STREET #3, Vancouver, BC V5N 3T4 | Sprinkler Permit | Residential | New | Issued | Residential - LWH WITH NEW SPRINKLER >BP: To construct a 2 storey laneway house building with 1 open parking pad, providing a total of 2 parking spaces, having vehicular access from the 20' Lane. Note: This is a 1 ½ storey building pursuant to the Zoning & Development By-law. 1. Covenant registered at the Land Title Office under CB170645 2. No Strata Titling permitted 3. No A/C Unit proposed 4. Schedule B: (Suhoon Bae) P.Eng (778-302-8224) Structural 5. Schedule B: (Tegbir Bajwa) P.Eng (778-995-2404) Geotechnical 6. HPO: Residential Builder- (Merit Homes) | BC Fire Sprinklers Ltd
PP-2023-03179 | 2023-09-08 | 4465 DUMFRIES STREET #3, Vancouver, BC V5N 3T4 | Plumbing Permit | Residential | New | Issued | Residential - Plumbing of lwh >BP: To construct a 2 storey laneway house building with 1 open parking pad, providing a total of 2 parking spaces, having vehicular access from the 20' Lane. Dec 6/23-AMEND to add one sanitary pump to this permit Note: This is a 1 ½ storey building pursuant to the Zoning & Development By-law. 1. Covenant registered at the Land Title Office under CB170645 2. No Strata Titling permitted 3. No A/C Unit proposed 4. Schedule B: (Suhoon Bae) P.Eng (778-302-8224) Structural 5. Schedule B: (Tegbir Bajwa) P.Eng (778-995-2404) Geotechnical 6. HPO: Residential Builder- (Merit Homes) | GOODWILL PLUMBING & HEATING LTD
EP-2023-09460 | 2023-11-30 | 4465 DUMFRIES STREET #3, Vancouver, BC V5N 3T4 | Electrical Permit | Residential | New | Issued | Installation / Repair - Residential - New construction **Amend 01/09/2024** Main house service size 200 main breaker >BP: To construct a 2 storey laneway house building ($224,755.00) with 1 open parking pad, providing a total of 2 parking spaces, having vehicular access from the 20' Lane. Note: This is a 1 ½ storey building pursuant to the Zoning & Development By-law. 1. Covenant registered at the Land Title Office under CB170645 2. No Strata Titling permitted 3. No A/C Unit proposed 4. Schedule B: (Suhoon Bae) P.Eng (778-302-8224) Structural 5. Schedule B: (Tegbir Bajwa) P.Eng (778-995-2404) Geotechnical 6. HPO: Residential Builder- (Merit Homes) NOTE: To achieve the required FSR. A floor space exclusion of 3% has been applied to this application as per section 11.24.18 of the district schedule, to accommodate improved building performance. *NEW HOUSE* Note: See DB-2022-00741 for Bldg 1 on site (principal bldg). **THIS PERMIT HAS BEEN ISSUED UNDER THE REQUIREMENTS OF VBBL #12511 (2019) ** | MSD Electrical Ltd.
PP-2023-01267 | 2023-04-12 | 2139 SCARBORO AVENUE #3, Vancouver, BC V5P 2L2 | Plumbing Permit | Residential | New | Completed | Residential - LWH - #3 - running dwv and water line and finishing >DB: To construct a 2 storey laneway house building 1 parking space, having vehicular access from the 20' Lane. Note: This is a 1 ½ storey building pursuant to the Zoning & Development By-law. 1. Covenant not required with existing house 2. No Strata Titling permitted 3. No A/C unit Proposed 4. Entire building to be sprinklered 13D | CRESCENT PLUMBING HEATING & DRAINAGE LTD
PP-2023-00415 | 2023-02-07 | 2139 SCARBORO AVENUE #3, Vancouver, BC V5P 2L2 | Plumbing Permit | Residential | New | Completed | Residential - LWH - #3 - Install storm sump for new Laneway home | CANLAND EXCAVATING LTD.
EP-2023-06149 | 2023-07-10 | 2139 SCARBORO AVENUE #3, Vancouver, BC V5P 2L2 | Electrical Permit | Residential | New | Issued | Installation / Repair - Residential - Installation of extra low voltage. Data, TV, Voice cable, Alarm prewire, Door bell. >BP: >BP: To construct a 2 storey laneway house building ($231,177.50) 1 parking space, having vehicular access from the 20' Lane. Note: This is a 1 ½ storey building pursuant to the Zoning & Development By-law. 1. Covenant not required with existing house 2. No Strata Titling permitted 3. No A/C unit Proposed 4. Entire building to be sprinklered 13D 5. Schedule B: (Alan Prahalad) P.Eng (604.831.1431) Structural 6. Schedule B: (Alan Prahalad) P.Eng (604.831.1431) Geotechnical 7. HPO: Residential Builder- (Artius Developments Inc) | SECUTECH DEVELOPMENT LTD.
EP-2023-05594 | 2023-07-06 | 2139 SCARBORO AVENUE #3, Vancouver, BC V5P 2L2 | Electrical Permit | Residential | New | Issued | Installation / Repair - Residential - ¦ LWH#3/ 200A ¦ 200 amp main service 125 amp for house 100 amp for lwh all wiring and finishing >Permit Amendment Oct 26, 2023 -"Need to amend main service 200 amp. 150 amp for main house 100 amp for lwh" -"Load cal upload" *Document(s) uploaded to "Application Documents" tab for Electrical Inspector review. Documents are at pending status at time of permit amendment approval >BP: To construct a 2 storey laneway house building ($231,177.50) 1 parking space, having vehicular access from the 20' Lane. Note: This is a 1 ½ storey building pursuant to the Zoning & Development By-law. 1. Covenant not required with existing house 2. No Strata Titling permitted 3. No A/C unit Proposed 4. Entire building to be sprinklered 13D 5. Schedule B: (Alan Prahalad) P.Eng (604.831.1431) Structural 6. Schedule B: (Alan Prahalad) P.Eng (604.831.1431) Geotechnical 7. HPO: Residential Builder- (Artius Developments Inc) | H.L. ELECTRICAL LTD
SP-2023-01143 | 2023-06-27 | 2139 SCARBORO AVENUE #3, Vancouver, BC V5P 2L2 | Sprinkler Permit | Residential | New | Issued | Residential - LWH - #3 - New sprinkler system >DB: To construct a 2 storey laneway house building 1 parking space, having vehicular access from the 20' Lane. Note: This is a 1 ½ storey building pursuant to the Zoning & Development By-law. 1. Covenant not required with existing house 2. No Strata Titling permitted 3. No A/C unit Proposed 4. Entire building to be sprinklered 13D **THIS PERMIT HAS BEEN ISSUED UNDER THE REQUIREMENTS OF VBBL #12511 (2019) ** | Haven Fire Protection Ltd
SP-2023-01151 | 2023-06-27 | 6386 BUTLER STREET #3, Vancouver, BC V5S 3K7 | Sprinkler Permit | Residential | New | Completed | Residential - New fire sprinkler installation >BP: To construct a 2 storey laneway house building with 1 open parking pad, providing a total of 1 parking spaces, having vehicular access from the 20' Lane. Note: This is a 1 ½ storey building pursuant to the Zoning & Development By-law. 1. Covenant not required with existing house 2. No Strata Titling permitted 3. No A/C Unit proposed 4. Entire building to be sprinklered 13D 5. Schedule B: (Md. Shahidul Alam) P.Eng (604.653.7475) Structural 6. Schedule B: (Md. Shahidul Alam) P.Eng (604.653.7475)Geotechnical 7. HPO: Residential Builder- Sona Development Ltd | Spectrum Fire Protection Ltd
PP-2023-01612 | 2023-05-08 | 6386 BUTLER STREET #3, Vancouver, BC V5S 3K7 | Plumbing Permit | Residential | New | Completed | Residential - LWH - #3 - plumbing lwh >DB: To construct a 2 storey laneway house building with 1 open parking pad, providing a total of 1 parking spaces, having vehicular access from the 20' Lane. Note: This is a 1 ½ storey building pursuant to the Zoning & Development By-law. 1. Covenant not required with existing house 2. No Strata Titling permitted 3. No A/C Unit proposed 4. Entire building to be sprinklered 13D | Avion Mechanical Ltd
EP-2023-05021 | 2023-06-06 | 6386 BUTLER STREET #3, Vancouver, BC V5S 3K7 | Electrical Permit | Residential | New | Completed | Installation / Repair - Residential - LV wiring for tv, telephone, security alarm prewire and complete. >BP: To construct a 2 storey laneway house building ($225,992.5) with 1 open parking pad, providing a total of 1 parking spaces, having vehicular access from the 20' Lane. Note: This is a 1 ½ storey building pursuant to the Zoning & Development By-law. 1. Covenant not required with existing house 2. No Strata Titling permitted 3. No A/C Unit proposed 4. Entire building to be sprinklered 13D 5. Schedule B: (Md. Shahidul Alam) P.Eng (604.653.7475) Structural 6. Schedule B: (Md. Shahidul Alam) P.Eng (604.653.7475)Geotechnical 7. HPO: Residential Builder- Sona Development Ltd NOTE: To achieve the required FSR. A floor space exclusion of 3% has been applied to this application as per section 11.24.18 of the district schedule, to accommodate improved building performance. NOTE: Information regarding the principal building on the survey and site plan is for reference only. Any discrepancy between information regarding the principal building on the survey and/or site plan and approved permit drawings for the principal building are neither approved nor authorized under this laneway house permit. *EXISTING HOUSE* Note: Bldg 1 (principal bldg) addressed #1-6386 Butler St retained on site. ***This permit is issued under the VBBL 2019, with updated energy requirements as per bylaw # 12997 effective Jan 01, 2022.***. | Tvisha Technologies Ltd
EP-2023-04712 | 2023-06-04 | 6386 BUTLER STREET #3, Vancouver, BC V5S 3K7 | Electrical Permit | Residential | New | Completed | Installation / Repair - Residential - Laneway wiring and service >BP: To construct a 2 storey laneway house building ($225,992.5) with 1 open parking pad, providing a total of 1 parking spaces, having vehicular access from the 20' Lane. Note: This is a 1 ½ storey building pursuant to the Zoning & Development By-law. 1. Covenant not required with existing house 2. No Strata Titling permitted 3. No A/C Unit proposed 4. Entire building to be sprinklered 13D 5. Schedule B: (Md. Shahidul Alam) P.Eng (604.653.7475) Structural 6. Schedule B: (Md. Shahidul Alam) P.Eng (604.653.7475)Geotechnical 7. HPO: Residential Builder- Sona Development Ltd NOTE: To achieve the required FSR. A floor space exclusion of 3% has been applied to this application as per section 11.24.18 of the district schedule, to accommodate improved building performance. NOTE: Information regarding the principal building on the survey and site plan is for reference only. Any discrepancy between information regarding the principal building on the survey and/or site plan and approved permit drawings for the principal building are neither approved nor authorized under this laneway house permit. *EXISTING HOUSE* Note: Bldg 1 (principal bldg) addressed #1-6386 Butler St retained on site. ***This permit is issued under the VBBL 2019, with updated energy requirements as per bylaw # 12997 effective Jan 01, 2022.***. Amend: Sept 26, 2023 change 200 amp to 100 amp.Laneway needs 100 amp and house needs 150 amp.. | ALPHA ONE ELECTRIC LTD
PP-2023-01010 | 2023-03-23 | 6386 BUTLER STREET #3, Vancouver, BC V5S 3K7 | Plumbing Permit | Residential | New | Completed | Residential - No sump piping only >BP: To construct a 2 storey laneway house building with 1 open parking pad, providing a total of 1 parking spaces, having vehicular access from the 20' Lane. Note: This is a 1 ½ storey building pursuant to the Zoning & Development By-law. 1. Covenant not required with existing house 2. No Strata Titling permitted 3. No A/C Unit proposed 4. Entire building to be sprinklered 13D 5. Schedule B: (Md. Shahidul Alam) P.Eng (604.653.7475) Structural 6. Schedule B: (Md. Shahidul Alam) P.Eng (604.653.7475)Geotechnical 7. HPO: Residential Builder- Sona Development Ltd | Bhullar Excavating and Demolition
EP-2023-04994 | 2023-06-23 | 2495 W 36TH AVENUE, Vancouver, BC | Electrical Permit | Residential | New | Issued | Installation / Repair - Residential - Single Detached House new construction, complete house wiring with new service *An approved mechanical permit is required for the installation of air conditioning or heat pump unit at the time of installation before an electrical inspection will be performed >BP: To construct a 2 storey single detached house design to Net Zero standards with a secondary suite located in basement with a detached accessory building (garage) , at the rear providing 4 parking spaces, having vehicular access from the lane. Note: This is a 2 storey building pursuant to the Zoning and Development By-Law ******THIS PERMIT HAS BEEN ISSUED UNDER THE REQUIREMENTS OF VBBL 2019****** ***This permit is issued under the VBBL 2019, with updated energy requirements as per bylaw # 12997 effective Jan 01, 2022.*** The entire building to be sprinklered to NFPA 13D. 1. Covenant registered at the Land Title Office under CB491195 2. No strata titling permitted 3. A/C unit located in rear yard 4. Bar sink located in cellar rec room 5. Schedule A Sunil Bhanot P.Eng (604-575-8220) 6. Schedule B Sunil Bhanot P.Eng (604-575-8220) Architectural 7. Schedule B Yongkang Deng P.Eng (604-505-6816) Architectural, Structural & Geotechnical 8. Schedule B Gongzuo Zhou P.Eng (604-838-2586) Geotechnical 9. Schedule D Sunil Bhanot P.Eng (604-575-8220) 10. BC Housing QKD Construction Ltd As shown on the building permit floor plans and/or elevations, exit protection is required to be provided in accordance with Articles 9.9.4.4., 9.9.4.6., and/or 9.37.2.8. of the 2019 VBBL. | Optimal Electrical Ltd
NULL | NULL | 2495 W 36TH AVENUE, Vancouver, BC | Plumbing Permit | Residential | New | Withdrawn | Residential - Installation of Sumps in front and back yard | J B Siteworks Inc
PP-2023-02024 | 2023-06-08 | 2495 W 36TH AVENUE, Vancouver, BC | Plumbing Permit | Residential | New | Issued | Residential - Sump installation NOTE: Engineering Assurance letter will be submitted to the Plumbing Inspector on the site. Letter shall conform to the requirements of Vancouver Bulletin 2000-008-EL/PL. | J B Siteworks Inc
MP-2023-01853 | 2023-10-16 | 2495 W 36TH AVENUE, Vancouver, BC | Mechanical Permit | NULL | NULL | Issued | NULL | Lumi HVAC Ltd
EP-2023-08890 | 2023-10-03 | 2495 W 36TH AVENUE, Vancouver, BC | Electrical Permit | Residential | New | Issued | Installation / Repair - Residential - Installation of alarm, CCTV, Tel, TV, Data, intercom, music. >BP: To construct a 2 storey single detached house design to Net Zero standards with a secondary suite located in basement with a detached accessory building (garage) , at the rear providing 4 parking spaces, having vehicular access from the lane. Note: This is a 2 storey building pursuant to the Zoning and Development By-Law ******THIS PERMIT HAS BEEN ISSUED UNDER THE REQUIREMENTS OF VBBL 2019****** ***This permit is issued under the VBBL 2019, with updated energy requirements as per bylaw # 12997 effective Jan 01, 2022.*** The entire building to be sprinklered to NFPA 13D. 1. Covenant registered at the Land Title Office under CB491195 2. No strata titling permitted 3. A/C unit located in rear yard 4. Bar sink located in cellar rec room 5. Schedule A Sunil Bhanot P.Eng (604-575-8220) 6. Schedule B Sunil Bhanot P.Eng (604-575-8220) Architectural 7. Schedule B Yongkang Deng P.Eng (604-505-6816) Architectural, Structural & Geotechnical 8. Schedule B Gongzuo Zhou P.Eng (604-838-2586) Geotechnical 9. Schedule D Sunil Bhanot P.Eng (604-575-8220) 10. BC Housing QKD Construction Ltd As shown on the building permit floor plans and/or elevations, exit protection is required to be provided in accordance with Articles 9.9.4.4., 9.9.4.6., and/or 9.37.2.8. of the 2019 VBBL. | AIGO TECHNOLOGY INC
GP-2023-02712 | 2023-09-15 | 2495 W 36TH AVENUE, Vancouver, BC | Gas Permit | Residential | New | Issued | Residential - This is a new house with 4 fixtur2 Ranges, 1 BBQ & 1 Fireplace >BP: To construct a 2 storey single detached house design to Net Zero standards with a secondary suite located in basement with a detached accessory building (garage) , at the rear providing 4 parking spaces, having vehicular access from the lane | AKAL Plumbing & Heating Ltd
EP-2023-07827 | 2023-08-29 | 2495 W 36TH AVENUE, Vancouver, BC | Electrical Permit | Residential | New | Issued | Installation / Repair - Residential - Installation of solar PV system: 41 PV solar panels on a sloped roof, installation of PV panels to be included by the building permit. DB: To construct a 2 storey single detached house design to Net Zero standards with a secondary suite located in basement with a detached accessory building (garage) , at the rear providing 4 parking spaces, having vehicular access from the lane. Note: This is a 2 storey building pursuant to the Zoning and Development By-Law ******THIS PERMIT HAS BEEN ISSUED UNDER THE REQUIREMENTS OF VBBL 2019****** ***This permit is issued under the VBBL 2019, with updated energy requirements as per bylaw # 12997 effective Jan 01, 2022.*** The entire building to be sprinklered to NFPA 13D. 1. Covenant registered at the Land Title Office under CB491195 2. No strata titling permitted 3. A/C unit located in rear yard 4. Bar sink located in cellar rec room 5. Schedule A Sunil Bhanot P.Eng (604-575-8220) 6. Schedule B Sunil Bhanot P.Eng (604-575-8220) Architectural 7. Schedule B Yongkang Deng P.Eng (604-505-6816) Architectural, Structural & Geotechnical 8. Schedule B Gongzuo Zhou P.Eng (604-838-2586) Geotechnical 9. Schedule D Sunil Bhanot P.Eng (604-575-8220) 10. BC Housing QKD Construction Ltd As shown on the building permit floor plans and/or elevations, exit protection is required to be provided in accordance with Articles 9.9.4.4., 9.9.4.6., and/or 9.37.2.8. of the 2019 VBBL. | Penfolds Roofing Inc.
SP-2023-01587 | 2023-08-31 | 2495 W 36TH AVENUE, Vancouver, BC | Sprinkler Permit | Residential | New | Issued | Residential - installation of a new fire sprinkler system >BP: To construct a 2 storey single detached house design to Net Zero standards with a secondary suite located in basement with a detached accessory building (garage) , at the rear providing 4 parking spaces, having vehicular access from the lane. Note: This is a 2 storey building pursuant to the Zoning and Development By-Law ******THIS PERMIT HAS BEEN ISSUED UNDER THE REQUIREMENTS OF VBBL 2019****** ***This permit is issued under the VBBL 2019, with updated energy requirements as per bylaw # 12997 effective Jan 01, 2022.*** The entire building to be sprinklered to NFPA 13D. | CENTRE LINE FIRE SPRINKLERS LTD
MP-2023-02022 | 2023-11-11 | 3106 WELLINGTON AVENUE, Vancouver, BC | Mechanical Permit | NULL | NULL | Issued | NULL | Lally Plumbing & Heating Ltd
PP-2023-03837 | 2023-11-01 | 3106 WELLINGTON AVENUE, Vancouver, BC | Plumbing Permit | Residential | New | Issued | Residential - Plumbing >BP: To construct a 2 storey single detached house with a secondary suite located in the Basement with a detached accessory building (garage), at the rear providing 1 parking spaces, having vehicular access from the lane. 1. Covenant registered at the Land Title Office under CB303345 2. No Strata Titling permitted 3. No external mechanical unit proposed 4. Bar sink located in Basement 5. Schedule B: (B.S. Sidhu) P.Eng (604.339.0034) Structural & Geotechnical 6. HPO: Residential Builder - NRB Contracting Ltd | Lally Plumbing & Heating Ltd
EP-2024-00204 | 2024-01-18 | 3106 WELLINGTON AVENUE, Vancouver, BC | Electrical Permit | Residential | New | Issued | Installation / Repair - Residential - ¦ 1FD + 1SS: 200A ¦ New Single family dwelling with secondary suite and detached garage *An approved mechanical permit is required for the installation of air conditioning or heat pump unit before a final electrical inspection will be performed DB-2022-03655: To construct a 2 storey single detached house with a secondary suite located in the Basement with a detached accessory building (garage) at the rear providing 1 parking spaces, having vehicular access from the lane. 1. Covenant registered at the Land Title Office under CB303345 2. No Strata Titling permitted 3. No external mechanical unit proposed 4. Bar sink located in Basement 5. Schedule B: (B.S. Sidhu) P.Eng (604.339.0034) Structural & Geotechnical 6. HPO: Residential Builder - NRB Contracting Ltd | AMPLE ELECTRICAL LTD.
SP-2023-02186 | 2023-12-06 | 3106 WELLINGTON AVENUE, Vancouver, BC | Sprinkler Permit | Residential | New | Issued | Residential - Install Sprinkler Heads >BP: To construct a 2 storey single detached house with a secondary suite located in the Basement with a detached accessory building (garage) , at the rear providing 1 parking spaces, having vehicular access from the lane. 1. Covenant registered at the Land Title Office under CB303345 2. No Strata Titling permitted 3. No external mechanical unit proposed 4. Bar sink located in Basement 5. Schedule B: (B.S. Sidhu) P.Eng (604.339.0034) Structural & Geotechnical 6. HPO: Residential Builder - NRB Contracting Ltd | RAHELU PLUMBING & HEATING LTD.
EP-2023-04365 | 2023-05-18 | 3106 WELLINGTON AVENUE, Vancouver, BC | Electrical Permit | Residential | New | Issued | Temporary Power - Residential - To provide temporary power. NOTE: Work authorized by this permit is for placement of a temporary power pole only and does not authorize any site construction and/or excavation. A separate Building Permit will be required prior to commencement of any other work on this site. | Five K Electric Ltd
PP-2023-02735 | 2023-08-01 | 3106 WELLINGTON AVENUE, Vancouver, BC | Plumbing Permit | Residential | New | Issued | Residential - one outside storm sump Aug 28/2023-AMEND Address change to 4516 Moss St, Vancouver BC V55 3T1 ***Primary address is 3106 Wellington Ave 1 storm sump no pump | PTL Contracting Ltd
SP-2023-01204 | 2023-07-06 | 4743 SLOCAN STREET #3, Vancouver, BC | Sprinkler Permit | Residential | New | Issued | Residential - Install sprinklers in LWH The entire building to be sprinklered to NFPA 13D >BP: To construct a 2 storey laneway house building ($135,000) with 1 open parking pad, providing a total of 1 parking spaces, having vehicular access from the 20' Lane. Note: This is a 1 ½ storey building pursuant to the Zoning & Development By-law. 1. Covenant not required with existing house 2. No A/C Unit proposed 3. Entire building to be sprinklered 13D 4. Schedule B: (M.S. Alam) P.Eng (604.653.7475) Structural 5. Schedule B: (M.S. Alam) P.Eng (604.653.7475) Geotechnical 6. HPO: Residential Builder- Metro-City Projects Inc. NOTE: To achieve the required FSR. A floor space exclusion of 3% has been applied to this application as per section 11.24.18 of the district schedule, to accommodate improved building performance. | Gold Key Fire Protection Ltd
EP-2023-05336 | 2023-06-28 | 4743 SLOCAN STREET #3, Vancouver, BC | Electrical Permit | Residential | New | Issued | Installation / Repair - Residential - Laneway House rough in and Finish Wiring. Main Service 200 A. Main House switch 100 A. Laneway Switch 100 A. Car Charging and BB heater in Laneway. Extra Low voltage rough in woring >BP: To construct a 2 storey laneway house building ($135,000) with 1 open parking pad, providing a total of 1 parking spaces, having vehicular access from the 20' Lane. Note: This is a 1 ½ storey building pursuant to the Zoning & Development By-law. 1. Covenant not required with existing house 2. No A/C Unit proposed 3. Entire building to be sprinklered 13D 4. Schedule B: (M.S. Alam) P.Eng (604.653.7475) Structural 5. Schedule B: (M.S. Alam) P.Eng (604.653.7475) Geotechnical 6. HPO: Residential Builder- Metro-City Projects Inc. NOTE: To achieve the required FSR. A floor space exclusion of 3% has been applied to this application as per section 11.24.18 of the district schedule, to accommodate improved building performance. ***This permit is issued under the VBBL 2019, with updated energy requirements as per bylaw # 12997 effective Jan 01, 2022.*** | AMTEK Electric Ltd
PP-2023-01143 | 2023-04-03 | 4743 SLOCAN STREET #3, Vancouver, BC | Plumbing Permit | Residential | New | Issued | Residential - LWH - #3 - Sump and sanitary connections for new laneway home | Canstar Excavating & Landscaping Ltd
PP-2023-01207 | 2023-04-06 | 4743 SLOCAN STREET #3, Vancouver, BC | Plumbing Permit | Residential | New | Issued | Residential - LWH - #3 - This is new laneway house with 9 fixtures. >DB: To construct a 2 storey laneway house building with 1 open parking pad, providing a total of 1 parking spaces, having vehicular access from the 20' Lane. Note: This is a 1 ½ storey building pursuant to the Zoning & Development By-law. 1. Covenant not required with existing house 2. No A/C Unit proposed 3. Entire building to be sprinklered 13D | AKAL Plumbing & Heating Ltd
SP-2023-00786 | 2023-06-14 | 4882 MAIN STREET, Vancouver, BC V5V 3R8 | Sprinkler Permit | Commercial | Tenant Improvement | Completed | Commercial - For sprinkler system alterations to the 2019 VBBL and NFPA 13, 2013 for the tenant improvements to provide interior and exterior alterations to demise the Grocery/Drug Store (Group E) at 4898 Main St (strata lot 1) into 4 units, change the use of three units (4888, 4892 and 4898 Main St) to retail store shell spaces (Group E), provide exterior alterations to setback the part of the storefornt panels by 4", and add new entrance door for each suite. Engineer of Record: Satwinder Singh 604-564-6800 sat@tagengineering.ca | General Sprinkler Systems Ltd
SP-2023-02094 | NULL | 4882 MAIN STREET, Vancouver, BC V5V 3R8 | Sprinkler Permit | Commercial | Tenant Improvement | In Review | Commercial - relocate sprinkler heads >BP: Change of Major Occupancy and use from Grocery/Drug store (Group E) to Health Care Office (Group D) with ancillary Small-Scale Pharmacy (Group E) for this suite at 4882 Main St, and provide interior alterations to this owner-occupied suite on the ground floor of this existing 4-storey commercial/residential building. | General Sprinkler Systems Ltd
EP-2023-09686 | 2023-11-06 | 4882 MAIN STREET, Vancouver, BC V5V 3R8 | Electrical Permit | Commercial | Tenant Improvement | Issued | Installation / Repair - Commercial - wiring for Doctors office and pharmacy. Receptacles, lighting, emergency lighting, fire alarm and data wiring. CEC SECTION 24 APPLIES >BP: Change of Major Occupancy and use from Grocery/Drug store (Group E) to Health Care Office (Group D) with ancillary Small-Scale Pharmacy (Group E) for this suite at 4882 Main St, and provide interior alterations to this owner-occupied suite on the ground floor of this existing 4-storey commercial/residential building. Note: - Landlord demising work for 4898 Main St (Primary address changed to 4882 Main St after demised) is under permit BP-2022-04769. *** Reviewed under the VBBL 2019 *** | Ankor Electrical Ltd.
PP-2023-03659 | 2023-10-20 | 4882 MAIN STREET, Vancouver, BC V5V 3R8 | Plumbing Permit | Commercial | Addition | Issued | Commercial - Plumbing >BP: Change of Major Occupancy and use from Grocery/Drug store (Group E) to Health Care Office (Group D) with ancillary Small-Scale Pharmacy (Group E) for this suite at 4882 Main St, and provide interior alterations to this owner-occupied suite on the ground floor of this existing 4-storey commercial/residential building. Note: - Landlord demising work for 4898 Main St (Primary address changed to 4882 Main St after demised) is under permit BP-2022-04769. *** Reviewed under the VBBL 2019 *** | KHAIRA BROS PLUMBING & HEATING LTD
EP-2023-06888 | 2023-08-11 | 4888 MAIN STREET, Vancouver, BC V5V 3R8 | Electrical Permit | Commercial | Tenant Improvement | Completed | Installation / Repair - Commercial - Installation of Lighting, Wall receptacles, fire alarm, EM lighting. >BP: CRU#3 Interior alterations and a change of use from Retail Shell to Fitness Center (low occupancy load) in this existing 4-storey commercial/residential building on this site. Scope of work: construct new partitions walls, ceilings, electrical, plumbing and sprinkler work. TENANT: Bar Method Ok for Field Review as per K. Kang - April 13, 2023 Energy checklist is currently no longer required with your Building Permit application. Some supporting documents are still required at BP stage, specifically Envelope and HVAC, if applicable. Service Water Heating and Lighting supporting documents, if applicable, must be submitted with your related trade’s permits (e.g. electrical and plumbing). Building is sprinklered, a separate sprinkler permit is required for all related work. Letters of Assurance submitted by: Schedule B- Mech./Plumbing/ Fire Suppression System - Satwinder Pal Singh P. Eng. - 604-564-6800 Schedule B- Electrical - Gary Jatana P. Eng. - 604-593-1446 | Ankor Electrical Ltd.
SP-2023-01302 | 2023-07-19 | 4888 MAIN STREET, Vancouver, BC V5V 3R8 | Sprinkler Permit | Commercial | Renovation | Completed | Commercial - tenant improvement >BP: CRU#3 Interior alterations and a change of use from Retail Shell to Fitness Center (low occupancy load) in this existing 4-storey commercial/residential building on this site. Scope of work: construct new partitions walls, ceilings, electrical, plumbing and sprinkler work. *****This application does not include any of the following: 1. Not more than 20 sprinklers (add, relocate, or remove), 2. hydraulic calculations, 3. change in occupancy and /or hazard classification, 4. warehouse storage arrangements, 5. mobile compact storage arrangements, 6. alternative solutions, 7. changes to the sprinkler system supply piping (e.g. valves, mains, cross-mains, branch-lines, etc.), or 8. flexible sprinkler pipe. | General Sprinkler Systems Ltd
SP-2023-01870 | 2023-10-11 | 4892 MAIN STREET, Vancouver, BC V5V 3R8 | Sprinkler Permit | Commercial | Tenant Improvement | Issued | Commercial - sprinklers to suit new layout >BP: Interior Alterations and Change of Major Occupancy/Use from Retail - Shell (Group E) to Restaurant - Class 1 (Low Occupant Load Group A2, to be classified as Group D) with subsidiary child play area for the new tenant, Playscape, in this suite on the ground floor of the 4-storey mixed-use building. Building Review Notes: - Maximum Occupant Load can not exceed 30 persons to be classified as Group D as per 3.1.2.6, Division B of VBBL. - A permanent sign, with lettering not less than 50 mm high with a 12 mm stroke, indicating the lesser of the occupant load for the suite or 30 persons, shall be posted in a conspicuous location near the suite’s principal entrance. Mechanical Review Notes: 1. Class 5 Cooking Operations (No Hood): 2. Appliances are less than or equal to 6 kW (Cooking procedures producing significant grease laden vapours, or significant heat or steam are not permitted). *** Reviewed under the VBBL 2019 *** | General Sprinkler Systems Ltd
PP-2023-03781 | 2023-10-31 | 4892 MAIN STREET, Vancouver, BC V5V 3R8 | Plumbing Permit | Commercial | New | Issued | Commercial - Plumbing >DB: Interior Alterations and Change of Major Occupancy/Use from Retail - Shell (Group E) to Restaurant - Class 1 (Low Occupant Load Group A2, to be classified as Group D) with subsidiary child play area for the new tenant, Playscape, in this suite on the ground floor of the 4-storey mixed-use building. | KHAIRA BROS PLUMBING & HEATING LTD
EP-2023-08941 | 2023-10-05 | 4892 MAIN STREET, Vancouver, BC V5V 3R8 | Electrical Permit | Commercial | Tenant Improvement | Issued | Installation / Repair - Commercial - Installation of wall receptacles, lighting, fire alarm devices, emergency light, low voltage wiring. >BP: Interior Alterations and Change of Major Occupancy/Use from Retail - Shell (Group E) to Restaurant - Class 1 (Low Occupant Load Group A2, to be classified as Group D) with subsidiary child play area for the new tenant, Playscape, in this suite on the ground floor of the 4-storey mixed-use building. Building Review Notes: - Maximum Occupant Load can not exceed 30 persons to be classified as Group D as per 3.1.2.6, Division B of VBBL. - A permanent sign, with lettering not less than 50 mm high with a 12 mm stroke, indicating the lesser of the occupant load for the suite or 30 persons, shall be posted in a conspicuous location near the suite’s principal entrance. Mechanical Review Notes: 1. Class 5 Cooking Operations (No Hood): 2. Appliances are less than or equal to 6 kW (Cooking procedures producing significant grease laden vapours, or significant heat or steam are not permitted). *** Reviewed under the VBBL 2019 *** | Ankor Electrical Ltd.
SP-2023-01196 | NULL | 8690 BARNARD STREET, Vancouver, BC | Sprinkler Permit | Commercial | New | Applicant Revisions | Commercial - Intraurban Southlands Building 1 (North) >BP: 8680 Barnard Street The building located at 8680 Barnard Street and is a 2-storey industrial building with 7 manufacturing units. This project does not contain any underground parking. | GPM FIRE PROTECTION
SP-2023-01199 | NULL | 8690 BARNARD STREET, Vancouver, BC | Sprinkler Permit | Commercial | New | Applicant Revisions | Commercial - Intraurban Southlands Building 3 (South) >BP: 8710 Barnard Street The building located at 8710 Barnard Street and is a 2-storey industrial building with 8 manufacturing units. This project does not contain any underground parking. | GPM FIRE PROTECTION
SP-2023-01198 | NULL | 8690 BARNARD STREET, Vancouver, BC | Sprinkler Permit | Commercial | New | Applicant Revisions | Commercial - Intraurban Southlands Building 2 (Middle) >BP: 8690 Barnard Street To construct a 3-storey industrial building with 17 manufacturing units. This project does not contain any underground parking. This permit also include site civil work and excavation/ shoring. | GPM FIRE PROTECTION
PP-2023-02781 | 2023-08-04 | 1675 W 59TH AVENUE #3, Vancouver, BC V6P 1Z3 | Plumbing Permit | Residential | New | Issued | Residential - LWH - Install new connection and sump | Apollo Excavating & Civil Works Ltd.
PP-2023-02601 | 2023-07-21 | 1675 W 59TH AVENUE #3, Vancouver, BC V6P 1Z3 | Plumbing Permit | Residential | New | Completed | Residential - LWH - #3 - Laneway house DWV ,WATER PIPE ROUGH IN AND FINISHING >DB: To construct a 2 storey laneway house building with an attached garage and 1 open parking pad, providing a total of 2 parking spaces, having vehicular access from the lane. Note: This is a 1 ½ storey building pursuant to the Zoning & Development By-law Note: Bldg 1 (principal bldg) addressed 1675 W 59TH Ave retained on site. 1. Covenant not required with existing house 2. No Strata Titling permitted 3. No A/C unit proposed ***This permit is issued under the VBBL 2019, with updated energy requirements as per bylaw # 12997 effective Jan 01, 2022.*** | JMC Plumbing & Heating Ltd
EP-2023-02296 | 2023-03-17 | 1675 W 59TH AVENUE #3, Vancouver, BC V6P 1Z3 | Electrical Permit | Residential | New | Issued | Temporary Power - Residential - To provide temporary power. | Vanflow Electrical Ltd
EP-2023-08551 | 2023-09-29 | 1675 W 59TH AVENUE #3, Vancouver, BC V6P 1Z3 | Electrical Permit | Residential | New | Completed | Installation / Repair - Residential - ¦ #3LWH- 200A ¦ This construction is for building a new Laneway house. Wirings and installations throughout the new LWH(not including extra low voltage work) >BP: To construct a 2 storey laneway house building ($261,000) with an attached garage and 1 open parking pad, providing a total of 2 parking spaces, having vehicular access from the lane. Note: This is a 1 ½ storey building pursuant to the Zoning & Development By-law Note: Bldg 1 (principal bldg) addressed 1675 W 59TH Ave retained on site. 1. Covenant not required with existing house 2. No Strata Titling permitted 3. No A/C unit proposed 4. Schedule B: Zhi Yi You P.Eng (778.302.2155) Structural & Geotechnical 5. HPO: Residential Builder- Antaios COnstruction and Development Ltd. ***This permit is issued under the VBBL 2019, with updated energy requirements as per bylaw # 12997 effective Jan 01, 2022.*** | Vanflow Electrical Ltd
SP-2023-01721 | 2023-09-19 | 1675 W 59TH AVENUE #3, Vancouver, BC V6P 1Z3 | Sprinkler Permit | Residential | New | Issued | Residential - LWH - #3 - new fire sprinkler system installation >DB: To construct a 2 storey laneway house building with an attached garage and 1 open parking pad, providing a total of 2 parking spaces, having vehicular access from the lane. Note: This is a 1 ½ storey building pursuant to the Zoning & Development By-law Note: Bldg 1 (principal bldg) addressed 1675 W 59TH Ave retained on site. 1. Covenant not required with existing house 2. No Strata Titling permitted 3. No A/C unit proposed ***This permit is issued under the VBBL 2019, with updated energy requirements as per bylaw # 12997 effective Jan 01, 2022.* | Spectrum Fire Protection Ltd
EP-2023-08275 | 2023-09-14 | 1675 W 59TH AVENUE #3, Vancouver, BC V6P 1Z3 | Electrical Permit | Residential | New | Completed | Installation / Repair - Residential - Low-voltage system ( CCTV cameras, security alarm, networking pre-wiring and installation). >BP: To construct a 2 storey laneway house building ($261,000) with an attached garage and 1 open parking pad, providing a total of 2 parking spaces, having vehicular access from the lane. Note: This is a 1 ½ storey building pursuant to the Zoning & Development By-law Note: Bldg 1 (principal bldg) addressed 1675 W 59TH Ave retained on site. 1. Covenant not required with existing house 2. No Strata Titling permitted 3. No A/C unit proposed 4. Schedule B: Zhi Yi You P.Eng (778.302.2155) Structural & Geotechnical 5. HPO: Residential Builder- Antaios COnstruction and Development Ltd. ***This permit is issued under the VBBL 2019, with updated energy requirements as per bylaw # 12997 effective Jan 01, 2022.*** | 8020 Kingkong Enterprises Ltd
SP-2023-01685 | 2023-09-22 | 2828 COLUMBIA STREET, Vancouver, BC | Sprinkler Permit | Residential | New | Issued | Residential - Install Sprinkler Heads >BP: To construct a 2 storey laneway house building with 1 open parking pad having vehicular access from the 20' Lane. Note: This is a 1 ½ storey building pursuant to the Zoning & Development By-law. 1. Covenant not required with existing house 2. No Strata Titling permitted 3. No A/C Unit proposed 4. Entire building to be sprinklered 13D 5. Schedule B: (Md. Shahidul Alam) P.Eng (604.653.7475) Structural 6. Schedule B: (Md. Shahidul Alam) P.Eng (604.653.7475) Geotechnical 7. HPO: Residential Builder- (NRB Contracting Ltd) | RAHELU PLUMBING & HEATING LTD.
EP-2023-08604 | 2023-09-25 | 2828 COLUMBIA STREET, Vancouver, BC | Electrical Permit | Residential | New | Issued | Installation / Repair - Residential - TV, TELEPHONE, SECURITY ALARM PREWIRE AND COMPLETE. >BP: >BP: To construct a 2 storey laneway house building ($168,462.50) with 1 open parking pad having vehicular access from the 20' Lane. Note: This is a 1 ½ storey building pursuant to the Zoning & Development By-law. 1. Covenant not required with existing house 2. No Strata Titling permitted 3. No A/C Unit proposed 4. Entire building to be sprinklered 13D 5. Schedule B: (Md. Shahidul Alam) P.Eng (604.653.7475) Structural 6. Schedule B: (Md. Shahidul Alam) P.Eng (604.653.7475) Geotechnical 7. HPO: Residential Builder- (NRB Contracting Ltd) | Tvisha Technologies Ltd
EP-2023-07593 | 2023-09-05 | 2828 COLUMBIA STREET, Vancouver, BC | Electrical Permit | Residential | New | Issued | Installation / Repair - Residential - New laneway house >BP: To construct a 2 storey laneway house building ($168,462.50) with 1 open parking pad having vehicular access from the 20' Lane. Note: This is a 1 ½ storey building pursuant to the Zoning & Development By-law. 1. Covenant not required with existing house 2. No Strata Titling permitted 3. No A/C Unit proposed 4. Entire building to be sprinklered 13D 5. Schedule B: (Md. Shahidul Alam) P.Eng (604.653.7475) Structural 6. Schedule B: (Md. Shahidul Alam) P.Eng (604.653.7475) Geotechnical 7. HPO: Residential Builder- (NRB Contracting Ltd) | AMPLE ELECTRICAL LTD.
PP-2023-02924 | 2023-08-17 | 2828 COLUMBIA STREET, Vancouver, BC | Plumbing Permit | Residential | New | Issued | Residential - Plumbing for: >BP: To construct a 2 storey laneway house building ($168,462.50) with 1 open parking pad having vehicular access from the 20' Lane. Note: This is a 1 ½ storey building pursuant to the Zoning & Development By-law. 1. Covenant not required with existing house 2. No Strata Titling permitted 3. No A/C Unit proposed 4. Entire building to be sprinklered 13D 5. Schedule B: (Md. Shahidul Alam) P.Eng (604.653.7475) Structural 6. Schedule B: (Md. Shahidul Alam) P.Eng (604.653.7475) Geotechnical 7. HPO: Residential Builder- (NRB Contracting Ltd) | Lally Plumbing & Heating Ltd
MP-2023-01821 | 2023-10-11 | 2828 COLUMBIA STREET, Vancouver, BC | Mechanical Permit | NULL | NULL | Issued | NULL | AMPLE ELECTRICAL LTD.
PP-2023-02672 | 2023-07-27 | 2828 COLUMBIA STREET, Vancouver, BC | Plumbing Permit | Residential | New | Issued | Residential - Install one outside storm sump | PTL Contracting Ltd
EP-2023-02977 | 2023-04-05 | 2547 MCGILL STREET #3, Vancouver, BC V5K 1G9 | Electrical Permit | Residential | New | Completed | Installation / Repair - Residential - Pre wire and completion of Security alarm, Telus, tv, internet and doorbell >BP: To construct a 2 storey laneway house building ($166,047.50) with an attached garage and 1 open parking pad, providing a total of 2 parking spaces, having vehicular access from the 20' Lane. Note: This is a 1 ½ storey building pursuant to the Zoning & Development By-law. 1. Covenant not required with existing house 2. No Strata Titling permitted 3. No A/C Unit proposed 4. Entire building to be sprinklered 13D 5. Schedule B: (Md. Shahidul Alam) P.Eng (604.653.7475) Structural 6. Schedule B: (Md. Shahidul Alam) P.Eng (604.653.7475) Geotechnical 7. HPO: Residential Builder- (Theorem Developments Ltd.) | Pioneer Security and Communications Ltd
EP-2023-02684 | 2023-04-06 | 2547 MCGILL STREET #3, Vancouver, BC V5K 1G9 | Electrical Permit | Residential | New | Completed | Installation / Repair - Residential - wiring and finishing of laneway and new service >BP: To construct a 2 storey laneway house building ($166,047.50) with an attached garage and 1 open parking pad, providing a total of 2 parking spaces, having vehicular access from the 20' Lane. Note: This is a 1 ½ storey building pursuant to the Zoning & Development By-law. 1. Covenant not required with existing house 2. No Strata Titling permitted 3. No A/C Unit proposed 4. Entire building to be sprinklered 13D 5. Schedule B: (Md. Shahidul Alam) P.Eng (604.653.7475) Structural 6. Schedule B: (Md. Shahidul Alam) P.Eng (604.653.7475) Geotechnical 7. HPO: Residential Builder- (Theorem Developments Ltd.) NOTE: To achieve the required FSR. A floor space exclusion of 3% has been applied to this application as per section 11.24.18 of the district schedule, to accommodate improved building performance. ***This permit is issued under the VBBL 2019, with updated energy requirements as per bylaw # 12997 effective Jan 01, 2022.*** | STAT ELECTRICS LIMITED
SP-2023-00599 | 2023-04-11 | 2547 MCGILL STREET #3, Vancouver, BC V5K 1G9 | Sprinkler Permit | Residential | New | Completed | Residential - LWH - #3 - To Install 10 sprinkler heads >DB: To construct a 2 storey laneway house building with an attached garage and 1 open parking pad, providing a total of 2 parking spaces, having vehicular access from the 20' Lane. Note: This is a 1 ½ storey building pursuant to the Zoning & Development By-law. 1. Covenant not required with existing house 2. No Strata Titling permitted 3. No A/C Unit proposed 4. Entire building to be sprinklered 13D | General Sprinkler Systems Ltd
PP-2023-00769 | 2023-03-08 | 2547 MCGILL STREET #3, Vancouver, BC V5K 1G9 | Plumbing Permit | Residential | New | Completed | Residential - LWH - #3 - Laneway House with 6 Fixtures Rough-In And install >DB: To construct a 2 storey laneway house building with an attached garage and 1 open parking pad, providing a total of 2 parking spaces, having vehicular access from the 20' Lane. Note: This is a 1 ½ storey building pursuant to the Zoning & Development By-law. 1. Covenant not required with existing house 2. No Strata Titling permitted 3. No A/C Unit proposed 4. Entire building to be sprinklered 13D | AKAL Plumbing & Heating Ltd
PP-2023-01991 | 2023-06-05 | 3598 MCGILL STREET, Vancouver, BC | Plumbing Permit | Residential | New | Issued | Residential - 1FD - new gravity sump | Vancouver Excavating and Contracting Ltd
PP-2023-02585 | 2023-07-20 | 3598 MCGILL STREET, Vancouver, BC | Plumbing Permit | Residential | New | Issued | Residential - 1FD - New Home Plumbing >DB: To construct a 2 storey + Roof Deck + Basement Single Detached House with a detached accessory building (garage), at the rear providing 2 parking spaces, having vehicular access from the lane. 1. No Strata Titling permitted. 2. A/C proposed – Exterior component located in rear yard, Interior component located in basement. 3. Bar sink located in basement. 6. Entire Building to have NFPA 13-D. Note: This is a 2 storey building pursuant to the Zoning and Development By-Law ***This permit is issued under the VBBL 2019, with updated energy requirements as per bylaw # 12997 effective Jan 01, 2022.*** AMEND: AUG 28/2023 Add 16 roof drain fixtures to this permit | Pacific Star Mechanical Ltd
MP-2023-01621 | 2023-09-05 | 3598 MCGILL STREET, Vancouver, BC | Mechanical Permit | NULL | NULL | Issued | NULL | Pacific Star Mechanical Ltd
GP-2023-03777 | 2023-11-30 | 3598 MCGILL STREET, Vancouver, BC | Gas Permit | Residential | New | Issued | Residential - 1 Boiler & 1 BBQ >BP: To construct a 2 storey + Roof Deck + Basement Single Detached House ($664,000) with a detached accessory building (garage), at the rear providing 2 parking spaces, having vehicular access from the lane. 1. No Strata Titling permitted. 2. A/C proposed – Exterior component located in rear yard, Interior component located in basement. 3. Bar sink located in basement. 4. Schedule B: (Sharat Chande) P.Eng (604.723.7534) Struct. & Geo. 5. HPO: Residential Builder- 8th Avenue Investments Ltd - #36465 6. Entire Building to have NFPA 13-D. **Amend- Dec 01, 23 - Remove Range *** | R J Gas Ltd
SP-2023-02165 | 2023-11-30 | 3598 MCGILL STREET, Vancouver, BC | Sprinkler Permit | Residential | New | Issued | Residential - installation of a new fire sprinkler system >BP: To construct a 2 storey + Roof Deck + Basement Single Detached House with a detached accessory building (garage), at the rear providing 2 parking spaces, having vehicular access from the lane. 1. No Strata Titling permitted. 2. A/C proposed – Exterior component located in rear yard, Interior component located in basement. 3. Bar sink located in basement. 4. Schedule B: (Sharat Chande) P.Eng (604.723.7534) Struct. & Geo. 5. HPO: Residential Builder- 8th Avenue Investments Ltd - #36465 6. Entire Building to have NFPA 13-D. | CENTRE LINE FIRE SPRINKLERS LTD
EP-2023-11332 | 2023-12-22 | 3598 MCGILL STREET, Vancouver, BC | Electrical Permit | Residential | New | Issued | Installation / Repair - Residential - Low Voltage Rough-in and Completion of Alarm system, Tel/Data/Cable, security cameras >BP: To construct a 2 storey + Roof Deck + Basement Single Detached House ($664,000) with a detached accessory building (garage), at the rear providing 2 parking spaces, having vehicular access from the lane. 1. No Strata Titling permitted. 2. A/C proposed – Exterior component located in rear yard, Interior component located in basement. 3. Bar sink located in basement. 4. Schedule B: (Sharat Chande) P.Eng (604.723.7534) Struct. & Geo. 5. HPO: Residential Builder- 8th Avenue Investments Ltd - #36465 6. Entire Building to have NFPA 13-D. Note: This is a 2 storey building pursuant to the Zoning and Development By-Law ***This permit is issued under the VBBL 2019, with updated energy requirements as per bylaw # 12997 effective Jan 01, 2022.*** | Infinitech Security & Integration Inc.
EP-2023-11224 | 2023-12-22 | 3598 MCGILL STREET, Vancouver, BC | Electrical Permit | Residential | New | Issued | Installation / Repair - Residential - New house wiring 1. Review of DB-2022-04647 for new 1 FD that is fronting Mcgill St 2. Add 3598 McGill St (no other options) Upon Permit Issuance: 1. Update pinned note 2. Assign 3598 McGill St 3. Retire 375 N Kootenay 4. Remove vacant land detail and pending label from building 5. Update PID in Amanda 6. Send email notification to: ociccone@icloud.com cmr >BP: To construct a 2 storey + Roof Deck + Basement Single Detached House ($664,000) with a detached accessory building (garage), at the rear providing 2 parking spaces, having vehicular access from the lane. 1. No Strata Titling permitted. 2. A/C proposed – Exterior component located in rear yard, Interior component located in basement. 3. Bar sink located in basement. 4. Schedule B: (Sharat Chande) P.Eng (604.723.7534) Struct. & Geo. 5. HPO: Residential Builder- 8th Avenue Investments Ltd - #36465 6. Entire Building to have NFPA 13-D. Note: This is a 2 storey building pursuant to the Zoning and Development By-Law ***This permit is issued under the VBBL 2019, with updated energy requirements as per bylaw # 12997 effective Jan 01, 2022.*** | L.H. ELECTRIC LTD
EP-2022-08085 | 2022-09-26 | 612 W 58TH AVENUE, Vancouver, BC V5P 0J8 | Electrical Permit | Commercial | Addition | Completed | Installation / Repair - Commercial - Install 200 amp panel in new unit with fused disconnect Install 200 amp meter base in main electrical room. Supply new 200 amp siemens molded case breaker in distribution unit. Run new 250kcmil AL and #6 grounding conductor cable from distribution room to new unit. *AMEND: MAY 1/2023 -Update the address to 612 W 58th Avenue, Vancouver | TDR Electric Inc
EP-2023-04814 | 2023-05-31 | 422 LAKEWOOD DRIVE, Vancouver, BC | Electrical Permit | Commercial | New | Issued | Temporary Power - Commercial - To provide temporary power. | Torr Electric
PP-2023-04333 | 2023-12-19 | 422 LAKEWOOD DRIVE, Vancouver, BC | Plumbing Permit | Commercial | New | Issued | Commercial - ****UNDERGROUND**** New Parkade >BP: To construct a 6-storey (Z/D 5-Storey) mixed-use building consisting of commercial uses at 2-storey, 33 residential units above with a residential amenity space on the 6-storey, all over 2 levels of underground parking having vehicular access from the lane. Level P1 is First Storey Schedule A, Scott M. Kennedy, P.Eng. Schedule B (Architectural), Simon Richards, AIBC Schedule D, Patrick Cuthbert, P.Eng. Schedule B (Structural), Eric Man, P.Eng., Struct. Eng., Schedule B (Mechanical & Plumbing), Kashito Raiva, P.Eng. Schedule B (Geotechnical) Matt Kokan, P.Eng. and Schedule B (Electrical), Steven Nemetz, P.Eng. provided for this project. Building Review Notes: 1. This permit has been reviewed under the requirement of VBBL #12511 (2019) 2. Building to be sprinklered to NFPA 13 all levels, including wood frame balconies. 3. Radio Antenna to be installed in this building | ALI & ALI PLUMBING & HEATING LTD
SP-2023-01815 | NULL | 422 LAKEWOOD DRIVE, Vancouver, BC | Sprinkler Permit | Commercial | New | Applicant Revisions | Commercial - 6-story mixed used building over 1 1/2 levels of underground parking >BP: To construct a 6-storey (Z/D 5-Storey) mixed-use building consisting of commercial uses at 2-storey, 33 residential units above with a residential amenity space on the 6-storey, all over 2 levels of underground parking having vehicular access from the lane. | NULL
PP-2023-03531 | 2023-10-06 | 1776 NASSAU DRIVE #3, Vancouver, BC | Plumbing Permit | Residential | New | Issued | Residential - laneway house plumbing >BP: To construct a 2 storey laneway house building with an attached garage and 1 open parking pad, providing a total of 2 parking spaces, having vehicular access from the 20' Lane. Note: The entire building, INCLUDING THE ATTACHED GARAGE (if applicable), to be sprinklered to NFPA 13D 1. Covenant registered at the Land Title Office under CB296153 2. Heat Pump proposed 3. Schedule B: (C.T.P. Yiu) P.Eng (604.255.7670) Structural 4. Schedule B: (J.Z. Jin) P.Eng (604.362.7021) Geotechnical 5. HPO: Residential Builder- Aqua Homes Development Ltd. | G & D Hayer Plumbing Ltd
EP-2024-00441 | 2024-01-24 | 1776 NASSAU DRIVE #3, Vancouver, BC | Electrical Permit | Residential | New | Issued | Installation / Repair - Residential - Laneway house wiring. Separate 100A service as per BCH >BP: To construct a 2 storey laneway house building ($193,250) with an attached garage and 1 open parking pad, providing a total of 2 parking spaces, having vehicular access from the 20' Lane. Note: The entire building, INCLUDING THE ATTACHED GARAGE (if applicable), to be sprinklered to NFPA 13D 1. Covenant registered at the Land Title Office under CB296153 2. Heat Pump proposed 3. Schedule B: (C.T.P. Yiu) P.Eng (604.255.7670) Structural 4. Schedule B: (J.Z. Jin) P.Eng (604.362.7021) Geotechnical 5. HPO: Residential Builder- Aqua Homes Development Ltd. | L.H. ELECTRIC LTD
EP-2023-09200 | 2023-10-27 | 3162 VENABLES STREET, Vancouver, BC V5K 2S4 | Electrical Permit | Residential | Renovation | Completed | Installation / Repair - Residential - installation of dishwasher and fireplace. - we’re are just installing a dishwasher and fireplace. No other changes will be made to receptacles, lighting, or service | OPTIMUM ELECTRICAL LTD
EP-2023-08690 | 2023-09-27 | 1281 HORNBY STREET #302, Vancouver, BC V6Z 0G8 | Electrical Permit | Commercial | Addition | Completed | Installation / Repair - Commercial - Structural network cable installation. >BP: Interior alterations to provide improvements for a first tenant improvement for a new office tenant on the 3rd floor (#302) of this existing commercial building. Scope of work; new steel stud/glass partition walls, doors, millwork, finishes, new HVAC ducting for 2 existing AC units, lighting. Electrical, & sprinklers to suit. Structural Schedule B submitted by; Dragan Todorovic, P. Eng ph#604-264-1450 Energy checklist is currently no longer required with your Building Permit (BP) application. Some supporting documents are still required at BP stage, specifically Envelope and HVAC, if applicable. Service Water Heating and Lighting supporting documents, if applicable, must be submitted with your related trades permits (e.g. electrical and plumbing). | SIGHTLINE TECHNOLOGY LTD.
EP-2023-08600 | 2023-09-25 | 1281 HORNBY STREET #302, Vancouver, BC V6Z 0G8 | Electrical Permit | Commercial | Renovation | Completed | Installation / Repair - Commercial - Install wire for Electrical receptaccles and Light /Exit Emergency. >BP: #302 - 3rd floor (Tower A) Interior alterations to provide improvements for a first tenant improvement for a new office tenant on the 3rd floor (#302) of this existing commercial building. Scope of work; new steel stud/glass partition walls, doors, millwork, finishes, new HVAC ducting for 2 existing AC units, lighting. Electrical, & sprinklers to suit. Structural Schedule B submitted by; Dragan Todorovic, P. Eng ph#604-264-1450 Energy checklist is currently no longer required with your Building Permit (BP) application. Some supporting documents are still required at BP stage, specifically Envelope and HVAC, if applicable. Service Water Heating and Lighting supporting documents, if applicable, must be submitted with your related trades permits (e.g. electrical and plumbing). | Amptec Electric Ltd
SP-2023-00728 | 2023-04-27 | 1281 HORNBY STREET #302, Vancouver, BC V6Z 0G8 | Sprinkler Permit | Commercial | Tenant Improvement | Completed | Commercial - Existing sprinkler system in this space. Tenant is adding ductwork and a small area of t-bar ceilings. Existing sprinklers to be adjusted for ductwork to suit site conditions and 2 pendent sprinklers required for t-bar ceiling area. *****This application does not include any of the following: 1. Not more than 20 sprinklers (add, relocate, or remove), 2. hydraulic calculations, 3. change in occupancy and /or hazard classification, 4. warehouse storage arrangements, 5. mobile compact storage arrangements, 6. alternative solutions, 7. changes to the sprinkler system supply piping (e.g. valves, mains, cross-mains, branch-lines, etc.), or 8. flexible sprinkler pipe. | Martex Sprinkler Installations Ltd
SP-2023-01884 | 2023-10-12 | 1281 HORNBY STREET #510, Vancouver, BC V6Z 0G8 | Sprinkler Permit | Commercial | Tenant Improvement | Issued | Commercial - New sprinkler heads and relocted by layout changed >BP: #510 - 5th Floor Interior alterations to provide a first tenant improvement for a future office tenant to this existing office (shell) on the 5th floor (#510) in this existing mixed use building on site. Scope of work: Construct new partition walls, new tempered glass single doors to create new offices, electrical and sprinkler work. *****This application does not include any of the following: 1. Not more than 20 sprinklers (add, relocate, or remove), 2. hydraulic calculations, 3. change in occupancy and /or hazard classification, 4. warehouse storage arrangements, 5. mobile compact storage arrangements, 6. alternative solutions, 7. changes to the sprinkler system supply piping (e.g. valves, mains, cross-mains, branch-lines, etc.), or 8. flexible sprinkler pipe. | Spectrum Fire Protection Ltd
PP-2023-04021 | 2023-11-15 | 1281 HORNBY STREET #510, Vancouver, BC V6Z 0G8 | Plumbing Permit | Commercial | Renovation | Completed | Commercial - re trap the hand sink >BP: #510 - 5th Floor Interior alterations to provide a first tenant improvement for a future office tenant to this existing office (shell) on the 5th floor (#510) in this existing mixed use building on site. Scope of work: Construct new partition walls, new tempered glass single doors to create new offices, electrical and sprinkler work. | WECAN PLUMBING INCORPORTED
EP-2023-10857 | NULL | 1281 HORNBY STREET #510, Vancouver, BC V6Z 0G8 | Electrical Permit | Commercial | Tenant Improvement | Application Incomplete | Installation / Repair - Commercial - lighting relocate and switch install >BP: Interior alterations to provide a first tenant improvement for a future office tenant to this existing office (shell) on the 5th floor (#510) in this existing mixed use building on site. Scope of work: Construct new partition walls, new tempered glass single doors to create new offices, electrical and sprinkler work. REVISION #1 - Change the partition walls from steel stud to temper glass wall, swing door to sliding door and add new door to the lunch area. Increase in project cost of $1,000 (from $30,000) - Oct 18/23 - LLL Building Sprinklered – Separate sprinkler permit required for proposed sprinkler work. Energy checklist is currently no longer required with your Building Permit (BP) application. Some supporting documents are still required at BP stage, specifically Envelope and HVAC, if applicable. Service Water Heating and Lighting supporting documents, if applicable, must be submitted with your related trades permits (e.g. electrical and plumbing). | Green Mountain Multitech Ltd
PP-2023-04145 | 2023-12-05 | 1281 HORNBY STREET #538, Vancouver, BC V6Z 0G8 | Plumbing Permit | Commercial | Renovation | Issued | Commercial - We are installing two sink fixtures and the plumbing piping is already has been ran in the wall. >BP: #538 - 5th floor (combining #536 & #538) Interior alterations to the 5th floor to combine units #536 & #538 (retain #538) and provide a first tenant Improvement for a new office tenant in this existing commercial building. Scope of work; remove a portion of wall between two units and stall double glass doors, new partition walls, doors, millwork to create an entry vestibule, private office, 2 kitchenettes. Electrical, plumbing, & sprinklers to suit. | Lionsbay Plumbing & Heating Inc.
EP-2023-09725 | 2023-11-07 | 1281 HORNBY STREET #536, Vancouver, BC V6Z 0G8 | Electrical Permit | Commercial | Tenant Improvement | Completed | Installation / Repair - Commercial - To install Power and Data in new office build out. >BP: #538 - 5th floor (combining #536 & #538) Interior alterations to the 5th floor to combine units #536 & #538 (retain #538) and provide a first tenant Improvement for a new office tenant in this existing commercial building. Scope of work; remove a portion of wall between two units and stall double glass doors, new partition walls, doors, millwork to create an entry vestibule, private office, 2 kitchenettes. Electrical, plumbing, & sprinklers to suit. | Pacific Western Power & Control Ltd
SP-2023-02023 | 2023-11-03 | 1281 HORNBY STREET #536, Vancouver, BC V6Z 0G8 | Sprinkler Permit | Commercial | Tenant Improvement | Issued | Commercial - Add and Deleted Sprinkler Heads >BP: #538 - 5th floor (combining #536 & #538) Interior alterations to the 5th floor to combine units #536 & #538 (retain #538) and provide a first tenant Improvement for a new office tenant in this existing commercial building. Scope of work; remove a portion of wall between two units and stall double glass doors, new partition walls, doors, millwork to create an entry vestibule, private office, 2 kitchenettes. Electrical, plumbing, & sprinklers to suit. *****This application does not include any of the following: 1. Not more than 20 sprinklers (add, relocate, or remove), 2. hydraulic calculations, 3. change in occupancy and /or hazard classification, 4. warehouse storage arrangements, 5. mobile compact storage arrangements, 6. alternative solutions, 7. changes to the sprinkler system supply piping (e.g. valves, mains, cross-mains, branch-lines, etc.), or 8. flexible sprinkler pipe. | Viking Fire Protection Inc
SP-2023-02255 | 2023-12-15 | 1281 HORNBY STREET #606, Vancouver, BC V6Z 0G8 | Sprinkler Permit | Commercial | Tenant Improvement | Completed | Commercial - Revise existing base building sprinkler system for office TI >BP: #606 - 6th Floor Interior alterations to provide a first tenant improvement for a new/future office tenant on the 6th floor (#606) of this existing mixed use on this site. Scope of work: Construct new partitions, millwork, t-bar ceiling, new paint, floor finishes, electrical, plumbing and sprinkler work. *****This application does not include any of the following: 1. Not more than 20 sprinklers (add, relocate, or remove), 2. hydraulic calculations, 3. change in occupancy and /or hazard classification, 4. warehouse storage arrangements, 5. mobile compact storage arrangements, 6. alternative solutions, 7. changes to the sprinkler system supply piping (e.g. valves, mains, cross-mains, branch-lines, etc.), or 8. flexible sprinkler pipe. | Martex Sprinkler Installations Ltd
EP-2023-11104 | 2023-12-18 | 1281 HORNBY STREET #606, Vancouver, BC V6Z 0G8 | Electrical Permit | Commercial | Renovation | Completed | Installation / Repair - Commercial - small office TI, install lighting fixture/general receptacle/emergency light/exist >BP: Interior alterations to provide a first tenant improvement for a new/future office tenant on the 6th floor (#606) of this existing mixed use on this site. Scope of work: Construct new partitions, millwork, t-bar ceiling, new paint, floor finishes, electrical, plumbing and sprinkler work. TENANT: Foundation Law Letters of Assurance submitted: Schedule A and Mechanical/Plumbing Schedule B by Alex Z.Q. Li , P. Eng., 778.323.1368 Electrical Schedule B by Guowei Wang, P. Eng., 604.626.2930 Building Sprinklered – Separate sprinkler permit required for proposed sprinkler work. Energy checklist is currently no longer required with your Building Permit (BP) application. Some supporting documents are still required at BP stage, specifically Envelope and HVAC, if applicable. Service Water Heating and Lighting supporting documents, if applicable, must be submitted with your related trades permits (e.g. electrical and plumbing). | Myarc Electrical Inc
PP-2023-03595 | 2023-10-12 | 1281 HORNBY STREET #632, Vancouver, BC V6Z 0G8 | Plumbing Permit | Commercial | Renovation | Issued | Commercial - Sink Installation >BP: #632 - 6th floor Interior alterations to provide a first tenant improvement for a new office tenant on the 6th floor (#632) of this existing commercial building. Scope of work: construct partition walls and glass partition walls, finishes, light fixtures, millwork, HVAC, power and data, electrical and plumbing work. TENANT: Zynik Capital Corporation | David I Ross
EP-2023-05436 | 2023-06-20 | 1281 HORNBY STREET #632, Vancouver, BC V6Z 0G8 | Electrical Permit | Commercial | Tenant Improvement | Issued | Installation / Repair - Commercial - Installation of audio, video, communication and control devices. >BP: #632 - 6th floor Interior alterations to provide a first tenant improvement for a new office tenant on the 6th floor (#632) of this existing commercial building. Scope of work: construct partition walls and glass partition walls, finishes, light fixtures, millwork, HVAC, power and data, electrical and plumbing work. TENANT: Zynik Capital Corporation | La Scala Integrated Media Corporation
EP-2023-06978 | 2023-08-02 | 1281 HORNBY STREET #632, Vancouver, BC V6Z 0G8 | Electrical Permit | Commercial | Tenant Improvement | Issued | Installation / Repair - Commercial - Tenant improvement – install power, lighting and data. #632 - 6th floor Interior alterations to provide a first tenant improvement for a new office tenant on the 6th floor (#632) of this existing commercial building. Scope of work: construct partition walls and glass partition walls, finishes, light fixtures, millwork, HVAC, power and data, electrical and plumbing work. TENANT: Zynik Capital Corporation | Blueline Electrical Services Ltd
SP-2023-01206 | 2023-07-06 | 1281 HORNBY STREET #632, Vancouver, BC V6Z 0G8 | Sprinkler Permit | Commercial | Tenant Improvement | Issued | Commercial - adjusting fire sprinklers to suit new layout >BP: #632 - 6th floor Interior alterations to provide a first tenant improvement for a new office tenant on the 6th floor (#632) of this existing commercial building. Scope of work: construct partition walls and glass partition walls, finishes, light fixtures, millwork, HVAC, power and data, electrical and plumbing work. *****This application does not include any of the following: 1. Not more than 20 sprinklers (add, relocate, or remove), 2. hydraulic calculations, 3. change in occupancy and /or hazard classification, 4. warehouse storage arrangements, 5. mobile compact storage arrangements, 6. alternative solutions, 7. changes to the sprinkler system supply piping (e.g. valves, mains, cross-mains, branch-lines, etc.), or 8. flexible sprinkler pipe. | Titan Fire Protection Ltd
EP-2023-05495 | 2023-06-22 | 1281 HORNBY STREET #632, Vancouver, BC V6Z 0G8 | Electrical Permit | Commercial | New | Issued | Installation / Repair - Commercial - Security ALARM WORK., prewiring and finishing it. No cctv or access control is involved. >BP: #632 - 6th floor Interior alterations to provide a first tenant improvement for a new office tenant on the 6th floor (#632) of this existing commercial building. Scope of work: construct partition walls and glass partition walls, finishes, light fixtures, millwork, HVAC, power and data, electrical and plumbing work. TENANT: Zynik Capital Corporation | Supertech Systems Ltd
EP-2023-09841 | 2023-11-09 | 1281 HORNBY STREET #604, Vancouver, BC V6Z 0G8 | Electrical Permit | Commercial | Tenant Improvement | Completed | Installation / Repair - Commercial - To install receptacles & data jacks no building work. fishing into exisitng walls. | Eltec Electric Ltd
SP-2023-01912 | 2023-10-18 | 1281 HORNBY STREET #636, Vancouver, BC V6Z 0G8 | Sprinkler Permit | Commercial | Tenant Improvement | Completed | Commercial - Add and Relocated Sprinkler Heads >BP: #636 & #638 - 6th Floor Interior alterations to provide first tenant improvements to this existing general office on the 6th floor, combining #636 & #638 (retaining #636) in this existing commercial building building on the site. Scope of work: Demolish the demising wall to combine #636 and #638. Construct new partition walls, doors for offices, new millwork, ceiling, flooring, light fixtures, paint, HVAC, electrical, plumbing and sprinkler work. *****This application does not include any of the following: 1. Not more than 20 sprinklers (add, relocate, or remove), 2. hydraulic calculations, 3. change in occupancy and /or hazard classification, 4. warehouse storage arrangements, 5. mobile compact storage arrangements, 6. alternative solutions, 7. changes to the sprinkler system supply piping (e.g. valves, mains, cross-mains, branch-lines, etc.), or 8. flexible sprinkler pipe. | Viking Fire Protection Inc
EP-2023-08706 | 2023-09-27 | 1281 HORNBY STREET #636, Vancouver, BC V6Z 0G8 | Electrical Permit | Commercial | Tenant Improvement | Completed | Installation / Repair - Commercial - To install power outlets, lighting, and data cabling for new office build out. >Permit Amendment Oct 27, 2023 -"Remove Class 2 scope" >BP: Interior alterations to provide first tenant improvements to this existing general office on the 6th floor, combining #636 & #638 (retaining #636) in this existing commercial building building on the site. Scope of work: Demolish the demising wall to combine #636 and #638. Construct new partition walls, doors for offices, new millwork, ceiling, flooring, light fixtures, paint, HVAC, electrical, plumbing and sprinkler work. Mechanical Schedule B submitted by Alex Z.Q. Li, P. Eng., 777.323.1368 Building Sprinklered – Separate sprinkler permit required for proposed sprinkler work. Energy checklist is currently no longer required with your Building Permit (BP) application. Some supporting documents are still required at BP stage, specifically Envelope and HVAC, if applicable. Service Water Heating and Lighting supporting documents, if applicable, must be submitted with your related trades permits (e.g. electrical and plumbing). | Pacific Western Power & Control Ltd
NULL | NULL | 1281 HORNBY STREET #636, Vancouver, BC V6Z 0G8 | Electrical Permit | Commercial | New | Draft | Installation / Repair - Commercial - installation of 21 network data lines cat5e FT6. 10 offices 2 data ports per office and 1 printer. | NULL
SP-2023-01154 | 2023-06-28 | 1281 HORNBY STREET #642, Vancouver, BC V6Z 0G8 | Sprinkler Permit | Commercial | Tenant Improvement | Completed | Commercial - SUITE #642 - 6TH FLOOR - Tenant Improvement in Unit 642 for a Beauty Salon #642 - 6th floor Related to DP-2023-00345 Interior alterations to provide improvements for a new Similar to Beauty and Wellness Centre tenant on the 6th floor (#642) in this existing mixed-use building. Scope of work includes installing new suspended ceiling. Accessory use of School - Self-improvement (private training and monitoring) is not permitted in CD-1(588). *****This application does not include any of the following: 1. Not more than 20 sprinklers (add, relocate, or remove), 2. hydraulic calculations, 3. change in occupancy and /or hazard classification, 4. warehouse storage arrangements, 5. mobile compact storage arrangements, 6. alternative solutions, 7. changes to the sprinkler system supply piping (e.g. valves, mains, cross-mains, branch-lines, etc.), or 8. flexible sprinkler pipe. | Martex Sprinkler Installations Ltd
PP-2023-02323 | 2023-07-28 | 1281 HORNBY STREET #642, Vancouver, BC V6Z 0G8 | Plumbing Permit | Commercial | Tenant Improvement | Completed | Commercial - Tenant would like to add 3 vanity in his place >BP: #642 - 6th floor Related to DP-2023-00345 Interior alterations to provide improvements for a new Similar to Beauty and Wellness Centre tenant on the 6th floor (#642) in this existing mixed-use building. Scope of work includes installing new suspended ceiling. | Master Fix Buildings Ltd
PP-2023-02404 | NULL | 1281 HORNBY STREET #642, Vancouver, BC V6Z 0G8 | Plumbing Permit | Commercial | Addition | Withdrawn | Commercial - Add three vanity >BP: #642 - 6th floor Related to DP-2023-00345 Interior alterations to provide improvements for a new Similar to Beauty and Wellness Centre tenant on the 6th floor (#642) in this existing mixed-use building. Scope of work includes installing new suspended ceiling. Accessory use of School - Self-improvement (private training and monitoring) is not permitted in CD-1(588). | George M Nitu
PP-2023-02166 | 2023-06-20 | 2474 POINT GREY ROAD #301, Vancouver, BC V6K 1A2 | Plumbing Permit | Commercial | Renovation | Issued | Commercial - Renovation - Level 3 Unit 3rd Floor Unit - adding & relocating plumbing fixtures >BP: #PH demising into 2 units Interior alterations only to remove the interconnecting stairs between level 3 and 4 and to provide a new kitchen on the 3rd floor, thereby demising #PH into two dwelling units (#301 and #PH.) and increasing the number of units from 4 to 5 in this existing multiple dwelling building on this site. | Dan Jen Mechanical Ltd
GP-2023-01608 | 2023-05-23 | 2816 E 8TH AVENUE, Vancouver, BC V5M 1W9 | Gas Permit | Residential | Addition | Completed | Residential - supply/install bbq box | Service Only Gas Inc
PP-2023-00544 | 2023-02-15 | 1575 W GEORGIA STREET #510, Vancouver, BC V6G 2V3 | Plumbing Permit | Commercial | Tenant Improvement | Completed | Commercial - Adding bathroom, kitchen and hand wash >BP: Interior alteration to provide first tenant improvement to this existing office shell tenant spaces for a new office tenant on the on 5th floor (#510) in this existing mixed use building on site. Plumbing Fixtures: 4 Sinks + 1 Water Closet Sprinklers Added: Not decided but less than 20 heads will be modified No driveway being added Scope of work: Complete tenant fit out from shell space to a new office. Construct partition walls for new offices, meeting/conferene room, lounge area. New open kitchen and phone booths. Electrical, plumbing and sprinkler work. | Hashtag Plumbing Inc
EP-2022-10569 | 2023-02-23 | 1575 W GEORGIA STREET #510, Vancouver, BC V6G 2V3 | Electrical Permit | Commercial | Tenant Improvement | Completed | Installation / Repair - Commercial - Wiring of shell space for offices and kitchenette and bathroom. Add 2 smoke detectors, gong and pull station to the fire alarm. >BP: Interior alteration to provide first tenant improvement to this existing office shell tenant spaces for a new office tenant on the on 5th floor (#510) in this existing mixed use building on site. Plumbing Fixtures: 4 Sinks + 1 Water Closet Sprinklers Added: Not decided but less than 20 heads will be modified No driveway being added Scope of work: Complete tenant fit out from shell space to a new office. Construct partition walls for new offices, meeting/conferene room, lounge area. New open kitchen and phone booths. Electrical, plumbing and sprinkler work. OK For Field Review per Nehzat J. - August 10/22 Schedule A & B architectural by Ali Peymani 604-780-3243 Schedule B electrical by Gary Jatana, P. Eng 604-593-1446 Schedule B mechanical & plumbing by Avi Singh, P. Eng 604-593-1446 Building Sprinklered ? Separate sprinkler permit required for proposed sprinkler work. | Bally's Fast Electric Inc
SP-2022-01981 | 2022-11-28 | 1575 W GEORGIA STREET #510, Vancouver, BC V6G 2V3 | Sprinkler Permit | Commercial | Tenant Improvement | Completed | Commercial - UNIT #510 - 5TH FLOOR - Adjusting fire sprinklers >BP: #510 - 5th Floor Interior alteration to provide first tenant improvement to this existing office shell tenant spaces for a new office tenant on the on 5th floor (#510) in this existing mixed use building on site. Plumbing Fixtures: 4 Sinks + 1 Water Closet Sprinklers Added: Not decided but less than 20 heads will be modified No driveway being added Scope of work: Complete tenant fit out from shell space to a new office. Construct partition walls for new offices, meeting/conference room, lounge area. New open kitchen and phone booths. Electrical, plumbing and sprinkler work. *****This application does not include any of the following: 1. Not more than 20 sprinklers (add, relocate, or remove), 2. hydraulic calculations, 3. change in occupancy and /or hazard classification, 4. warehouse storage arrangements, 5. mobile compact storage arrangements, 6. alternative solutions, 7. changes to the sprinkler system supply piping (e.g. valves, mains, cross-mains, branch-lines, etc.), or 8. flexible sprinkler pipe. | Titan Fire Protection Ltd
GP-2023-00223 | 2023-01-18 | 2818 E 8TH AVENUE, Vancouver, BC V5M 1W9 | Gas Permit | Residential | New | Completed | Residential - 2818 E 8TH AV - #1 & #2 - (ONLY) Installation of gas appliances - BBQ & FIREPLACE FIREPLACE PIPING ONLY (ONLY DOING 1 SIDE) | Century Twenty One Gas & Heating Co. Ltd
SP-2022-01980 | 2022-11-28 | 1575 W GEORGIA STREET #520, Vancouver, BC V6G 2V3 | Sprinkler Permit | Commercial | Renovation | Completed | Commercial - UNIT#520 - 5TH FLOOR - adjusting fire sprinklers >BP: #520 - 5th Floor Interior alteration to provide first tenant improvement to this existing office shell tenant spaces for a new office tenant on the on 5th floor (#520) in this existing mixed use building on site. Scope of work: Complete tenant fit out from shell space to a new office. Construct partition walls for new offices, meeting/conference room, lounge area. New open kitchen and phone booths. Electrical, plumbing and sprinkler work. *****This application does not include any of the following: 1. Not more than 20 sprinklers (add, relocate, or remove), 2. hydraulic calculations, 3. change in occupancy and /or hazard classification, 4. warehouse storage arrangements, 5. mobile compact storage arrangements, 6. alternative solutions, 7. changes to the sprinkler system supply piping (e.g. valves, mains, cross-mains, branch-lines, etc.), or 8. flexible sprinkler pipe. | Titan Fire Protection Ltd
NULL | NULL | 1575 W GEORGIA STREET #520, Vancouver, BC V6G 2V3 | Electrical Permit | Commercial | New | Draft | Installation / Repair - Commercial | Bally's Fast Electric Inc
EP-2022-10509 | 2022-12-16 | 1575 W GEORGIA STREET #520, Vancouver, BC V6G 2V3 | Electrical Permit | Commercial | New | Completed | Installation / Repair - Commercial - Office use wiring of lighting and receptacles etc -Fire alarm add 2 smoke detectors, a gong and 1 pull station. BP: #520 - 5th Floor Interior alteration to provide first tenant improvement to this existing office shell tenant spaces for a new office tenant on the on 5th floor (#520) in this existing mixed use building on site. Scope of work: Complete tenant fit out from shell space to a new office. Construct partition walls for new offices, meeting/conference room, lounge area. New open kitchen and phone booths. Electrical, plumbing and sprinkler work. | Bally's Fast Electric Inc
PP-2022-04425 | 2022-12-13 | 1575 W GEORGIA STREET #520, Vancouver, BC V6G 2V3 | Plumbing Permit | Commercial | Tenant Improvement | Completed | Commercial - Tenant improvement >BP: Interior alteration to provide first tenant improvement to this existing office shell tenant spaces for a new office tenant on the on 5th floor (#520) in this existing mixed use building on site. Scope of work: Complete tenant fit out from shell space to a new office. Construct partition walls for new offices, meeting/conference room, lounge area. New open kitchen and phone booths. Electrical, plumbing and sprinkler work. Dec 13/22-AMEND to add related BP and work description and to correct below grade to above grade. | Hashtag Plumbing Inc
EP-2023-07387 | 2023-08-21 | 1748 E 15TH AVENUE, Vancouver, BC V5N 2G3 | Electrical Permit | Residential | Addition | Completed | Installation / Repair - Residential - Electrical Work - As per the Site Visit -Supply and install (4) new Diva CL dimmers -Supply and install (4) new 24Hr programmable timers (1 per bathroom) -Supply and install (1) Casettea wireless dimming kit for the master bedroom. Remote switch to be installed near the bed -Remove existing dining fixture and pot light over the dining table -Run wires to relocate light fixture in desired location -Install backing for new octagon box -Patching to be completed by others -Install original dining fixture in new location -Electric Vehicle Charging Systems (EVSE, Electrical Equipment and Wiring) | TDR Electric Inc
EP-2023-08684 | 2023-10-23 | 5405 WALES STREET, Vancouver, BC | Electrical Permit | Residential | New | Issued | Installation / Repair - Residential - ¦ 2FD ¦ Install the consumer's service, cables, lighting fixtures, appliances, switches and receptacles *An approved mechanical permit is required for the installation of air conditioning or heat pump unit at the time of installation before an electrical inspection will be performed >BP: To develop 2 new two-and-a-half storey two-family dwelling (Building 2) on the East portion of the site and providing five (5) parking spaces (3 garage + 2 surface) having vehicular access from the Lane. ******THIS PERMIT HAS BEEN REVIEWED & ISSUED UNDER THE REQUIREMENTS OF VBBL 2019 AND AMENDMENT EFFECTIVE JUNE 1ST, 2021. ******** Building Review Branch Notes: 1. Struct. B & Geo. B are submitted. 2. Entire building is to be sprinklered to NFPA 13D requirement 3. All new windows, doors, and skylights shall conform to AAMA/WDMA/CSA101/I.S.2/A440, NAFS. | Cand Electric Limited
PP-2023-03348 | 2023-09-20 | 5405 WALES STREET, Vancouver, BC | Plumbing Permit | Residential | New | Issued | Residential - Duplex Unit 3/4 >BP: To develop 2 new two-and-a-half storey two-family dwelling (Building 2) on the East portion of the site and providing five (5) parking spaces (3 garage + 2 surface) having vehicular access from the Lane. See BP-2022-03636 for Principal building. See BP-2022-03638 for infill building. ******THIS PERMIT HAS BEEN REVIEWED & ISSUED UNDER THE REQUIREMENTS OF VBBL 2019 AND AMENDMENT EFFECTIVE JUNE 1ST, 2021. ******** Building Review Branch Notes: 1. Struct. B & Geo. B are submitted. 2. Entire building is to be sprinklered to NFPA 13D requirement 3. All new windows, doors, and skylights shall conform to AAMA/WDMA/CSA101/I.S.2/A440, NAFS. | AKAL Plumbing & Heating Ltd
SP-2023-01857 | 2023-10-11 | 5405 WALES STREET, Vancouver, BC | Sprinkler Permit | Residential | New | Issued | Residential - installation of a new fire sprinkler system - Entire building is to be sprinklered to NFPA 13D requirement >BP: To develop 2 new two-and-a-half storey two-family dwelling (Building 2) on the East portion of the site and providing five (5) parking spaces (3 garage + 2 surface) having vehicular access from the Lane. See BP-2022-03636 for Principal building. See BP-2022-03638 for infill building. ******THIS PERMIT HAS BEEN REVIEWED & ISSUED UNDER THE REQUIREMENTS OF VBBL 2019 AND AMENDMENT EFFECTIVE JUNE 1ST, 2021. ******** Building Review Branch Notes: 1. Struct. B & Geo. B are submitted. 2. Entire building is to be sprinklered to NFPA 13D requirement 3. All new windows, doors, and skylights shall conform to AAMA/WDMA/CSA101/I.S.2/A440, NAFS | CENTRE LINE FIRE SPRINKLERS LTD
SP-2023-01858 | 2023-10-11 | 2652 E 38TH AVENUE, Vancouver, BC | Sprinkler Permit | Residential | New | Issued | Residential - installation of a new fire sprinkler system -Entire building is to be sprinklered to NFPA 13D requirement >BP: To construct a new one-and-a-half storey one-family dwelling (Building 3) on the West portion of the site, for a total of five (5) dwelling units, providing five (5) parking spaces (3 garage + 2 surface) having vehicular access from the Lane. See BP-2022-03636 for Principal building. See BP-2022-03637 for infill building. ******THIS PERMIT HAS BEEN REVIEWED & ISSUED UNDER THE REQUIREMENTS OF VBBL 2019 AND AMENDMENT EFFECTIVE JUNE 1ST, 2021. ******** Building Review Branch Notes: 1. Struct. B & Geo. B are submitted. 2. Entire building is to be sprinklered to NFPA 13D requirement 3. All new windows, doors, and skylights shall conform to AAMA/WDMA/CSA101/I.S.2/A440, NAFS. | CENTRE LINE FIRE SPRINKLERS LTD
PP-2023-03349 | 2023-09-20 | 2652 E 38TH AVENUE, Vancouver, BC | Plumbing Permit | Residential | New | Issued | Residential - Infill >BP: To construct a new one-and-a-half storey one-family dwelling (Building 3) on the West portion of the site, for a total of five (5) dwelling units, providing five (5) parking spaces (3 garage + 2 surface) having vehicular access from the Lane. See BP-2022-03636 for Principal building. See BP-2022-03637 for infill building. ******THIS PERMIT HAS BEEN REVIEWED & ISSUED UNDER THE REQUIREMENTS OF VBBL 2019 AND AMENDMENT EFFECTIVE JUNE 1ST, 2021. ******** Building Review Branch Notes: 1. Struct. B & Geo. B are submitted. 2. Entire building is to be sprinklered to NFPA 13D requirement 3. All new windows, doors, and skylights shall conform to AAMA/WDMA/CSA101/I.S.2/A440, NAFS. | AKAL Plumbing & Heating Ltd
EP-2023-08686 | 2023-10-23 | 2652 E 38TH AVENUE, Vancouver, BC | Electrical Permit | Residential | New | Issued | Installation / Repair - Residential - ¦ INFILL- 400A ¦ Install the consumer's service, cables, lighting fixtures, appliances, switches and receptacles *An approved mechanical permit is required for the installation of air conditioning or heat pump unit at the time of installation before an electrical inspection will be performed >BP: To construct a new one-and-a-half storey one-family dwelling (Building 3) on the West portion of the site, for a total of five (5) dwelling units, providing five (5) parking spaces (3 garage + 2 surface) having vehicular access from the Lane. ******THIS PERMIT HAS BEEN REVIEWED & ISSUED UNDER THE REQUIREMENTS OF VBBL 2019 AND AMENDMENT EFFECTIVE JUNE 1ST, 2021. ******** Building Review Branch Notes: 1. Struct. B & Geo. B are submitted. 2. Entire building is to be sprinklered to NFPA 13D requirement 3. All new windows, doors, and skylights shall conform to AAMA/WDMA/CSA101/I.S.2/A440, NAFS. | Cand Electric Limited
SP-2024-00003 | 2024-01-23 | 4730 RUPERT STREET, Vancouver, BC V5R 4Y2 | Sprinkler Permit | Residential | New | Issued | Residential - For all sprinkler work to the 2019 VBBL; NFPA 13R, 2013; for work to construct an infill dwelling with an attached one car garage at the rear. Engineer of Record: Farzad Hemmati 604-649-4574 farzadh@bmactc.com Related Permits: SP-2024-00002 - MCD | Max Fire Pro Ltd
SP-2023-01803 | 2023-09-28 | 3354 CHERRY STREET #3, Vancouver, BC V5R 4W5 | Sprinkler Permit | Residential | New | Issued | Residential - LWH WITH NEW SPRINKLERS >BP: To construct a 2 storey laneway house building with 1 open parking pad, providing a total of 1 parking spaces, having vehicular access from the 20' Lane. Note: This is a 1 ½ storey building pursuant to the Zoning & Development By-law. 1. Covenant not required with existing house 2. No Strata Titling permitted 3. No A/C Unit proposed 4. Entire building to be sprinklered 13D 5. Schedule B: Md. Shahidul Alam P.Eng (604.653.7475) Structural & Geotechnical 6. HPO: Residential Builder- Budget Homes Ltd. | BC Fire Sprinklers Ltd
PP-2023-03116 | 2023-09-05 | 3354 CHERRY STREET #3, Vancouver, BC V5R 4W5 | Plumbing Permit | Residential | New | Issued | Residential - Sump and sanitary connections for new laneway home >BP: To construct a 2 storey laneway house building with 1 open parking pad, providing a total of 1 parking spaces, having vehicular access from the 20' Lane. Note: This is a 1 ½ storey building pursuant to the Zoning & Development By-law. 1. Covenant not required with existing house 2. No Strata Titling permitted 3. No A/C Unit proposed 4. Entire building to be sprinklered 13D 5. Schedule B: Md. Shahidul Alam P.Eng (604.653.7475) Structural & Geotechnical 6. HPO: Residential Builder- Budget Homes Ltd. | Canstar Excavating & Landscaping Ltd
PP-2023-03589 | 2023-10-18 | 3354 CHERRY STREET #3, Vancouver, BC V5R 4W5 | Plumbing Permit | Residential | New | Issued | Residential - new lane way house. new plumbing >BP: To construct a 2 storey laneway house building with 1 open parking pad, providing a total of 1 parking spaces, having vehicular access from the 20' Lane. Note: This is a 1 ½ storey building pursuant to the Zoning & Development By-law. 1. Covenant not required with existing house 2. No Strata Titling permitted 3. No A/C Unit proposed 4. Entire building to be sprinklered 13D 5. Schedule B: Md. Shahidul Alam P.Eng (604.653.7475) Structural & Geotechnical 6. HPO: Residential Builder- Budget Homes Ltd. Oct 19/2023-AMEND add heating plan submission | A P Plumbing & Heating Ltd
MP-2023-01898 | 2023-10-23 | 3354 CHERRY STREET #3, Vancouver, BC V5R 4W5 | Mechanical Permit | NULL | NULL | Issued | NULL | A P Plumbing & Heating Ltd
EP-2023-09978 | 2023-11-20 | 3354 CHERRY STREET #3, Vancouver, BC V5R 4W5 | Electrical Permit | Residential | New | Issued | Installation / Repair - Residential - Extra low voltage alarm security and networking roughing and finishing >BP: To construct a 2 storey laneway house building ($172,000) with 1 open parking pad, providing a total of 1 parking spaces, having vehicular access from the 20' Lane. Note: This is a 1 ½ storey building pursuant to the Zoning & Development By-law. 1. Covenant not required with existing house 2. No Strata Titling permitted 3. No A/C Unit proposed 4. Entire building to be sprinklered 13D 5. Schedule B: Md. Shahidul Alam P.Eng (604.653.7475) Structural & Geotechnical 6. HPO: Residential Builder- Budget Homes Ltd. ***This permit is issued under the VBBL 2019, with updated energy requirements as per bylaw # 12997 effective Jan 01, 2022.*** | Smarthomes Security Ltd.
EP-2023-10010 | 2023-12-12 | 3354 CHERRY STREET #3, Vancouver, BC V5R 4W5 | Electrical Permit | Residential | New | Issued | Installation / Repair - Residential - Installing 400 amp service and wiring for laneway house >BP: To construct a 2 storey laneway house building ($172,000) with 1 open parking pad, providing a total of 1 parking spaces, having vehicular access from the 20' Lane. Note: This is a 1 ½ storey building pursuant to the Zoning & Development By-law. 1. Covenant not required with existing house 2. No Strata Titling permitted 3. No A/C Unit proposed 4. Entire building to be sprinklered 13D 5. Schedule B: Md. Shahidul Alam P.Eng (604.653.7475) Structural & Geotechnical 6. HPO: Residential Builder- Budget Homes Ltd. | Akam Electric Ltd.
EP-2023-09458 | 2023-10-30 | 225 E 58TH AVENUE #3, Vancouver, BC V5X 1V8 | Electrical Permit | Residential | New | Issued | Installation / Repair - Residential - Install network, Telecom, Camera system, Alarm system (rough in) >BP: To construct a 2 storey laneway house building ($151,650.00) with 1 open parking pad having vehicular access from the 20' Lane. Note: This is a 1 ½ storey building pursuant to the Zoning & Development By-law. 1. Covenant registered at the Land Title Office under CB272436 2. No Strata Titling permitted 3. No A/C Unit proposed for the laneway house. 4. Schedule B: (Jason Hui) P.Eng (778.319.3403) Structural and Geotechnical 5. HPO: Residential Builder- (E.Bit Development Ltd) NOTE: To achieve the required FSR. A floor space exclusion of 3% has been applied to this application as per section 11.24.18 of the district schedule, to accommodate improved building performance. *NEW HOUSE* Note: See DB-2022-03981 for Bldg 1 on site (principal bldg) ***This permit is issued under the VBBL 2019, with updated energy requirements as per bylaw # 12997 effective Jan 01, 2022.*** | Cand Electric Limited
SP-2023-01886 | 2023-10-12 | 225 E 58TH AVENUE #3, Vancouver, BC V5X 1V8 | Sprinkler Permit | Residential | New | Issued | Residential - Install sprinklers in Lwh >BP: To construct a 2 storey laneway house building with 1 open parking pad having vehicular access from the 20' Lane. Note: This is a 1 ½ storey building pursuant to the Zoning & Development By-law. 1. Covenant registered at the Land Title Office under CB272436 2. No Strata Titling permitted 3. No A/C Unit proposed for the laneway house. 4. Schedule B: (Jason Hui) P.Eng (778.319.3403) Structural and Geotechnical 5. HPO: Residential Builder- (E.Bit Development Ltd) | Gold Key Fire Protection Ltd
EP-2023-04802 | 2023-06-07 | 225 E 58TH AVENUE #3, Vancouver, BC V5X 1V8 | Electrical Permit | Residential | New | Issued | Installation / Repair - Residential - install power line, wiring and lighting installation in laneway house. (Note:Mechanical permit will be ready before inspection.) >BP: To construct a 2 storey laneway house building ($151,650.00) with 1 open parking pad having vehicular access from the 20' Lane. Note: This is a 1 ½ storey building pursuant to the Zoning & Development By-law. 1. Covenant registered at the Land Title Office under CB272436 2. No Strata Titling permitted 3. No A/C Unit proposed for the laneway house. 4. Schedule B: (Jason Hui) P.Eng (778.319.3403) Structural and Geotechnical 5. HPO: Residential Builder- (E.Bit Development Ltd) NOTE: To achieve the required FSR. A floor space exclusion of 3% has been applied to this application as per section 11.24.18 of the district schedule, to accommodate improved building performance. NOTE: Information regarding the principal building on the survey and site plan is for reference only. Any discrepancy between information regarding the principal building on the survey and/or site plan and approved permit drawings for the principal building are neither approved nor authorized under this laneway house permit. *NEW HOUSE* Note: See DB-2022-03981 for Bldg 1 on site (principal bldg) ***This permit is issued under the VBBL 2019, with updated energy requirements as per bylaw # 12997 effective Jan 01, 2022.*** | GLBC ELECTRICAL CONTRACTORS LTD
PP-2023-02763 | 2023-08-03 | 225 E 58TH AVENUE #3, Vancouver, BC V5X 1V8 | Plumbing Permit | Residential | New | Issued | Residential - LWH - #3 - This is a new laneway house with 9 fixtures. >DB: To construct a 2 storey laneway house building with 1 open parking pad having vehicular access from the 20' Lane. Note: This is a 1 ½ storey building pursuant to the Zoning & Development By-law. 1. Covenant registered at the Land Title Office under CB272436 2. No Strata Titling permitted 3. No A/C Unit proposed for the laneway house. ***This permit is issued under the VBBL 2019, with updated energy requirements as per bylaw # 12997 effective Jan 01, 2022.*** | AKAL Plumbing & Heating Ltd
PP-2023-01834 | 2023-05-25 | 636 HAWKS AVENUE, Vancouver, BC | Plumbing Permit | Residential | New | Issued | Residential - INSTALLING PLUMBING FIXTURES >BP: To provide interior and exterior alterations, re-designate the existing strata units (up and down duplex), restore exterior unenclosed balcony and provide a new exterior sunken entry and exterior stairs to the lower strata unit in the front yard of this existing Two-Family Dwelling listed on the Vancouver Heritage Registry as a building “B”. | Superstar Plumbing Heating & Sprinkler Supplies Ltd
GP-2023-01710 | 2023-06-01 | 632 HAWKS AVENUE, Vancouver, BC | Gas Permit | Residential | Tenant Improvement | Issued | Residential - 1 Range, 1 BBQ, 1 Fireplace & 2 Indirect Hot Water Tank >BP: To provide interior and exterior alterations, re-designate the existing strata units Amendment: June 02, 2023: Add 2nd Indirect Hot Water Tank | Superstar Plumbing Heating & Sprinkler Supplies Ltd
GP-2023-01715 | NULL | 632 HAWKS AVENUE, Vancouver, BC | Gas Permit | Residential | Renovation | Cancelled | Residential - IRE & RE install tankless water heater | Superstar Plumbing Heating & Sprinkler Supplies Ltd
EP-2023-03850 | 2023-05-03 | 111 E 47TH AVENUE #3, Vancouver, BC V5W 2A6 | Electrical Permit | Residential | New | Completed | Installation / Repair - Residential - Install tv, telephone, alarm prewire and complete. >BP: To construct a 1 storey laneway house building ($200,000) with an attached garage and 1 open parking pad, providing a total of 2 parking spaces, having vehicular access from the 20' Lane. 1. Covenant not required with existing house 2. No Strata Titling permitted 3. No A/C Unit proposed 4. Entire building to be sprinklered 13D 5. Schedule B: (Julian Bozsik, M.Eng) P.Eng (604.431.0055) Structural 6. Schedule B: (Julian Bozsik, M.Eng) P.Eng (604.431.0055) Geotechnical 7. HPO: Residential Builder- (Sodhi Development Ltd.) NOTE: To achieve the required FSR. A floor space exclusion of 3% has been applied to this application as per section 11.24.18 of the district schedule, to accommodate improved building performance. NOTE: Information regarding the principal building on the survey and site plan is for reference only. Any discrepancy between information regarding the principal building on the survey and/or site plan and approved permit drawings for the principal building are neither approved nor authorized under this laneway house permit. ***This permit is issued under the VBBL 2019, with updated energy requirements as per bylaw # 12997 effective Jan 01, 2022.*** | Tvisha Technologies Ltd
SP-2023-00715 | 2023-04-24 | 111 E 47TH AVENUE #3, Vancouver, BC V5W 2A6 | Sprinkler Permit | Residential | New | Completed | Residential - LWH - #3 - new sprinkler >DB: To construct a 1 storey laneway house building with an attached garage and 1 open parking pad, providing a total of 2 parking spaces, having vehicular access from the 20' Lane. 1. Covenant not required with existing house 2. No Strata Titling permitted 3. No A/C Unit proposed 4. Entire building to be sprinklered 13D | Sodhi Development Ltd
EP-2023-02951 | 2023-04-17 | 111 E 47TH AVENUE #3, Vancouver, BC V5W 2A6 | Electrical Permit | Residential | New | Completed | Installation / Repair - Residential - New Electrical wiring for new LWH - Main service:200 amp Volt:120/240 Phase: 1 phase 3 wire Main panel in the house : 100 amp Main panel in the laneway:100 >BP: To construct a 1 storey laneway house building ($200,000) with an attached garage and 1 open parking pad, providing a total of 2 parking spaces, having vehicular access from the 20' Lane. 1. Covenant not required with existing house 2. No Strata Titling permitted 3. No A/C Unit proposed 4. Entire building to be sprinklered 13D 5. Schedule B: (Julian Bozsik, M.Eng) P.Eng (604.431.0055) Structural 6. Schedule B: (Julian Bozsik, M.Eng) P.Eng (604.431.0055) Geotechnical 7. HPO: Residential Builder- (Sodhi Development Ltd.) | Samreet Electrical Services Ltd
PP-2023-00978 | 2023-03-22 | 111 E 47TH AVENUE #3, Vancouver, BC V5W 2A6 | Plumbing Permit | Residential | New | Completed | Residential - new plumbing >BP: To construct a 1 storey laneway house building with an attached garage and 1 open parking pad, providing a total of 2 parking spaces, having vehicular access from the 20' Lane. 1. Covenant not required with existing house 2. No Strata Titling permitted 3. No A/C Unit proposed 4. Entire building to be sprinklered 13D 5. Schedule B: (Julian Bozsik, M.Eng) P.Eng (604.431.0055) Structural 6. Schedule B: (Julian Bozsik, M.Eng) P.Eng (604.431.0055) Geotechnical 7. HPO: Residential Builder- (Sodhi Development Ltd.) | Sodhi Development Ltd
GP-2023-01002 | 2023-03-23 | 111 E 47TH AVENUE #3, Vancouver, BC V5W 2A6 | Gas Permit | Residential | New | Completed | Residential - 2 Ranges & 1 Boiler new gas piping >BP: To construct a 1 storey laneway house building | Sodhi Development Ltd
SP-2023-00964 | 2023-08-24 | 122 E 17TH AVENUE, Vancouver, BC V5V 1A4 | Sprinkler Permit | Residential | New | Issued | Residential - For all sprinkler work to the 2019 VBBL; NFPA 13R, 2013; for work to install a sprinkler system in this new infill. Related Permits: SP-2023-00965 - Building #1 (MCD) SP-2023-00964 - Building #2 (Infill) Notes: 1 - Engineer of Record: Xiangyang Tan; 778-706-5858; tan@xtengineering.com | Hydroworks Contracting Ltd
PP-2023-02480 | 2023-07-13 | 122 E 17TH AVENUE, Vancouver, BC V5V 1A4 | Plumbing Permit | Residential | New | Issued | Residential - Plumbing rough in and finishing Note: 2 Showers on the main floor are rough in only >BP: Building Permit for DP-2022-00035 to construct an infill two-family dwelling (Building 2) at the rear of the site provided with five open parking spaces having vehicular access from the lane. 1. Application approved under VBBL 2019 (#12511) 2. Building to be sprinklered to NFPA-13R | BD Plumbing
GP-2023-02090 | 2023-07-14 | 122 E 17TH AVENUE, Vancouver, BC V5V 1A4 | Gas Permit | Commercial | New | Issued | Commercial - 2 Ranges Rough In >BP: to alter and convert this existing multiple conversion dwelling containing two dwelling units to a 2-storey plus basement multiple conversion dwelling | BD Plumbing
EP-2023-09065 | 2024-01-03 | 122 E 17TH AVENUE, Vancouver, BC V5V 1A4 | Electrical Permit | Residential | New | Issued | Installation / Repair - Residential - ¦ INFILL- 2FD: 400A/ 120/208V/ 3P 4W ¦ NFPA-13R ¦ NO FA ¦ Wiring for Infill 2 family dwelling (back building). Full new wiring throughout. Appliances circuits and branch circuits throughout. All units have heat pumps in various location. Main service distribution located on back duplex in electrical room. Load calculation attached from engineer *An approved mechanical permit is required for the installation of air conditioning or heat pump unit at the time of installation before a final electrical inspection will be performed >BP: Building Permit for DP-2022-00035 to develop an infill two-family dwelling (Building 2) at the rear of the site provided with five open parking spaces having vehicular access from the lane. 1. Application approved under VBBL 2019 (#12511) 2. Building to be sprinklered to NFPA-13R | F & S Electrical Ltd
EP-2024-00199 | 2024-01-09 | 122 E 17TH AVENUE, Vancouver, BC V5V 1A4 | Electrical Permit | Residential | New | Issued | Installation / Repair - Residential - complete alarm system, network wiring, ceiling speaker wiring and door bell Building Permit for DP-2022-00035 to develop an infill two-family dwelling (Building 2) at the rear of the site provided with five open parking spaces having vehicular access from the lane. 1. Application approved under VBBL 2019 (#12511) 2. Building to be sprinklered to NFPA-13R | Tutronic Security Sytem Co Ltd
EP-2023-05871 | 2023-07-11 | 1289 HORNBY STREET #5507, Vancouver, BC V6Z 0G7 | Electrical Permit | Residential | Renovation | Completed | Installation / Repair - Residential - Reno to new apartment- make bathroom bigger Reroute wiring to facilitate moving bathroom wall- remove kitchen outlet from Back of kitchen cabinet and re-install in new wall >BP: Interior alterations to renovate this dwelling unit #5507 in this existing mixed-use building on this site. | Larry Husty
PP-2023-02540 | 2023-07-18 | 1289 HORNBY STREET #5507, Vancouver, BC V6Z 0G7 | Plumbing Permit | Residential | Renovation | Completed | Residential - Plumbing install >BP: Interior alterations to renovate this dwelling unit #5507 in this existing mixed-use building on this site. | ERIC PLOURDE PLUMBING & HEATING LTD
GP-2023-01111 | 2023-03-31 | 1289 HORNBY STREET #PH, Vancouver, BC | Gas Permit | Residential | New | Cancelled | Residential - INSTALL NEW LA CORNUE RANGE | Alpine Appliance Installation Ltd
EP-2023-00904 | 2023-02-08 | 2835 KITCHENER STREET, Vancouver, BC V5K 3E4 | Electrical Permit | Residential | Addition | Completed | Installation / Repair - Residential - -Supply and install 50A Breaker in the Garage Panel -Supply and install 6 AWG 3C NMD90 from Main Panel, inside wall, to a junction box at the ceiling line -Supply and install 6 AWG 3C Teck from junction box to the EV Charger location, as close to Garage Door opening as possible (LHS of Panel) -Test connections and commission installation | TDR Electric Inc
NULL | NULL | 1788 CYPRESS STREET, Vancouver, BC V6J 0H9 | Electrical Permit | Commercial | NULL | Withdrawn | Annual / Operating - annual operating permit | Prolux Electric Ltd
EP-2023-09397 | 2023-10-18 | 5150 SLOCAN STREET, Vancouver, BC V5R 2A5 | Electrical Permit | Commercial | NULL | Issued | Annual / Operating - Maintenance of existing operating electrical equipment in compliance with the Electrical By-law No. 5563. Annual safety check and for the maintenance and operation of electrical equipment. | DREAM ELECTRIC LTD
PP-2023-03101 | 2023-09-01 | 3147 RUPERT STREET, Vancouver, BC | Plumbing Permit | Residential | New | Cancelled | Residential - Rough-in and finish installation >BP: To construct a two and half storeys two-family dwelling with two secondary suites located in the basement, with a detached accessory building (garage) at the rear providing 2 parking spaces, having vehicular access from the lane. CHBA Net Zero building. Note: This is a 2 storey building pursuant to the Zoning and Development By-Law 1. Covenant registered at the Land Title Office under CB508559-CB508560. 2. No strata titling permitted for the secondary suites. 3. External mechanical units proposed 4. Bar sinks proposed 5. Schedule A: Arch: Chris MT Chung P Eng (604.563.2682) 6 Schedule B: Clinton Yiu P Eng (604.255.7670) Structural 7 Schedule B: Joseph Oh. P Eng (604-513-4190)Geotechnical 8. Schedule B: Chris MT Chung (604.563.2682) Architectural 9. HPO: Residential Builder – CMTC Construction Inc License# 42482 10. Entire Building to have NFPA 13-D | Green Earth Plumbing and Heating Ltd
SP-2023-01962 | NULL | 2653 VICTORIA DRIVE, Vancouver, BC | Sprinkler Permit | Commercial | New | Applicant Revisions | Commercial - New fire sprinkler system -Building 1 >BP: Related to Site BP-2022-03576 To alter and relocate an existing four-storey Municipally Designated Heritage B multiple conversion dwelling (North Building; previously 1853 E 11th Av) over one level of underground parking, having vehicular access from the lane. This is a CP Process Permit and the applicant is Kai Mikkelsen, P. Eng., CP. Building to be sprinklered to NFPA 13. Exposing building face shall be protected by exterior sprinkler system as per No. 11 of VBBL Table 11.5.1.1. *REVIEWED UNDER VBBL 2019, WITH UPDATED ENERGY REQUIREMENTS AS PER BYLAW #12997 EFFECTIVE Jul 01, 2022* STAGED CONSTRUCTION STAGE 1 - Excavation & Shoring | Titan Fire Protection Ltd
PP-2023-02368 | NULL | 538 E 11TH AVENUE, Vancouver, BC V5T 2C9 | Plumbing Permit | Residential | Renovation | Withdrawn | Residential - Basement suite - new plumbing to suite | Cima Mechanical Ltd
PP-2023-02366 | 2023-07-05 | 540 E 11TH AVENUE, Vancouver, BC V5T 2C9 | Plumbing Permit | Residential | New | Issued | Residential - Infill being built, new plumbing supplied to building >BP: To construct a new Infill building containing One-Family dwelling unit at the rear of the site and to stratify the lot. ******Reviewed under the provisions of VBBL 2019******** Refer to DP-2021-00757 for development permit Refer to BP-2022-03426 for Main dwelling permit | Cima Mechanical Ltd
GP-2023-01931 | 2023-06-27 | 540 E 11TH AVENUE, Vancouver, BC V5T 2C9 | Gas Permit | Residential | New | Issued | Residential - 1 BBQ box The meter will be mounted on the building >BP: To construct a new Infill building containing One-Family dwelling unit | Cima Mechanical Ltd
SP-2023-01010 | 2023-06-07 | 540 E 11TH AVENUE, Vancouver, BC V5T 2C9 | Sprinkler Permit | Residential | New | Issued | Residential - Installation of new fire sprinkler system >BP: To construct a new Infill building containing One-Family dwelling unit at the rear of the site and to stratify the lot. ******Reviewed under the provisions of VBBL 2019******** Refer to DP-2021-00757 for development permit Refer to BP-2022-03426 for Main dwelling perm | Fire Busters Inc
PP-2023-03691 | 2023-10-19 | 323 E 40TH AVENUE #3, Vancouver, BC V5W 1M1 | Plumbing Permit | Residential | New | Issued | Residential - dwv and water line and finshing >BP: To construct a 2 storey laneway house building with 1 open parking pad, providing a total of 1 parking spaces, having vehicular access from the rear 20' Lane. Note: This is a 1 ½ storey building pursuant to the Zoning & Development By-law. 1. Covenant not required with existing house 2. No Strata Titling permitted 3. No external mechanical unit proposed 4. Entire building to be sprinklered 13D 5. Schedule B: (Alan Prahalad) P.Eng (604.831.1431) Structural 6. Schedule B: (Alan Prahalad) P.Eng (604.831.1431) Geotechnical 7. HPO: Residential Builder- (Astec Developments Ltd.) 8. HRV required for laneway house as of year 2022 | CRESCENT PLUMBING HEATING & DRAINAGE LTD
EP-2023-10296 | 2023-11-16 | 323 E 40TH AVENUE #3, Vancouver, BC V5W 1M1 | Electrical Permit | Residential | New | Issued | Installation / Repair - Residential - Pre wire and completion of security alarm, Telus, tv, internet and doorbell >BP: To construct a 2 storey laneway house building ($171.025.00) with 1 open parking pad, providing a total of 1 parking spaces, having vehicular access from the rear 20' Lane. | Pioneer Security and Communications Ltd
EP-2023-10435 | 2023-12-01 | 323 E 40TH AVENUE #3, Vancouver, BC V5W 1M1 | Electrical Permit | Residential | New | Issued | Installation / Repair - Residential - ¦ #3LWH- 200A ¦ Wiring finishing and service *An approved mechanical permit is required for the installation of air conditioning or heat pump unit before a final electrical inspection will be performed >Permit Amendment Jan 25, 2024 -Service Details: Amended ¦ -Service details change: 2 separate services (1 new/ 1 existing) to 1- 200A main service ¦ 1FD- 100A ¦ LWH- 100A -Document Review: Rejected ¦ -Document(s) uploaded to "Application Documents" tab for Electrical Inspector review. Electrical contractor to request an electrical inspection online for the District Electrical Inspector to review document(s): https://plposweb.vancouver.ca/Public/Login.aspx ¦ Include "Document review only" in the requestor comments -Electrical permit application for single family dwelling disconnect/ re-connect is required prior to any further onsite inspections >BP: To construct a 2 storey laneway house building ($171.025.00) with 1 open parking pad, providing a total of 1 parking spaces, having vehicular access from the rear 20' Lane. Note: This is a 1 ½ storey building pursuant to the Zoning & Development By-law. 1. Covenant not required with existing house 2. No Strata Titling permitted 3. No external mechanical unit proposed 4. Entire building to be sprinklered 13D 5. Schedule B: (Alan Prahalad) P.Eng (604.831.1431) Structural 6. Schedule B: (Alan Prahalad) P.Eng (604.831.1431) Geotechnical Note: Bldg 1 (principal bldg) addressed #1-323 E 40th Av retained on site. ***This permit is issued under the VBBL 2019, with updated energy requirements as per bylaw # 12997 effective Jan 01, 2022.*** | IDEAL ELECTRICAL LTD
PP-2023-03265 | 2023-09-14 | 323 E 40TH AVENUE #3, Vancouver, BC V5W 1M1 | Plumbing Permit | Residential | New | Issued | Residential - Sump no pump | Bhullar Excavating and Demolition
SP-2023-02283 | 2023-12-19 | 323 E 40TH AVENUE #3, Vancouver, BC V5W 1M1 | Sprinkler Permit | Residential | New | Issued | Residential - new home >BP: To construct a 2 storey laneway house building ($171.025.00) with 1 open parking pad, providing a total of 1 parking spaces, having vehicular access from the rear 20' Lane. Note: This is a 1 ½ storey building pursuant to the Zoning & Development By-law. 1. Covenant not required with existing house 2. No Strata Titling permitted 3. No external mechanical unit proposed 4. Entire building to be sprinklered 13D 5. Schedule B: (Alan Prahalad) P.Eng (604.831.1431) Structural 6. Schedule B: (Alan Prahalad) P.Eng (604.831.1431) Geotechnical 7. HPO: Residential Builder- (Astec Developments Ltd.) 8. HRV required for laneway house as of year 2022 | SBMS Construction Ltd
EP-2023-08835 | 2023-11-06 | 3530 CAROLINA STREET, Vancouver, BC | Electrical Permit | Residential | New | Issued | Installation / Repair - Residential - Laneway house rough wiring,finishing and service complete Main service. 200A Main house Breaker 150A Laneway house breaker size 100A DiVVEE load shed device for car charger and range. >BP: To construct a 1 storey laneway house building ($124,500) and 1 open parking pad, providing a total of 1 parking spaces, having vehicular access from the 20' Lane. Note: The entire building, INCLUDING THE ATTACHED GARAGE (if applicable), to be sprinklered to NFPA 13D Note: This is a 1 storey building pursuant to the Zoning & Development By-law. 1. Covenant registered at the Land Title Office under CB370673 2. No Strata Titling permitted 3. Schedule B: (G.IULIAN) P.Eng (604.553.4984) Structural & Geotechnical 4. Schedule B: (A.D.A Prahalad) P.Eng (604.831.1431) Structural & Geotechnical 5. HPO: Residential Builder- Mercia Construction Ltd | Kooner Electrical Ltd
SP-2023-01610 | 2023-09-06 | 3530 CAROLINA STREET, Vancouver, BC | Sprinkler Permit | Residential | New | Issued | Residential - Fire sprinkler installation >BP: To construct a 1 storey laneway house building and 1 open parking pad, providing a total of 1 parking spaces, having vehicular access from the 20' Lane. Note: The entire building, INCLUDING THE ATTACHED GARAGE (if applicable), to be sprinklered to NFPA 13D Note: This is a 1 storey building pursuant to the Zoning & Development By-law. 1. Covenant registered at the Land Title Office under CB370673 2. No Strata Titling permitted 3. Schedule B: (G.IULIAN) P.Eng (604.553.4984) Structural & Geotechnical 4. Schedule B: (A.D.A Prahalad) P.Eng (604.831.1431) Structural & Geotechnical 5. HPO: Residential Builder- Mercia Construction Ltd | Ecofire Sprinklers Ltd
EP-2023-09171 | 2023-10-11 | 3530 CAROLINA STREET, Vancouver, BC | Electrical Permit | Residential | New | Issued | Installation / Repair - Residential - Prewire - Data installation. >BP: To construct a 1 storey laneway house building ($124,500) and 1 open parking pad, providing a total of 1 parking spaces, having vehicular access from the 20' Lane. Note: The entire building, INCLUDING THE ATTACHED GARAGE (if applicable), to be sprinklered to NFPA 13D Note: This is a 1 storey building pursuant to the Zoning & Development By-law. 1. Covenant registered at the Land Title Office under CB370673 2. No Strata Titling permitted 3. Schedule B: (G.IULIAN) P.Eng (604.553.4984) Structural & Geotechnical 4. Schedule B: (A.D.A Prahalad) P.Eng (604.831.1431) Structural & Geotechnical 5. HPO: Residential Builder- Mercia Construction Ltd *NEW HOUSE* Note: See DB-2022-04484 for Bldg 1 on site (principal bldg) addressed 602 E 19th Ave **THIS PERMIT HAS BEEN ISSUED UNDER THE REQUIREMENTS OF VBBL #12511 (2019) ** | Vantech Communications Ltd.
PP-2023-01459 | 2023-04-26 | 3530 CAROLINA STREET, Vancouver, BC | Plumbing Permit | Residential | New | Issued | Residential - LWH - Plumbing >DB: To construct a 1 storey laneway house building and 1 open parking pad, providing a total of 1 parking spaces, having vehicular access from the 20' Lane. Note: The entire building, INCLUDING THE ATTACHED GARAGE (if applicable), to be sprinklered to NFPA 13D Note: This is a 1 storey building pursuant to the Zoning & Development By-law. 1. Covenant registered at the Land Title Office under CB370673 2. No Strata Titling permitted | Sea To Sky Plumbing & Heating Supplies Ltd
PP-2023-01457 | 2023-04-26 | 606 E 19TH AVENUE #3, Vancouver, BC | Plumbing Permit | Residential | New | Issued | Residential - LWH - #3 - Plumbing >DB: To construct a 1 storey laneway house building with 1 open parking pad having vehicular access from the 20' Lane. 1. Covenant registered at the Land Title Office under CB370671 2. No Strata Titling permitted 3. No A/C Unit proposed Note: The entire building, INCLUDING THE ATTACHED GARAGE (if applicable), to be sprinklered to NFPA 13D AMEND: NOV 27/2023 ADD 4 DECK DRAINS >>>>Amend: Feb. 1st, 2024 - the 4 drains were added in error -removed the 4 floor drains and added it to the Main PP-2023-01456 -fees paid($302.40) for the 4 F/D transferred to Main house PP-2023-01456 | Sea To Sky Plumbing & Heating Supplies Ltd
EP-2023-09169 | 2023-10-11 | 606 E 19TH AVENUE #3, Vancouver, BC | Electrical Permit | Residential | New | Issued | Installation / Repair - Residential - Roughin - Data installation. >BP: To construct a 1 storey laneway house building ($124,500) with 1 open parking pad having vehicular access from the 20' Lane. 1. Covenant registered at the Land Title Office under CB370671 2. No Strata Titling permitted 3. No A/C Unit proposed 4. Schedule B: (G.I. CRUDU) P.Eng (604.553.4984) Structural & Geotechnical 5. Schedule B: (A.D.A Prahalad) P.Eng (604.831.1431) Structural & Geotechnical 5. HPO: Residential Builder- Mercia Construction Ltd Note: The entire building, INCLUDING THE ATTACHED GARAGE (if applicable), to be sprinklered to NFPA 13D *NEW HOUSE* Note: See DB-2022-04487 for Bldg 1 on site (principal bldg) addressed #1-606 E 19th Ave ***This permit is issued under the VBBL 2019, with updated energy requirements as per bylaw # 12997 effective Jan 01, 2022.*** | Vantech Communications Ltd.
SP-2023-01612 | 2023-09-06 | 606 E 19TH AVENUE #3, Vancouver, BC | Sprinkler Permit | Residential | New | Issued | Residential - Fire sprinkler installation >BP: To construct a 1 storey laneway house building with 1 open parking pad having vehicular access from the 20' Lane. 1. Covenant registered at the Land Title Office under CB370671 2. No Strata Titling permitted 3. No A/C Unit proposed 4. Schedule B: (G.I. CRUDU) P.Eng (604.553.4984) Structural & Geotechnical 5. Schedule B: (A.D.A Prahalad) P.Eng (604.831.1431) Structural & Geotechnical 5. HPO: Residential Builder- Mercia Construction Ltd Note: The entire building, INCLUDING THE ATTACHED GARAGE (if applicable), to be sprinklered to NFPA 13D | Ecofire Sprinklers Ltd
EP-2023-08729 | 2023-10-18 | 606 E 19TH AVENUE #3, Vancouver, BC | Electrical Permit | Residential | New | Issued | Installation / Repair - Residential - ¦ #3LWH- 200A ¦ Laneway House Rough Wiring,Service and Complete Laneway house car charger breaker size 30A Only 30A Regular car charger *An approved mechanical permit is required for the installation of air conditioning or heat pump unit at the time of installation before an electrical inspection will be performed >BP: To construct a 1 storey laneway house building ($124,500) with 1 open parking pad having vehicular access from the 20' Lane. 1. Covenant registered at the Land Title Office under CB370671 2. No Strata Titling permitted 3. No A/C Unit proposed 4. Schedule B: (G.I. CRUDU) P.Eng (604.553.4984) Structural & Geotechnical 5. Schedule B: (A.D.A Prahalad) P.Eng (604.831.1431) Structural & Geotechnical 5. HPO: Residential Builder- Mercia Construction Ltd Note: The entire building, INCLUDING THE ATTACHED GARAGE (if applicable), to be sprinklered to NFPA 13D NOTE: To achieve the required FSR. A floor space exclusion of 3% has been applied to this application as per section 11.24.18 of the district schedule, to accommodate improved building performance. *NEW HOUSE* Note: See DB-2022-04487 for Bldg 1 on site (principal bldg) addressed #1-606 E 19th Ave ***This permit is issued under the VBBL 2019, with updated energy requirements as per bylaw # 12997 effective Jan 01, 2022.*** | Kooner Electrical Ltd
EP-2023-10908 | 2023-12-11 | 3491 COMMERCIAL STREET, Vancouver, BC V5N 4E8 | Electrical Permit | Commercial | Addition | Completed | Installation / Repair - Commercial - Adding two fire alarm Smoke detectors that were missed from the original contractor. Building inspector caught this during the final occupancy and requires those to be installed. >BP: Including operational letter submitted by Hudson dated July 30, 2023 to perform interior alterations and a change of use from Retail to Amenity space for Office tenant at 3499 Commercial Drive at this commercial building on site. | Adept Electrical Services Ltd
EP-2023-05186 | 2023-06-14 | 3499 COMMERCIAL STREET, Vancouver, BC V5N 4E8 | Electrical Permit | Commercial | Renovation | Completed | Installation / Repair - Commercial - Office renovation consisting of offices and boardroom. Relocation of existing 120/208v 3ph 400AMP panel. Addition of 120/208v 200AMP panel. Receptacles, data and lighting. >BP: Interior alteration to combine unit 3495 to 3499 commercial Street (3 units) into one unit and change the use from retail to general office on the ground floor of this existing mixed-use building. Scope of work: - Install interior partition & doors, millwork, floor & wall finishes, plumbing fixtures and lighting. Ok for Field Review as per J. Zhang, April 1st, 2022 Revision #1 - Layout changes to office, relocate washroom & increase kitchen area, change the lounge & waiting area to library, lighting & mechanical change. Note: - Class 3 cooking operation This kitchen is only to be used as a Class 3 Cooking Operation, with a grease capacity alike to a single-family residence. No commercial cooking is permitted, including preparation of meals for more than a normal household on a regularly repeated basis. - Sprinkler building - Building inspector to determine on site if a separate sprinkler permit and structural engineer are required. | Red Seal Electric Ltd
SP-2023-00228 | 2023-02-08 | 353 RAILWAY STREET #201, Vancouver, BC V6A 1A4 | Sprinkler Permit | Commercial | Tenant Improvement | Completed | Commercial - Add and relocate sprinkler heads for tenant improvement. >BP: Interior alterations to provide improvements for an existing vacant clothing manufacturing shell space on the 2nd floor #201 of this existing commercial building. Scope of work: two new base building washrooms and two meeting rooms. *****This application does not include any of the following: 1. Not more than 20 sprinklers (add, relocate, or remove), 2. hydraulic calculations, 3. change in occupancy and /or hazard classification, 4. warehouse storage arrangements, 5. mobile compact storage arrangements, 6. alternative solutions, 7. changes to the sprinkler system supply piping (e.g. valves, mains, cross-mains, branch-lines, etc.), or 8. flexible sprinkler pipe. | Priority Fire Systems Ltd
EP-2023-01120 | 2023-02-09 | 353 RAILWAY STREET #201, Vancouver, BC V6A 1A4 | Electrical Permit | Commercial | Renovation | Completed | Installation / Repair - Commercial - Branch wiring for receptacles; Supply and Install Lighting and Lighting Controls; Install new Exit Signs; Electrical connections to mechanical equipment; Data for TV and office desk >BP: Interior alterations to provide improvements for an existing vacant clothing manufacturing shell space on the 2nd floor #201 of this existing commercial building. Scope of work: two new base building washrooms and two meeting rooms. SEPARATE PERMIT(S) REQUIRED FOR TENANT IMPROVEMENTS TO SHELL SPACE. | Leading Edge Electric Inc
NULL | NULL | 353 RAILWAY STREET #201, Vancouver, BC V6A 1A4 | Plumbing Permit | Commercial | Tenant Improvement | Withdrawn | Commercial - Rough in drainage and waterlines for two bathrooms and one kitchen area | VANMECH PLUMBING & HEATING LTD.
PP-2023-00667 | 2023-02-27 | 353 RAILWAY STREET #201, Vancouver, BC V6A 1A4 | Plumbing Permit | Commercial | Tenant Improvement | Completed | Commercial - Rough in drainage venting and waterlines to the following fixtures 1 kitchen sink , 2 lav , 2 water closets , 2 floor , 1 kitchen sink >BP: Interior alterations to provide improvements for an existing vacant clothing manufacturing shell space on the 2nd floor #201 of this existing commercial building. Scope of work: two new base building washrooms and two meeting rooms. | VANMECH PLUMBING & HEATING LTD.
EP-2023-02451 | 2023-03-22 | 1967 NAPIER STREET, Vancouver, BC V5L 2N6 | Electrical Permit | Commercial | New | Issued | Temporary Power - Commercial - To provide temporary power. | Faraday Electrical Contractors Ltd
PP-2023-02208 | 2023-06-30 | 1967 NAPIER STREET, Vancouver, BC V5L 2N6 | Plumbing Permit | Commercial | New | Issued | Commercial - new houses >BP: To add, alter and convert this existing Character Church to a 3 storey with basement Multiple Conversion Dwelling containing two (2) dwelling units, to develop two (2) one-family dwellings and to develop three (3) infill one-family dwellings, for a total of seven (7) dwelling units, providing seven (7) parking spaces, having access from the lane. Building 1: BP-2022-05496 (MCD) - 1967 Napier Building 2: BP-2022-05497 (SDH INFILL) - 1051 Semlin Building 3: BP-2022-05498 (SDH) - 1963 Napier Building 4: BP-2022-05499 (SDH INFILL) - 1061 Semlin Building 5: BP-2022-05500 (SDH) - 1961 Napier Building 6: BP-2022-05501 (SDH INFILL) - 1071 Semlin Note: 1.0. This is the site permit and for Building 1. 2.0. This application is reviewed under VBBL 2019. 3.0. Building will be sprinkllered per NFPA R. | CGM Mechanical Ltd
NULL | NULL | 1967 NAPIER STREET, Vancouver, BC V5L 2N6 | Plumbing Permit | Residential | New | Draft | Residential - houses | NULL
SP-2023-01902 | 2023-11-01 | 1967 NAPIER STREET, Vancouver, BC V5L 2N6 | Sprinkler Permit | Residential | New | Issued | Residential - BLDG 1 - Fire sprinkler Nov 1/2023-AMEND Owner Certificate provided >BP: To add, alter and convert this existing Character Church to a 3 storey with basement Multiple Conversion Dwelling containing two (2) dwelling units, to develop two (2) one-family dwellings and to develop three (3) infill one-family dwellings, for a total of seven (7) dwelling units, providing seven (7) parking spaces, having access from the lane. Building 1: BP-2022-05496 (MCD) - 1967 Napier Building 2: BP-2022-05497 (SDH INFILL) - 1051 Semlin Building 3: BP-2022-05498 (SDH) - 1963 Napier Building 4: BP-2022-05499 (SDH INFILL) - 1061 Semlin Building 5: BP-2022-05500 (SDH) - 1961 Napier Building 6: BP-2022-05501 (SDH INFILL) - 1071 Semlin | NewTech Fire Protection Ltd
EP-2023-09668 | NULL | 1967 NAPIER STREET, Vancouver, BC V5L 2N6 | Electrical Permit | Residential | New | In Review | Installation / Repair - Residential - service and branch electrical >BP: To add, alter and convert this existing Character Church to a 3 storey with basement Multiple Conversion Dwelling containing two (2) dwelling units, to develop two (2) one-family dwellings and to develop three (3) infill one-family dwellings, for a total of seven (7) dwelling units, providing seven (7) parking spaces, having access from the lane. Building 1: BP-2022-05496 (MCD) - 1967 Napier Building 2: BP-2022-05497 (SDH INFILL) - 1051 Semlin Building 3: BP-2022-05498 (SDH) - 1963 Napier Building 4: BP-2022-05499 (SDH INFILL) - 1061 Semlin Building 5: BP-2022-05500 (SDH) - 1961 Napier Building 6: BP-2022-05501 (SDH INFILL) - 1071 Semlin Note: 1.0. This is the site permit and for Building 1. 2.0. This application is reviewed under VBBL 2019. 3.0. Building will be sprinkllered per NFPA R. | Faraday Electrical Contractors Ltd
PP-2023-03935 | 2023-11-08 | 1967 NAPIER STREET, Vancouver, BC V5L 2N6 | Plumbing Permit | Residential | New | Issued | Residential - Sumps Drainage work. Drain tile and rain water leaders coming from the foundations to connect to sumps then out to city connections. >BP: To add, alter and convert this existing Character Church to a 3 storey with basement Multiple Conversion Dwelling containing two (2) dwelling units, to develop two (2) one-family dwellings and to develop three (3) infill one-family dwellings, for a total of seven (7) dwelling units, providing seven (7) parking spaces, having access from the lane. Building 1: BP-2022-05496 (MCD) - 1967 Napier Building 2: BP-2022-05497 (SDH INFILL) - 1051 Semlin Building 3: BP-2022-05498 (SDH) - 1963 Napier Building 4: BP-2022-05499 (SDH INFILL) - 1061 Semlin Building 5: BP-2022-05500 (SDH) - 1961 Napier Building 6: BP-2022-05501 (SDH INFILL) - 1071 Semlin Note: 1.0. This is the site permit and for Building 1. 2.0. This application is reviewed under VBBL 2019. 3.0. Building will be sprinkllered per NFPA R. | MT Disposal King Ltd
EP-2023-01554 | 2023-02-23 | 2063 W 58TH AVENUE, Vancouver, BC | Electrical Permit | Residential | New | Issued | Temporary Power - Residential - To provide temporary power. | Altech Electric Ltd
MP-2023-01893 | 2023-10-20 | 2061 E 35TH AVENUE, Vancouver, BC | Mechanical Permit | NULL | NULL | Issued | NULL | Power Cool Electrical & Refrigeration Mech Ltd
EP-2023-07762 | 2023-08-30 | 2889 E 19TH AVENUE, Vancouver, BC | Electrical Permit | Residential | New | Completed | Installation / Repair - Residential - Tv, telephone ,security alarm prewire and complete. >BP: To construct a two-storey two-family dwelling with two secondary suites located in the basement, with a detached accessory building (garage) and open parking space at the rear providing 3 parking spaces, having vehicular access from the lane. Note: This is a 2 storey building pursuant to the Zoning and Development By-Law 1. A/C units proposed in rear yard 2. Schedule B: Julian Bozsik, M. Eng., P. Eng. (604.431.0055) Structural & Geotechnical 3. HPO: Sodhi Development Ltd. | Tvisha Technologies Ltd
EP-2023-07442 | 2023-08-22 | 2889 E 19TH AVENUE, Vancouver, BC | Electrical Permit | Residential | New | Completed | Installation / Repair - Residential - ¦ 2FD + 2SS- 200A ¦ New duplex house Main service:200amp Volt : 120/240 Phase : single phase 3 wires Each side main panel :125 amp *An approved mechanical permit is required for the installation of air conditioning or heat pump unit at the time of installation before an electrical inspection will be performed *GP-2023-02259 indicates installation of 2 Range, 2 Boiler & 2 Dryer ¦ 4 gas dryers have been provided on load calculation ¦ GP to be amended by builder prior to rough wire inspection *Load calculation to comply with the installation To construct a two-storey two-family dwelling with two secondary suites located in the basement, with a detached accessory building (garage) and open parking space at the rear providing 3 parking spaces, having vehicular access from the lane. Note: This is a 2 storey building pursuant to the Zoning and Development By-Law 1. A/C units proposed in rear yard 2. Schedule B: Julian Bozsik, M. Eng., P. Eng. (604.431.0055) Structural & Geotechnical 3. HPO: Sodhi Development Ltd. | Samreet Electrical Services Ltd
MP-2023-02202 | 2023-12-10 | 2889 E 19TH AVENUE, Vancouver, BC | Mechanical Permit | NULL | NULL | Completed | NULL | AQUIFER MECHANICAL
NULL | NULL | 2889 E 19TH AVENUE, Vancouver, BC | Mechanical Permit | NULL | NULL | Draft | NULL | NULL
EP-2023-03006 | 2023-04-05 | 2889 E 19TH AVENUE, Vancouver, BC | Electrical Permit | Residential | New | Issued | Temporary Power - Residential - To provide temporary power. >>>>Amend: July 31st -address should be as follows to match DB-2022-02271 WEST UNIT #1-2889 E 19th Av - Principal Dwelling (1st-2nd floor) #2-2889 E 19th Av - Secondary Suite (basement) EAST UNIT #1-2891 E 19th Av - Principal Dwelling (1st-2nd floor) #2-2891 E 19th Av - Secondary Suite (basement) | Samreet Electrical Services Ltd
PP-2023-02201 | 2023-06-22 | 2889 E 19TH AVENUE, Vancouver, BC | Plumbing Permit | Residential | New | Completed | Residential - 2FD+2SS - WEST - 2889 E 19TH AV - #1 & #2 EAST - 2891 E 19TH AV - #1 & #2 new plumbing >DB: To construct a two-storey two-family dwelling with two secondary suites located in the basement, with a detached accessory building (garage) and open parking space at the rear providing 3 parking spaces, having vehicular access from the lane. Note: This is a 2 storey building pursuant to the Zoning and Development By-Law 1. A/C units proposed in rear yard The entire building, to be sprinklered to 2 x NFPA 13D. ******THIS PERMIT HAS BEEN ISSUED UNDER THE REQUIREMENTS OF VBBL #12511 (2019)****** | Sodhi Development Ltd
MP-2023-02194 | NULL | 2889 E 19TH AVENUE, Vancouver, BC | Mechanical Permit | NULL | NULL | Withdrawn | NULL | Sodhi Development Ltd
MP-2023-01190 | 2023-06-28 | 2889 E 19TH AVENUE, Vancouver, BC | Mechanical Permit | NULL | NULL | Completed | NULL | Sodhi Development Ltd
GP-2023-02259 | 2023-08-01 | 2889 E 19TH AVENUE, Vancouver, BC | Gas Permit | Residential | New | Completed | Residential - 2 Range, 2 Boiler & 2 Dryer >BP: To construct a two-storey two-family dwelling with two secondary suites *Amend* August 25, 2023 -Add 2 Gas Dryers to Permit (Total 4 gas dryers) | Sodhi Development Ltd
PP-2023-01875 | 2023-05-26 | 2889 E 19TH AVENUE, Vancouver, BC | Plumbing Permit | Residential | New | Completed | Residential - Sentry and storm con with sump | AKAL DEMOLITION & EXCAVATING LTD
PP-2023-02481 | 2023-07-13 | 1918 UPLAND DRIVE #3, Vancouver, BC V5P 2C4 | Plumbing Permit | Residential | New | Issued | Residential - Sumps | Nihal Excavating & Landscaping Ltd
EP-2023-07695 | 2023-09-13 | 1918 UPLAND DRIVE #3, Vancouver, BC V5P 2C4 | Electrical Permit | Residential | New | Issued | Installation / Repair - Residential - ¦#3LWH- 400A ¦ SERVICE UPGRADE & SERVICE ,ROUGH IN AND FINISHING FOR 1918 UPLAND DR LANEWAY HOUSE -PLEASE CONSIDER THIS APPLICATION FOR SERVICE(400AMP FOR LANEWAY & EXISTING DWELLING ,ROUGH IN AND FINISHING WORK ON LANEWAY ONLY I WILL APPLY FOR SEPARATE PERMIT IF NEED TO WORK ON #1 >BP: To construct a 2 storey laneway house building ($250,000) with 1 open parking pad, providing a total of 1 parking spaces, having vehicular access from the rear 20' Lane. Note: This is a 1 ½ storey building pursuant to the Zoning & Development By-law. 1. Covenant not required with existing house 2. No Strata Titling permitted 3. Entire building to be sprinklered 13D 4. A/C proposed – Exterior component located in rear yard, Interior component located in upper floor closet 5. Schedule B: (Sharat Chande) P.Eng (604.723.7534) Structural 6. Schedule B: (Sharat Chande) P.Eng (604.723.7534) Geotechnical 7. HPO: Residential Builder- (SST Developments Ltd.) | SNS ELECTRIC LTD
PP-2023-03456 | 2023-09-28 | 1918 UPLAND DRIVE #3, Vancouver, BC V5P 2C4 | Plumbing Permit | Residential | New | Issued | Residential - Rough in and finishing for laneway house >BP: To construct a 2 storey laneway house building with 1 open parking pad, providing a total of 1 parking spaces, having vehicular access from the rear 20' Lane. Note: This is a 1 ½ storey building pursuant to the Zoning & Development By-law. 1. Covenant not required with existing house 2. No Strata Titling permitted 3. Entire building to be sprinklered 13D 4. A/C proposed – Exterior component located in rear yard, Interior component located in upper floor closet 5. Schedule B: (Sharat Chande) P.Eng (604.723.7534) Structural 6. Schedule B: (Sharat Chande) P.Eng (604.723.7534) Geotechnical 7. HPO: Residential Builder- (SST Developments Ltd.) | RADAR PLUMBING AND HEATING
SP-2023-01819 | 2023-09-29 | 1918 UPLAND DRIVE #3, Vancouver, BC V5P 2C4 | Sprinkler Permit | Residential | New | Issued | Residential - To Install 20 sprinkler heads >BP: To construct a 2 storey laneway house building with 1 open parking pad, providing a total of 1 parking spaces, having vehicular access from the rear 20' Lane. Note: This is a 1 ½ storey building pursuant to the Zoning & Development By-law. 1. Covenant not required with existing house 2. No Strata Titling permitted 3. Entire building to be sprinklered 13D 4. A/C proposed – Exterior component located in rear yard, Interior component located in upper floor closet 5. Schedule B: (Sharat Chande) P.Eng (604.723.7534) Structural 6. Schedule B: (Sharat Chande) P.Eng (604.723.7534) Geotechnical 7. HPO: Residential Builder- (SST Developments Ltd.) | General Sprinkler Systems Ltd
EP-2023-09148 | 2023-10-11 | 1918 UPLAND DRIVE #3, Vancouver, BC V5P 2C4 | Electrical Permit | Residential | New | Issued | Installation / Repair - Residential - Low voltage - alarm ri, tel, data, cable ri and complete. >BP: To construct a 2 storey laneway house building ($250,000) with 1 open parking pad, providing a total of 1 parking spaces, having vehicular access from the rear 20' Lane. Note: This is a 1 ½ storey building pursuant to the Zoning & Development By-law. 1. Covenant not required with existing house 2. No Strata Titling permitted 3. Entire building to be sprinklered 13D 4. A/C proposed – Exterior component located in rear yard, Interior component located in upper floor closet 5. Schedule B: (Sharat Chande) P.Eng (604.723.7534) Structural 6. Schedule B: (Sharat Chande) P.Eng (604.723.7534) Geotechnical 7. HPO: Residential Builder- (SST Developments Ltd.) NOTE: To achieve the required FSR. A floor space exclusion of 3% has been applied to this application as per section 11.24.18 of the district schedule, to accommodate improved building performance. ***This permit is issued under the VBBL 2019, with updated energy requirements as per bylaw # 12997 effective Jan 01, 2022.*** | Sally De la Cruz Rajah
SP-2023-01909 | 2023-10-17 | 763 E 12TH AVENUE #3, Vancouver, BC V5T 2J1 | Sprinkler Permit | Residential | New | Issued | Residential - New sprinkler system >BP: To construct a 2 storey laneway house building with 1 open parking pad, providing a total of 1 parking spaces, having vehicular access from the rear 20' Lane. Note: This is a 1 ½ storey building pursuant to the Zoning & Development By-law. 1. Covenant not required with existing house 2. No Strata Titling permitted 3. No external mechanical unit proposed 4. Entire building to be sprinklered 13D 5. Schedule B: (Govinder S Dhesi) P.Eng (604.580.3275) Structural & Geotechnical 6. HPO: Metro Van Construction Ltd 7. HRV required for laneway house as of year 2022 | Haven Fire Protection Ltd
PP-2023-04063 | 2023-11-20 | 763 E 12TH AVENUE #3, Vancouver, BC V5T 2J1 | Plumbing Permit | Residential | Addition | Issued | Residential - Draintile and sump for laneway | Metro Van Construction LTD
EP-2022-10785 | 2023-01-03 | 986 E 10TH AVENUE, Vancouver, BC V5T 2B2 | Electrical Permit | Residential | Renovation | Completed | Installation / Repair - Residential - Installation of new wire for EV charger. This charger will utilize an existing charging circuit and 2P40A breaker in the panel. The existing wire is aluminum, and the new wire will be a copper wire that will directly wire the charger. The existing aluminum wire will be capped off. There will not be any additional load added to the house. | Supra Investments Inc
EP-2023-10984 | NULL | 2920 EUCLID AVENUE, Vancouver, BC | Electrical Permit | Residential | New | Application Incomplete | Temporary Power - Residential - To provide temporary power. RENEWAL OF EP-2022-09856 VALID NOV 22/2023 UNTIL NOV 21/2024 | S B ELECTRICAL LTD
PP-2023-03566 | 2023-10-11 | 2920 EUCLID AVENUE, Vancouver, BC | Plumbing Permit | Residential | New | Stop Work | Residential - All plumbing work >BP: To construct a 2-storey duplex with 2 secondary suites located in basement and a detached accessory building (garage) at the rear providing 1 parking space and a surface parking, having vehicular access from the lane. Note: This is a 2 storey building pursuant to the Zoning and Development By-Law ******THIS PERMIT HAS BEEN ISSUED UNDER THE REQUIREMENTS OF VBBL 2019****** This permit is issued under the VBBL 2019, with updated energy requirements as per bylaw # 12997 effective Jan 01, 2022. | S P Plumbing & Heating Ltd
PP-2023-02888 | 2023-08-16 | 2920 EUCLID AVENUE, Vancouver, BC | Plumbing Permit | Residential | New | Stop Work | Residential - Sump | K P Excavating & Demolition Ltd
SP-2023-00844 | 2023-05-16 | 482 E 54TH AVENUE #3, Vancouver, BC V5X 1L4 | Sprinkler Permit | Residential | New | Completed | Residential - New sprinkler system >BP: To construct a 2 storey laneway house building ($189,950) with 1 open parking pad having vehicular access from the 20' Lane. Note: This is a 1 ½ storey building pursuant to the Zoning & Development By-law. 1. Covenant not required with existing house 2. No Strata Titling permitted 3. No A/C Unit proposed 4. Schedule B: Avnash Banwait P.Eng (604.543.8044) Struct. & Geo. 5. HPO: Residential Builder- VCL Construction Ltd - License #40153 6. Entire Building to have NFPA 13-D | Haven Fire Protection Ltd
EP-2023-03052 | 2023-04-25 | 482 E 54TH AVENUE #3, Vancouver, BC V5X 1L4 | Electrical Permit | Residential | New | Completed | Installation / Repair - Residential - New laneway house electrical and low voltage telephone cable security rough in and main 200 amp service 125 amp to main house 100 amp to laneway house >BP: To construct a 2 storey laneway house building ($189,950) with 1 open parking pad having vehicular access from the 20' Lane. Note: This is a 1 ½ storey building pursuant to the Zoning & Development By-law. 1. Covenant not required with existing house 2. No Strata Titling permitted 3. No A/C Unit proposed 4. Schedule B: Avnash Banwait P.Eng (604.543.8044) Struct. & Geo. 5. HPO: Residential Builder- VCL Construction Ltd - License #40153 6. Entire Building to have NFPA 13-D ***This permit is issued under the VBBL 2019, with updated energy requirements as per bylaw # 12997 effective Jan 01, 2022.*** | Uppal Electrical Ltd
GP-2023-01190 | 2023-04-12 | 482 E 54TH AVENUE #3, Vancouver, BC V5X 1L4 | Gas Permit | Residential | New | Cancelled | Residential - LWH - #3 - ROUGH IN >DB: To construct a 2 storey laneway house building with 1 open parking pad having vehicular access from the 20' Lane. Note: This is a 1 ½ storey building pursuant to the Zoning & Development By-law. 1. Covenant not required with existing house 2. No Strata Titling permitted 3. No A/C Unit proposed 6. Entire Building to have NFPA 13-D | FOCUS MECHANICAL LTD.
PP-2023-01413 | 2023-04-21 | 482 E 54TH AVENUE #3, Vancouver, BC V5X 1L4 | Plumbing Permit | Residential | New | Completed | Residential - LWH - #3 - Rough in >DB: To construct a 2 storey laneway house buildingwith 1 open parking pad having vehicular access from the 20' Lane. Note: This is a 1 ½ storey building pursuant to the Zoning & Development By-law. 1. Covenant not required with existing house 2. No Strata Titling permitted 3. No A/C Unit proposed 6. Entire Building to have NFPA 13-D | FOCUS MECHANICAL LTD.
PP-2023-01181 | 2023-04-04 | 482 E 54TH AVENUE #3, Vancouver, BC V5X 1L4 | Plumbing Permit | Residential | New | Completed | Residential - storm and sanitary pipe for laneway house >BP: To construct a 2 storey laneway house building with 1 open parking pad having vehicular access from the 20' Lane. | J B Siteworks Inc
PP-2023-02806 | 2023-08-08 | 7969 LABURNUM STREET #3, Vancouver, BC V6P 5N6 | Plumbing Permit | Residential | New | Issued | Residential - Sump | East West Excavating 2022 ltd
EP-2023-07635 | 2023-09-08 | 7969 LABURNUM STREET #3, Vancouver, BC V6P 5N6 | Electrical Permit | Residential | New | Issued | Installation / Repair - Residential - LWH project for 7969 Laburnum St, address number is #3 7969 Laburnum St. Prewire electrical cable and comunication cable,with termination and devices connection.EV charger and A/C will be purposed as well. Separate Service from the house. There will be 2 services on property. >BP: To construct a 1 storey laneway house building ($152,205.00). 1. Covenant registered at the Land Title Office under CB408466 2. No Strata Titling permitted 3. A/C unit proposed 4. Schedule B: Antony Wang P.Eng (604.618.6236) Structural 5. Schedule B: GongZuo Zhou P.Eng (604.838.2586) Geotechnical 5. HPO: Residential Builder- AIE Homes Ltd | AIGO TECHNOLOGY INC
PP-2023-03415 | 2023-09-26 | 7969 LABURNUM STREET #3, Vancouver, BC V6P 5N6 | Plumbing Permit | Residential | New | Issued | Residential - One outside sump Oct 13/2023-AMEND Sump with pump NOTE: Engineering Assurance letter will be submitted to the Plumbing Inspector on the site. Letter shall conform to the requirements of Vancouver Bulletin 2000-008-EL/PL. | East West Excavating 2022 ltd
MP-2023-02018 | 2023-11-10 | 7969 LABURNUM STREET #3, Vancouver, BC V6P 5N6 | Mechanical Permit | NULL | NULL | Issued | NULL | Green Earth Plumbing and Heating Ltd
PP-2023-03863 | 2023-11-02 | 7969 LABURNUM STREET #3, Vancouver, BC V6P 5N6 | Plumbing Permit | Residential | New | Issued | Residential - Rough-in and finish installation >BP: To construct a 1 storey laneway house building. 1. Covenant registered at the Land Title Office under CB408466 2. No Strata Titling permitted 3. A/C unit proposed 4. Schedule B: Antony Wang P.Eng (604.618.6236) Structural 5. Schedule B: GongZuo Zhou P.Eng (604.838.2586) Geotechnical 5. HPO: Residential Builder- AIE Homes Ltd | Green Earth Plumbing and Heating Ltd
SP-2024-00022 | 2024-01-25 | 7969 LABURNUM STREET #3, Vancouver, BC V6P 5N6 | Sprinkler Permit | Residential | New | Issued | Residential - installation of a new fire sprinkler system >>The entire building, to be sprinklered to NFPA 13D. >BP: To construct a 1 storey laneway house building ($152,205.00). 1. Covenant registered at the Land Title Office under CB408466 2. No Strata Titling permitted 3. A/C unit proposed 4. Schedule B: Antony Wang P.Eng (604.618.6236) Structural 5. Schedule B: GongZuo Zhou P.Eng (604.838.2586) Geotechnical 5. HPO: Residential Builder- AIE Homes Ltd ***This permit is issued under the VBBL 2019, with updated energy requirements as per bylaw # 12997 effective Jan 01, 2022.*** | CENTRE LINE FIRE SPRINKLERS LTD
SP-2023-01144 | 2023-06-27 | 772 E 59TH AVENUE #3, Vancouver, BC V5X 1Y4 | Sprinkler Permit | Residential | New | Completed | Residential - LWH - #3 - To Install 12 sprinkler heads >DB: To construct a 2 storey laneway house building with 1 open parking pad, providing a total of 1 parking spaces, having vehicular access from the 20' Lane. Note: This is a 1 ½ storey building pursuant to the Zoning & Development By-law. 1. Covenant not required with existing house 2. No Strata Titling permitted 3. No A/C Unit proposed 4. Entire building to be sprinklered 13D ***This permit is issued under the VBBL 2019, with updated energy requirements as per bylaw # 12997 effective Jan 01, 2022.***. | General Sprinkler Systems Ltd
EP-2023-05561 | 2023-07-05 | 772 E 59TH AVENUE #3, Vancouver, BC V5X 1Y4 | Electrical Permit | Residential | New | Completed | Installation / Repair - Residential - #3 LWH- 200A Wiring and service for new laneway house. Main house: 100 Amp Laneway house: 100 Amp Total: 200 Amp >BP: To construct a 2 storey laneway house building ($159,477.5) with 1 open parking pad, providing a total of 1 parking spaces, having vehicular access from the 20' Lane. Note: This is a 1 ½ storey building pursuant to the Zoning & Development By-law. 1. Covenant not required with existing house 2. No Strata Titling permitted 3. No A/C Unit proposed 4. Entire building to be sprinklered 13D 5. Schedule B: (Alan Prahalad) P.Eng (604.831.1431) Structural 6. Schedule B: (Alan Prahalad) P.Eng (604.831.1431) Geotechnical 7. HPO: Residential Builder- Indra Construction Ltd. | G.S.G. Electric Ltd.
EP-2023-05621 | 2023-06-26 | 772 E 59TH AVENUE #3, Vancouver, BC V5X 1Y4 | Electrical Permit | Residential | New | Completed | Installation / Repair - Residential - Install Wiring and finishing of extra low voltage. >BP: To construct a 2 storey laneway house building ($159,477.5) with 1 open parking pad, providing a total of 1 parking spaces, having vehicular access from the 20' Lane. Note: This is a 1 ½ storey building pursuant to the Zoning & Development By-law. 1. Covenant not required with existing house 2. No Strata Titling permitted 3. No A/C Unit proposed 4. Entire building to be sprinklered 13D 5. Schedule B: (Alan Prahalad) P.Eng (604.831.1431) Structural 6. Schedule B: (Alan Prahalad) P.Eng (604.831.1431) Geotechnical 7. HPO: Residential Builder- Indra Construction Ltd. NOTE: To achieve the required FSR. A floor space exclusion of 3% has been applied to this application as per section 11.24.18 of the district schedule, to accommodate improved building performance. NOTE: Information regarding the principal building on the survey and site plan is for reference only. Any discrepancy between information regarding the principal building on the survey and/or site plan and approved permit drawings for the principal building are neither approved nor authorized under this laneway house permit. *EXISTING HOUSE* Note: Bldg 1 (principal bldg) addressed #1-772 E 59th Av retained on site. ***This permit is issued under the VBBL 2019, with updated energy requirements as per bylaw # 12997 effective Jan 01, 2022.***. | Creative Security Solutions Ltd
PP-2023-01876 | 2023-05-26 | 772 E 59TH AVENUE #3, Vancouver, BC V5X 1Y4 | Plumbing Permit | Residential | New | Completed | Residential - ABS roughing & water piping rough in & finishing >BP: To construct a 2 storey laneway house building with 1 open parking pad, providing a total of 1 parking spaces, having vehicular access from the 20' Lane. Note: This is a 1 ½ storey building pursuant to the Zoning & Development By-law. 1. Covenant not required with existing house 2. No Strata Titling permitted 3. No A/C Unit proposed 4. Entire building to be sprinklered 13D 5. Schedule B: (Alan Prahalad) P.Eng (604.831.1431) Structural 6. Schedule B: (Alan Prahalad) P.Eng (604.831.1431) Geotechnical 7. HPO: Residential Builder- Indra Construction Ltd. | Morteza Shahrvand
PP-2023-02103 | 2023-06-15 | 772 E 59TH AVENUE #3, Vancouver, BC V5X 1Y4 | Plumbing Permit | Residential | New | Completed | Residential - Out side Storm and Sanitary Sump with pump for laneway NOTE: Engineering Assurance letter will be submitted to the Plumbing Inspector on the site. Letter shall conform to the requirements of Vancouver Bulletin 2000-008-EL/PL. >BP: To construct a 2 storey laneway house building with 1 open parking pad, providing a total of 1 parking spaces, having vehicular access from the 20' Lane. | Olympia Excavating Ltd
PP-2023-02743 | 2023-08-02 | 6428 ELGIN STREET #3, Vancouver, BC V5W 3K3 | Plumbing Permit | Residential | New | Issued | Residential - Install one sump without pump >>Amend: Oct. 4th -It is for engineer letters for pump sump and inside draintile and letter for excavation of sump excavation of main house area NOTE: Engineering Assurance letter will be submitted to the Plumbing Inspector on the site. Letter shall conform to the requirements of Vancouver Bulletin 2000-008-EL/PL. | Van-City Excavating Ltd
EP-2023-10238 | 2023-11-15 | 6428 ELGIN STREET #3, Vancouver, BC V5W 3K3 | Electrical Permit | Residential | New | Issued | Installation / Repair - Residential - Roughing and Finishing for alarm and data >BP: To construct a 2 storey laneway house building ($207,622.5) with 1 open parking pad, providing a total of 1 parking spaces, having vehicular access from the 20' Lane. Note: This is a 1 ½ storey building pursuant to the Zoning & Development By-law. 1. Covenant not required with existing house 2. No Strata Titling permitted 3. Entire building to be sprinklered 13D 4. A/C proposed – Exterior component located in rear yard, Interior component located in main floor and upper floor 5. Schedule A: (Shaozhe Guo) P.Eng (778.926.0525) 6. Schedule B: (Shaozhe Guo) P.Eng (778.926.0525) Structural 7. Schedule B: (Xinyu Hu) P.Eng (604.783.5379) Geotechnical 8. HPO: Residential Builder- Desato Enterprises Ltd 9. HRV is required as per year 2022 NOTE: To achieve the required FSR. A floor space exclusion of 3% has been applied to this application as per section 11.3.8.24(d) of the district schedule, to accommodate improved building performance. *EXISTING HOUSE* Note: Bldg 1 (principal bldg) addressed #1-6428 Elgin St retained on site. ***This permit is issued under the VBBL 2019, with updated energy requirements as per bylaw # 12997 effective Jan 01, 2022.***. | Cruz Security Inc
SP-2023-02050 | 2023-11-07 | 6428 ELGIN STREET #3, Vancouver, BC V5W 3K3 | Sprinkler Permit | Residential | New | Issued | Residential - LWH - #3 - installation of a new fire sprinkler system >DB: To construct a 2 storey laneway house building with 1 open parking pad, providing a total of 1 parking spaces, having vehicular access from the 20' Lane. Note: This is a 1 ½ storey building pursuant to the Zoning & Development By-law. 1. Covenant not required with existing house 2. No Strata Titling permitted 3. Entire building to be sprinklered 13D 4. A/C proposed – Exterior component located in rear yard, Interior component located in main floor and upper floor *EXISTING HOUSE* Note: Bldg 1 (principal bldg) addressed #1-6428 Elgin St retained on site. ***This permit is issued under the VBBL 2019, with updated energy requirements as per bylaw # 12997 effective Jan 01, 2022.***. | CENTRE LINE FIRE SPRINKLERS LTD
EP-2023-09257 | 2023-10-31 | 6428 ELGIN STREET #3, Vancouver, BC V5W 3K3 | Electrical Permit | Residential | New | Issued | Installation / Repair - Residential - Laneway house wiring >BP: To construct a 2 storey laneway house building ($207,622.5) with 1 open parking pad, providing a total of 1 parking spaces, having vehicular access from the 20' Lane. Note: This is a 1 ½ storey building pursuant to the Zoning & Development By-law. 1. Covenant not required with existing house 2. No Strata Titling permitted 3. Entire building to be sprinklered 13D 4. A/C proposed – Exterior component located in rear yard, Interior component located in main floor and upper floor 5. Schedule A: (Shaozhe Guo) P.Eng (778.926.0525) 6. Schedule B: (Shaozhe Guo) P.Eng (778.926.0525) Structural 7. Schedule B: (Xinyu Hu) P.Eng (604.783.5379) Geotechnical 8. HPO: Residential Builder- Desato Enterprises Ltd 9. HRV is required as per year 2022 NOTE: To achieve the required FSR. A floor space exclusion of 3% has been applied to this application as per section 11.3.8.24(d) of the district schedule, to accommodate improved building performance. ***This permit is issued under the VBBL 2019, with updated energy requirements as per bylaw # 12997 effective Jan 01, 2022.***. | Hi Mark Electric Ltd
PP-2023-03752 | 2023-10-25 | 6428 ELGIN STREET #3, Vancouver, BC V5W 3K3 | Plumbing Permit | Residential | New | Issued | Residential - plumbing >BP: To construct a 2 storey laneway house building with 1 open parking pad, providing a total of 1 parking spaces, having vehicular access from the 20' Lane. Note: This is a 1 ½ storey building pursuant to the Zoning & Development By-law. 1. Covenant not required with existing house 2. No Strata Titling permitted 3. Entire building to be sprinklered 13D 4. A/C proposed – Exterior component located in rear yard, Interior component located in main floor and upper floor 5. Schedule A: (Shaozhe Guo) P.Eng (778.926.0525) 6. Schedule B: (Shaozhe Guo) P.Eng (778.926.0525) Structural 7. Schedule B: (Xinyu Hu) P.Eng (604.783.5379) Geotechnical 8. HPO: Residential Builder- Desato Enterprises Ltd 9. HRV is required as per year 2022 | WDR CONTRACTING LTD
EP-2023-04681 | 2023-05-29 | 2062 E 40TH AVENUE #3, Vancouver, BC V5P 1J3 | Electrical Permit | Residential | New | Completed | Installation / Repair - Residential - Rough in and installation of tv, tel, net, alarm, cameras. >BP: To construct a 2 storey laneway house building ($187,450) with 1 open parking pad, providing a total of 1 parking spaces, having vehicular access from the 20' Lane. Note: This is a 1 ½ storey building pursuant to the Zoning & Development By-law. 1. Covenant not required with existing house 2. No Strata Titling permitted 3. Entire building to be sprinklered 13D 4. Heat Pump proposed – Exterior component located in rear yard, Interior component located in stair storage 5. Schedule B: (SHAOZHE GUO) P.Eng (778.926.0525) Structural 6. Schedule B: (SHAOZHE GUO) P.Eng (778.926.0525) Geotechnical 7. HPO: Residential Builder- PD Moore Homes Inc NOTE: To achieve the required FSR. A floor space exclusion of 3% has been applied to this application as per section 11.24.18 of the district schedule, to accommodate improved building performance. NOTE: Information regarding the principal building on the survey and site plan is for reference only. Any discrepancy between information regarding the principal building on the survey and/or site plan and approved permit drawings for the principal building are neither approved nor authorized under this laneway house permit. *EXISTING HOUSE* Note: Bldg 1 (principal bldg) addressed #1-2062 E 40th Av retained on site. ***This permit is issued under the VBBL 2019, with updated energy requirements as per bylaw # 12997 effective Jan 01, 2022.*** | Static Security Inc
SP-2023-00941 | 2023-05-30 | 2062 E 40TH AVENUE #3, Vancouver, BC V5P 1J3 | Sprinkler Permit | Residential | New | Completed | Residential - LWH - #3 - New sprinkler system >DB: To construct a 2 storey laneway house building with 1 open parking pad, providing a total of 1 parking spaces, having vehicular access from the 20' Lane. Note: This is a 1 ½ storey building pursuant to the Zoning & Development By-law. 1. Covenant not required with existing house 2. No Strata Titling permitted 3. Entire building to be sprinklered 13D 4. Heat Pump proposed – Exterior component located in rear yard, Interior component located in stair storage | Haven Fire Protection Ltd
MP-2023-00784 | 2023-05-05 | 2062 E 40TH AVENUE #3, Vancouver, BC V5P 1J3 | Mechanical Permit | NULL | NULL | Completed | NULL | Century Twenty One Gas & Heating Co. Ltd
EP-2023-02297 | 2023-03-28 | 2062 E 40TH AVENUE #3, Vancouver, BC V5P 1J3 | Electrical Permit | Residential | New | Completed | Installation / Repair - Residential - New laneway house >Permit Amendment Dec 18, 2023 -"Updated load calculation for 2062 E40th avenue" *Document(s) uploaded to "Application Documents" tab for Electrical Inspector review. Documents are at pending status at time of permit amendment approval >BP: To construct a 2 storey laneway house building ($187,450) with 1 open parking pad, providing a total of 1 parking spaces, having vehicular access from the 20' Lane. Note: This is a 1 ½ storey building pursuant to the Zoning & Development By-law. 1. Covenant not required with existing house 2. No Strata Titling permitted 3. Entire building to be sprinklered 13D 4. Heat Pump proposed – Exterior component located in rear yard, Interior component located in stair storage 5. Schedule B: (SHAOZHE GUO) P.Eng (778.926.0525) Structural 6. Schedule B: (SHAOZHE GUO) P.Eng (778.926.0525) Geotechnical 7. HPO: Residential Builder- PD Moore Homes Inc NOTE: To achieve the required FSR. A floor space exclusion of 3% has been applied to this application as per section 11.24.18 of the district schedule, to accommodate improved building performance. NOTE: Information regarding the principal building on the survey and site plan is for reference only. Any discrepancy between information regarding the principal building on the survey and/or site plan and approved permit drawings for the principal building are neither approved nor authorized under this laneway house permit. *EXISTING HOUSE* Note: Bldg 1 (principal bldg) addressed #1-2062 E 40th Av retained on site. ***This permit is issued under the VBBL 2019, with updated energy requirements as per bylaw # 12997 effective Jan 01, 2022.*** | Arise Electrical Ltd
PP-2023-01290 | 2023-04-14 | 2062 E 40TH AVENUE #3, Vancouver, BC V5P 1J3 | Plumbing Permit | Residential | New | Completed | Residential - Installation of Plumbing Fixtures in Laneway House >BP: To construct a 2 storey laneway house building with 1 open parking pad, providing a total of 1 parking spaces, having vehicular access from the 20' Lane. Dec 7/23-AMEND Please do amendment on permit for Dishwasher to Piping only | Century Twenty One Gas & Heating Co. Ltd
PP-2023-00624 | 2023-02-22 | 2062 E 40TH AVENUE #3, Vancouver, BC V5P 1J3 | Plumbing Permit | Residential | New | Issued | Residential - Sump >BP: To construct a 2 storey laneway house building ($187,450) with 1 open parking pad, providing a total of 1 parking spaces, having vehicular access from the 20' Lane. | Jewel Mini Excavating Ltd
PP-2023-02760 | 2023-08-03 | 6138 BUTLER STREET #3, Vancouver, BC V5S 3K4 | Plumbing Permit | Residential | New | Issued | Residential - one sump without pump | Bhullar Excavating and Demolition
SP-2023-01805 | 2023-09-28 | 6138 BUTLER STREET #3, Vancouver, BC V5S 3K4 | Sprinkler Permit | Residential | New | Issued | Residential - Install sprinklers in LWH <BP: To construct a 2 storey laneway house building with 1 open parking pad, having vehicular access from the 20' Lane. Note: This is a 1 ½ storey building pursuant to the Zoning & Development By-law. 1. Covenant not required with existing house 2. No Strata Titling permitted 3. No A/C Unit proposed 4. Entire building to be sprinklered to NFPA 13D 5. Schedule B: (S.A. Shikder) P.Eng (604.255.3740) Structural 6. Schedule B: (S.A. Shikder) P.Eng (604.255.3740) Geotechnical 7. HPO: Residential Builder- (L.S. Developments Ltd.) | Gold Key Fire Protection Ltd
EP-2023-08730 | 2023-09-27 | 6138 BUTLER STREET #3, Vancouver, BC V5S 3K4 | Electrical Permit | Residential | New | Issued | Installation / Repair - Residential - Data cables installation. >BP: To construct a 2 storey laneway house building ($250,000) with 1 open parking pad, having vehicular access from the 20' Lane. Note: This is a 1 ½ storey building pursuant to the Zoning & Development By-law. 1. Covenant not required with existing house 2. No Strata Titling permitted 3. No A/C Unit proposed 4. Entire building to be sprinklered to NFPA 13D 5. Schedule B: (S.A. Shikder) P.Eng (604.255.3740) Structural 6. Schedule B: (S.A. Shikder) P.Eng (604.255.3740) Geotechnical 7. HPO: Residential Builder- (L.S. Developments Ltd.) NOTE: To achieve the required FSR. A floor space exclusion of 3% has been applied to this application as per section 11.24.18 of the district schedule, to accommodate improved building performance. ***This permit is issued under the VBBL 2019, with updated energy requirements as per bylaw # 12997 effective Jan 01, 2022.*** | Opticnet Communications Inc
EP-2023-08399 | 2023-09-25 | 6138 BUTLER STREET #3, Vancouver, BC V5S 3K4 | Electrical Permit | Residential | New | Issued | Installation / Repair - Residential - new laneway house wiring, receptacles, switches and plugs, lighting >Permit Amendment Oct 25, 2023 -"Uploaded the revised load calculations" *Document(s) uploaded to "Application Documents" tab for Electrical Inspector review. Documents are at pending status at time of permit amendment approval >BP: To construct a 2 storey laneway house building ($250,000) with 1 open parking pad, having vehicular access from the 20' Lane. Note: This is a 1 ½ storey building pursuant to the Zoning & Development By-law. 1. Covenant not required with existing house 2. No Strata Titling permitted 3. No A/C Unit proposed 4. Entire building to be sprinklered to NFPA 13D 5. Schedule B: (S.A. Shikder) P.Eng (604.255.3740) Structural 6. Schedule B: (S.A. Shikder) P.Eng (604.255.3740) Geotechnical 7. HPO: Residential Builder- (L.S. Developments Ltd.) NOTE: To achieve the required FSR. A floor space exclusion of 3% has been applied to this application as per section 11.24.18 of the district schedule, to accommodate improved building performance. ***This permit is issued under the VBBL 2019, with updated energy requirements as per bylaw # 12997 effective Jan 01, 2022.*** | Aweico Electric Ltd
MP-2023-01558 | 2023-08-23 | 6138 BUTLER STREET #3, Vancouver, BC V5S 3K4 | Mechanical Permit | NULL | NULL | Issued | NULL | J&YMechanical Ltd
PP-2023-02815 | 2023-08-09 | 6138 BUTLER STREET #3, Vancouver, BC V5S 3K4 | Plumbing Permit | Residential | New | Issued | Residential - Plumbing for: new build lane way house >BP: To construct a 2 storey laneway house building ($250,000) with 1 open parking pad, having vehicular access from the 20' Lane. Note: This is a 1 ½ storey building pursuant to the Zoning & Development By-law. 1. Covenant not required with existing house 2. No Strata Titling permitted 3. No A/C Unit proposed 4. Entire building to be sprinklered to NFPA 13D 5. Schedule B: (S.A. Shikder) P.Eng (604.255.3740) Structural 6. Schedule B: (S.A. Shikder) P.Eng (604.255.3740) Geotechnical 7. HPO: Residential Builder- (L.S. Developments Ltd.) | J&YMechanical Ltd
EP-2023-08413 | 2024-01-15 | 3593 W 23RD AVENUE #3, Vancouver, BC V6S 1K4 | Electrical Permit | Residential | New | Issued | Installation / Repair - Residential - New laneway house. power, lights and kitchen. EP-2023-11354- 1FD: Submitted *EV charge and dryer will use power share *MP-2023-02003: Issued (Heating and Cooling) >BP: To construct a 2 storey laneway house building ($145,000) with an attached garage providing 1 parking space + 1 on grade parking space, having vehicular access from the lane. The entire building, INCLUDING THE ATTACHED GARAGE (if applicable), to be sprinklered to NFPA 13D. Note: This is a 1 1/2 storey building pursuant to the Zoning & Development By-law 1- Covenant not required with existing house 2- No Strata Titling permitted 3- Heat pump unit proposed by ent. door/int. upp. lvl 4- Schedule B: Shaozhe Guo, P.Eng (778-926-0525) Structural & Geotechnical 5- HPO: Residential Builder, Everbright Construction Inc. | AOK Electric Ltd
EP-2023-09108 | 2023-10-10 | 3593 W 23RD AVENUE #3, Vancouver, BC V6S 1K4 | Electrical Permit | Residential | New | Issued | Installation / Repair - Residential - Install Low Voltage wiring (networking), TV, Data, Tel. Rough-In and Finishing. >BP: To construct a 2 storey laneway house building ($145,000) with an attached garage providing 1 parking space + 1 on grade parking space, having vehicular access from the lane. The entire building, INCLUDING THE ATTACHED GARAGE (if applicable), to be sprinklered to NFPA 13D. Note: This is a 1 1/2 storey building pursuant to the Zoning & Development By-law 1- Covenant not required with existing house 2- No Strata Titling permitted 3- Heat pump unit proposed by ent. door/int. upp. lvl 4- Schedule B: Shaozhe Guo, P.Eng (778-926-0525) Structural & Geotechnical 5- HPO: Residential Builder, Everbright Construction Inc. "Combustible projections or roof soffits on an exposing building face shall not project to less than .45m from the property line and shall be in compliance with VBBL 2014 9.10.15.5.(9)" ***This permit is issued under the VBBL 2019, with updated energy requirements as per bylaw # 12997 effective Jan 01, 2022.*** | Magnificent Security Inc.
SP-2023-01826 | 2023-10-03 | 3593 W 23RD AVENUE #3, Vancouver, BC V6S 1K4 | Sprinkler Permit | Residential | New | Issued | Residential - LWH - #3 - New sprinkler system >DB: To construct a 2 storey laneway house building with an attached garage providing 1 parking space + 1 on grade parking space, having vehicular access from the lane. The entire building, INCLUDING THE ATTACHED GARAGE (if applicable), to be sprinklered to NFPA 13D. Note: This is a 1 1/2 storey building pursuant to the Zoning & Development By-law 1- Covenant not required with existing house 2- No Strata Titling permitted 3- Heat pump unit proposed by ent. door/int. upp. lvl ***This permit is issued under the VBBL 2019, with updated energy requirements as per bylaw # 12997 effective Jan 01, 2022.*** | Haven Fire Protection Ltd
MP-2023-02003 | 2023-11-08 | 3593 W 23RD AVENUE #3, Vancouver, BC V6S 1K4 | Mechanical Permit | NULL | NULL | Issued | NULL | Lumi HVAC Ltd
PP-2023-02170 | 2023-06-20 | 3593 W 23RD AVENUE #3, Vancouver, BC V6S 1K4 | Plumbing Permit | Residential | New | Issued | Residential - new construction >BP: To construct a 2 storey laneway house building with an attached garage providing 1 parking space + 1 on grade parking space, having vehicular access from the lane. The entire building, INCLUDING THE ATTACHED GARAGE (if applicable), to be sprinklered to NFPA 13D. Note: This is a 1 1/2 storey building pursuant to the Zoning & Development By-law 1- Covenant not required with existing house 2- No Strata Titling permitted 3- Heat pump unit proposed by ent. door/int. upp. lvl 4- Schedule B: Shaozhe Guo, P.Eng (778-926-0525) Structural & Geotechnical 5- HPO: Residential Builder, Everbright Construction Inc. | Nand's Plumbing & Tiles Ltd
EP-2023-08724 | 2023-10-13 | 1957 W 61ST AVENUE #3, Vancouver, BC | Electrical Permit | Residential | New | Issued | Installation / Repair - Residential - ¦ #3LWH- 200A ¦ New Laneway Construction Main Duplex Service 200A House 100A Laneway 125A *An approved mechanical permit is required for the installation of air conditioning or heat pump unit at the time of installation before an electrical inspection will be performed >BP: To construct a 1 storey laneway house building ($241,500) with an open parking pad, providing 1 parking space, having vehicular access from the lane. 1. Covenant not required 2. No A/C unit proposed 3. Schedule B: P.K.L. Fong P.Eng (604.837.3205) Geotechnical 4. Schedule B: I. Parlindungan P.Eng (604.579.0110) Structural 5. HPO: Residential Builder- PD Moore Homes Inc 604-345-4663 Revision #1 - July 10 ,2023 - FS 1. Change building contractor to PD Moore Homes Inc 604-345-4663 2. Updated Pre Permit Checklist 3. Updated HPO ***This permit is issued under the VBBL 2019, with updated energy requirements as per bylaw # 12997 effective Jan 01, 2022.*** | Prabhjot Singh Battu
SP-2023-02098 | 2023-11-17 | 1957 W 61ST AVENUE #3, Vancouver, BC | Sprinkler Permit | Residential | New | Issued | Residential - New sprinkler system >BP: To construct a 1 storey laneway house building with an open parking pad, providing 1 parking space, having vehicular access from the lane. 1. Covenant not required 2. No A/C unit proposed 3. Schedule B: P.K.L. Fong P.Eng (604.837.3205) Geotechnical 4. Schedule B: I. Parlindungan P.Eng (604.579.0110) Structural 5. HPO: Residential Builder- PD Moore Homes Inc 604-345-4663 | Haven Fire Protection Ltd
EP-2023-09071 | 2023-10-10 | 1957 W 61ST AVENUE #3, Vancouver, BC | Electrical Permit | Residential | New | Issued | Installation / Repair - Residential - Rough in and installatio of TV, TEL, NET, Alarm. >BP: To construct a 1 storey laneway house building ($241,500) with an open parking pad, providing 1 parking space, having vehicular access from the lane. 1. Covenant not required 2. No A/C unit proposed 3. Schedule B: P.K.L. Fong P.Eng (604.837.3205) Geotechnical 4. Schedule B: I. Parlindungan P.Eng (604.579.0110) Structural 5. HPO: Residential Builder- PD Moore Homes Inc 604-345-4663 Revision #1 - July 10 ,2023 - FS 1. Change building contractor to PD Moore Homes Inc 604-345-4663 2. Updated Pre Permit Checklist 3. Updated HPO ***All documentation on file*** ***This permit is issued under the VBBL 2019, with updated energy requirements as per bylaw # 12997 effective Jan 01, 2022.*** | Static Security Inc
MP-2023-01833 | 2023-10-13 | 1957 W 61ST AVENUE #3, Vancouver, BC | Mechanical Permit | NULL | NULL | Issued | NULL | Century Twenty One Gas & Heating Co. Ltd
PP-2023-03375 | 2023-10-03 | 1957 W 61ST AVENUE #3, Vancouver, BC | Plumbing Permit | Residential | New | Issued | Residential - LWH - #3 - Plumbing fixtures >DB: To construct a 1 storey laneway house building with an open parking pad, providing 1 parking space, having vehicular access from the lane. 1. Covenant not required 2. No A/C unit proposed ***This permit is issued under the VBBL 2019, with updated energy requirements as per bylaw # 12997 effective Jan 01, 2022.*** | Century Twenty One Gas & Heating Co. Ltd
PP-2023-03040 | 2023-08-25 | 1957 W 61ST AVENUE #3, Vancouver, BC | Plumbing Permit | Residential | New | Issued | Residential - LWH - #3 - One sump out of the Laneway house | Jewel Mini Excavating Ltd
PP-2023-03108 | 2023-09-01 | 6533 RUPERT STREET, Vancouver, BC | Plumbing Permit | Residential | New | Issued | Residential - new plumbing complete >BP: To construct a 2 storey + basement one-family dwelling with a secondary suite located in the basement with 1 surface parking space, having vehicular access from the lane. Note: This is a 2 storey building pursuant to the Zoning and Development By-Law 1- Covenant registered at the Land Title Office under CB463439 2- No strata titling permitted 3- Bar sink proposed in the basement 4- External mechanical unit proposed in the rear yard 5- Schedule B: Julian Bozsic, P.Eng. (604-431-0055) Struct. & Geotechnical 6- HPO: Residential Builder – Sona Development Ltd. 7- The entire building, INCLUDING THE ATTACHED GARAGE (if applicable), to be sprinklered to NFPA 13D. 8- As shown by an asterisk (*) on the building permit floor plans and/or elevations, exit protection is required to be provided in accordance with Articles 9.9.4.4., 9.9.4.6., and/or 9.37.2.8. of the 2019 VBBL | Avion Mechanical Ltd
EP-2023-10088 | 2024-01-03 | 6533 RUPERT STREET, Vancouver, BC | Electrical Permit | Residential | New | Issued | Installation / Repair - Residential - House rough wiring and finishing >BP: To construct a 2 storey + basement one-family dwelling with a secondary suite ($1,142,175.00) located in the basement with 1 surface parking space, having vehicular access from the lane. Note: This is a 2 storey building pursuant to the Zoning and Development By-Law 1- Covenant registered at the Land Title Office under CB463439 2- No strata titling permitted 3- Bar sink proposed in the basement 4- External mechanical unit proposed in the rear yard 5- Schedule B: Julian Bozsic, P.Eng. (604-431-0055) Struct. & Geotechnical 6- HPO: Residential Builder – Sona Development Ltd. 7- The entire building, INCLUDING THE ATTACHED GARAGE (if applicable), to be sprinklered to NFPA 13D. 8- As shown by an asterisk (*) on the building permit floor plans and/or elevations, exit protection is required to be provided in accordance with Articles 9.9.4.4., 9.9.4.6., and/or 9.37.2.8. of the 2019 VBBL Address Note: Building 1 #1-6533 Rupert St - Principal Dwelling (1st-2nd floor, south side basement) #2-6533 Rupert St - Secondary Suite (north side basement) Note: The site has been re-numbered from 6515 to 6533 Rupert St to be further aligned with the address distribution of the block Address and suite numbers assigned as per approved plans for Fire and Emergency response. The address number is to be posted to the building to be visible from the street and the suite numbers are to be posted at the suite entries in accordance with the Building By-law prior to final inspection. ***This permit has been issued under the VBBL 2019, with updated energy requirements as per bylaw # 12997 effective Jan 01, 2022.*** | ALPHA ONE ELECTRIC LTD
SP-2023-02179 | 2023-12-04 | 6533 RUPERT STREET, Vancouver, BC | Sprinkler Permit | Residential | New | Issued | Residential - new fire sprinkler installation >BP: To construct a 2 storey + basement one-family dwelling with a secondary suite located in the basement with 1 surface parking space, having vehicular access from the lane. Note: This is a 2 storey building pursuant to the Zoning and Development By-Law 1- Covenant registered at the Land Title Office under CB463439 2- No strata titling permitted 3- Bar sink proposed in the basement 4- External mechanical unit proposed in the rear yard 5- Schedule B: Julian Bozsic, P.Eng. (604-431-0055) Struct. & Geotechnical 6- HPO: Residential Builder – Sona Development Ltd. 7- The entire building, INCLUDING THE ATTACHED GARAGE (if applicable), to be sprinklered to NFPA 13D. 8- As shown by an asterisk (*) on the building permit floor plans and/or elevations, exit protection is required to be provided in accordance with Articles 9.9.4.4., 9.9.4.6., and/or 9.37.2.8. of the 2019 VBBL | Spectrum Fire Protection Ltd
PP-2023-02761 | 2023-08-03 | 6533 RUPERT STREET, Vancouver, BC | Plumbing Permit | Residential | New | Issued | Residential - two sumps without pump | Bhullar Excavating and Demolition
PP-2023-04128 | 2023-11-27 | 6533 RUPERT STREET #3, Vancouver, BC | Plumbing Permit | Residential | New | Issued | Residential - LWH - #3 - new complete plumbing >DB: To construct a 2 storey laneway house building with an open parking pad, providing 1 parking space, having vehicular access from the lane. Note: This is a 1 ½ storey building pursuant to the Zoning & Development By-law 1. Covenant registered at the Land Title Office under CB463439 6. The entire building, INCLUDING THE ATTACHED GARAGE (if applicable), to be sprinklered to NFPA 13D. ***This permit has been issued under the VBBL 2019, with updated energy requirements as per bylaw # 12997 effective Jan 01, 2022.*** | Avion Mechanical Ltd
SP-2024-00043 | 2024-01-17 | 6533 RUPERT STREET #3, Vancouver, BC | Sprinkler Permit | Residential | New | Issued | Residential - LWH - #3 - New sprinkler system 13 new heads >DB: To construct a 2 storey laneway house building with an open parking pad, providing 1 parking space, having vehicular access from the lane. Note: This is a 1 ½ storey building pursuant to the Zoning & Development By-law 1. Covenant registered at the Land Title Office under CB463439 2. No Strata Titling permitted 3. No A/C unit proposed 6. The entire building, INCLUDING THE ATTACHED GARAGE (if applicable), to be sprinklered to NFPA 13D. ***This permit has been issued under the VBBL 2019, with updated energy requirements as per bylaw # 12997 effective Jan 01, 2022.*** | Spectrum Fire Protection Ltd
EP-2023-10089 | 2024-01-03 | 6533 RUPERT STREET #3, Vancouver, BC | Electrical Permit | Residential | New | Issued | Installation / Repair - Residential - Laneway rough wiring and finishing 2x200 Amp >BP: To construct a 2 storey laneway house building ($225,000) with an open parking pad, providing 1 parking space, having vehicular access from the lane. Note: This is a 1 ½ storey building pursuant to the Zoning & Development By-law 1. Covenant registered at the Land Title Office under CB463439 2. No Strata Titling permitted 3. No A/C unit proposed 4. Schedule B: Julian Bozsic, P.Eng. (604-431-0055) Struct. & Geotechnical 5. HPO: Residential Builder - Sona Development Ltd. 6. The entire building, INCLUDING THE ATTACHED GARAGE (if applicable), to be sprinklered to NFPA 13D. ***This permit has been issued under the VBBL 2019, with updated energy requirements as per bylaw # 12997 effective Jan 01, 2022.*** | ALPHA ONE ELECTRIC LTD
PP-2023-02258 | 2023-06-26 | 2553 TRIUMPH STREET, Vancouver, BC | Plumbing Permit | Residential | New | Issued | Residential - 2FD - FRONT - 2551 TRIUMPH ST BACK - 2553 TRIUMPH ST - #1 & #2 Plumbing >DB: To construct a 2 storey duplex with a secondary suite located in the Basement with a detached accessory building (garage) and 1 open parking at the rear providing 3 parking spaces, having vehicular access from the lane. Note: The entire building, INCLUDING THE ATTACHED GARAGE (if applicable), to be sprinklered to 2 x NFPA 13D 1. Covenant registered at the Land Title Office under CB555395-CB555396 2. A/C proposed – Exterior component located in rear yard and front yards, Interior component located in attic ***This permit is issued under the VBBL 2019, with updated energy requirements as per bylaw # 12997 effective Jan 01, 2022.*** | Ghuman Mechanical Ltd
PP-2023-02415 | 2023-07-11 | 1045 E 62ND AVENUE #3, Vancouver, BC | Plumbing Permit | Residential | New | Issued | Residential - New Plumbing for: new laneway house >BP: To construct a 2 storey laneway house building ($190,597.50) with an open parking pad, providing 1 parking space, having vehicular access from the lane. The entire building, to be sprinklered to NFPA 13D. Note: This is a 1 ½ storey building pursuant to the Zoning & Development By-law Note: Bldg 1 (principal bldg) addressed#1-1045 E 62nd Av - retained on site. 1. No A/C unit proposed 2. Schedule B: Alan Prahalad P.Eng (604.831.1431) Structural & Geotechnical 3. HPO: Residential Builder- Bhandal Holdings Ltd | ALI & ALI PLUMBING & HEATING LTD
SP-2023-01310 | 2023-07-20 | 1045 E 62ND AVENUE #3, Vancouver, BC | Sprinkler Permit | Residential | New | Issued | Residential - LWH - #3 - New sprinkler system >DB: To construct a 2 storey laneway house building with an open parking pad, providing 1 parking space, having vehicular access from the lane. The entire building, to be sprinklered to NFPA 13D. Note: This is a 1 ½ storey building pursuant to the Zoning & Development By-law Note: Bldg 1 (principal bldg) addressed#1-1045 E 62nd Av - retained on site. 1. No A/C unit proposed ***This permit is issued under the VBBL 2019, with updated energy requirements as per bylaw # 12997 effective Jan 01, 2022.*** | Haven Fire Protection Ltd
MP-2023-01352 | 2023-07-25 | 1045 E 62ND AVENUE #3, Vancouver, BC | Mechanical Permit | NULL | NULL | Issued | NULL | ALI & ALI PLUMBING & HEATING LTD
NULL | NULL | 1045 E 62ND AVENUE #3, Vancouver, BC | Electrical Permit | Residential | New | Draft | Installation / Repair - Residential - 200 amp service connection, 125 amp power goes to existing house, 100 amp goes to Lwh, New installation in Lane way house | AECOM ELECTRIC LTD
EP-2023-05356 | 2023-08-24 | 1045 E 62ND AVENUE #3, Vancouver, BC | Electrical Permit | Residential | New | Issued | Installation / Repair - Residential - 200 amp service connection,125 amp goes to Lwh, 125 amp goes to main house , new installation >BP: To construct a 2 storey laneway house building ($190,597.50) with an open parking pad, providing 1 parking space, having vehicular access from the lane. The entire building, to be sprinklered to NFPA 13D. Note: This is a 1 ½ storey building pursuant to the Zoning & Development By-law Note: Bldg 1 (principal bldg) addressed#1-1045 E 62nd Av - retained on site. 1. No A/C unit proposed 2. Schedule B: Alan Prahalad P.Eng (604.831.1431) Structural & Geotechnical 3. HPO: Residential Builder- Bhandal Holdings Ltd ***This permit is issued under the VBBL 2019, with updated energy requirements as per bylaw # 12997 effective Jan 01, 2022.*** | AECOM ELECTRIC LTD
PP-2023-01968 | 2023-06-05 | 285 E 54TH AVENUE #3, Vancouver, BC | Plumbing Permit | Residential | New | Issued | Residential - LWH - #3 - New plumbing for laneway house To construct a 2 storey laneway house building with 1 open parking pad, providing a total of 1 parking spaces, having vehicular access from the 20' Lane. Note: The entire building to be sprinklered to NFPA 13D Note: This is a 1 ½ storey building pursuant to the Zoning & Development By-law. 1. Covenant not required with existing house 2. No Strata Titling permitted 3. No A/C Unit proposed | GRIZZLY PLUMBING & HEATING LTD
NULL | NULL | 285 E 54TH AVENUE #3, Vancouver, BC | Plumbing Permit | Residential | New | Draft | Residential - Laneway house | NULL
NULL | NULL | 285 E 54TH AVENUE #3, Vancouver, BC | Plumbing Permit | Residential | New | Draft | Residential | Gateway Landscaping & Excavating Ltd
PP-2023-01592 | 2023-06-22 | 285 E 54TH AVENUE #3, Vancouver, BC | Plumbing Permit | Residential | New | Issued | Residential - LWH - #3 - Laneway house | East West Excavating Ltd
NULL | NULL | 285 E 54TH AVENUE #3, Vancouver, BC | Plumbing Permit | Residential | New | Draft | Residential - New Laneway house | Gateway Landscaping & Excavating Ltd
EP-2023-06722 | 2023-07-25 | 285 E 54TH AVENUE #3, Vancouver, BC | Electrical Permit | Residential | New | Issued | Installation / Repair - Residential - Installation of Extra Low Voltage Roughing & Finishing, TV, data, telephone, doorbell & security system. >BP: To construct a 2 storey laneway house building ($158,017.50) with 1 open parking pad, providing a total of 1 parking spaces, having vehicular access from the 20' Lane. Note: The entire building to be sprinklered to NFPA 13D Note: This is a 1 ½ storey building pursuant to the Zoning & Development By-law. 1. Covenant not required with existing house 2. No Strata Titling permitted 3. No A/C Unit proposed 4. Schedule B: (S.N. Biswas) P.Eng (604.250.8666) Structural and Geotechnical 5. HPO: Residential Builder- HEER INVESTMENTS LTD. NOTE: To achieve the required FSR. A floor space exclusion of 3% has been applied to this application as per section 11.24.18 of the district schedule, to accommodate improved building performance. NOTE: Information regarding the principal building on the survey and site plan is for reference only. Any discrepancy between information regarding the principal building on the survey and/or site plan and approved permit drawings for the principal building are neither approved nor authorized under this laneway house permit. *EXISTING HOUSE* Note: Bldg 1 (principal bldg) addressed #1-285 E 54th Av retained on site. ***This permit is issued under the VBBL 2019, with updated energy requirements as per bylaw # 12997 effective Jan 01, 2022.* | Charanjit Singh
EP-2023-06654 | 2023-08-09 | 285 E 54TH AVENUE #3, Vancouver, BC | Electrical Permit | Residential | New | Issued | Installation / Repair - Residential - ¦ #3LWH- 125A ¦ SEPARATE SERVICE ¦ New laneway house wiring and finishing and new 200 amps service >Permit Amendment Dec 01, 2023 -"We installed 125 amp separate service for new laneway House" -"New load calculation" *Document(s) uploaded to "Application Documents" tab for Electrical Inspector review. Documents are at pending status at time of permit amendment approval >BP: To construct a 2 storey laneway house building ($158,017.50) with 1 open parking pad, providing a total of 1 parking spaces, having vehicular access from the 20' Lane. Note: The entire building to be sprinklered to NFPA 13D Note: This is a 1 ½ storey building pursuant to the Zoning & Development By-law. 1. Covenant not required with existing house 2. No Strata Titling permitted 3. No A/C Unit proposed 4. Schedule B: (S.N. Biswas) P.Eng (604.250.8666) Structural and Geotechnical 5. HPO: Residential Builder- HEER INVESTMENTS LTD. NOTE: To achieve the required FSR. A floor space exclusion of 3% has been applied to this application as per section 11.24.18 of the district schedule, to accommodate improved building performance. *EXISTING HOUSE* Note: Bldg 1 (principal bldg) addressed #1-285 E 54th Av retained on site. ***This permit is issued under the VBBL 2019, with updated energy requirements as per bylaw # 12997 effective Jan 01, 2022.***. | Blue Point Electric Ltd
EP-2023-06613 | NULL | 285 E 54TH AVENUE #3, Vancouver, BC | Electrical Permit | Residential | New | Withdrawn | Installation / Repair - Residential - Laneway house wiring ,finishing and new service >BP: To construct a 2 storey laneway house building ($158,017.50) with 1 open parking pad, providing a total of 1 parking spaces, having vehicular access from the 20' Lane. Note: The entire building to be sprinklered to NFPA 13D Note: This is a 1 ½ storey building pursuant to the Zoning & Development By-law. 1. Covenant not required with existing house 2. No Strata Titling permitted 3. No A/C Unit proposed 4. Schedule B: (S.N. Biswas) P.Eng (604.250.8666) Structural and Geotechnical 5. HPO: Residential Builder- HEER INVESTMENTS LTD. NOTE: To achieve the required FSR. A floor space exclusion of 3% has been applied to this application as per section 11.24.18 of the district schedule, to accommodate improved building performance. NOTE: Information regarding the principal building on the survey and site plan is for reference only. Any discrepancy between information regarding the principal building on the survey and/or site plan and approved permit drawings for the principal building are neither approved nor authorized under this laneway house permit. *EXISTING HOUSE* Note: Bldg 1 (principal bldg) addressed #1-285 E 54th Av retained on site. ***This permit is issued under the VBBL 2019, with updated energy requirements as per bylaw # 12997 effective Jan 01, 2022.***. | Blue Energy Electric Ltd.
SP-2023-01153 | 2023-06-27 | 285 E 54TH AVENUE #3, Vancouver, BC | Sprinkler Permit | Residential | New | Issued | Residential - Fire sprinkler installation >BP: To construct a 2 storey laneway house building with 1 open parking pad, providing a total of 1 parking spaces, having vehicular access from the 20' Lane. Note: The entire building to be sprinklered to NFPA 13D Note: This is a 1 ½ storey building pursuant to the Zoning & Development By-law. 1. Covenant not required with existing house 2. No Strata Titling permitted 3. No A/C Unit proposed 4. Schedule B: (S.N. Biswas) P.Eng (604.250.8666) Structural and Geotechnical 5. HPO: Residential Builder- HEER INVESTMENTS LTD. | Ecofire Sprinklers Ltd
EP-2023-10243 | 2023-11-27 | 4066 W 27TH AVENUE #3, Vancouver, BC | Electrical Permit | Residential | New | Issued | Installation / Repair - Residential - Wiring new Laneway house. Main service 400amps main house 200 Laneway 200 >BP: To construct a 2 storey laneway house building ($229,102.50) with an attached garage and 1 open parking pad, providing a total of 3 parking spaces, having vehicular access from the 20' Lane. Note: The entire building, INCLUDING THE ATTACHED GARAGE (if applicable), to be sprinklered to NFPA 13R Note: This is a 1 ½ storey building pursuant to the Zoning & Development By-law. 1. Covenant not required with existing house 2. No Strata Titling permitted 3. No external mechanical unit proposed 4. Schedule B: (K.J. Ma) P.Eng (604.599.8890) Structural and Geotechnical 5. HPO: Residential Builder- JLY Development Ltd. NOTE: To achieve the required FSR. A floor space exclusion of 3% has been applied to this application as per section 11.24.18 of the district schedule, to accommodate improved building performance. *EXISTING HOUSE* Note: Bldg 1 (principal bldg) addressed #1-4066 W 27th Av retained on site. ***This permit is issued under the VBBL 2019, with updated energy requirements as per bylaw # 12997 effective Jan 01, 2022.*** | Powerful Electric Ltd
EP-2023-09155 | 2023-10-10 | 4066 W 27TH AVENUE #3, Vancouver, BC | Electrical Permit | Residential | New | Issued | Temporary Power - Residential - To provide temporary power >Permit Amendment Oct 23, 2023 -"Special permission form updated" *Document(s) uploaded to "Application Documents" tab for Electrical Inspector review. Documents are at pending status at time of permit amendment approval >Permit Amendment Oct 19, 2023 -"As per Victor's request, special permission form required for energized house" *Document(s) uploaded to "Application Documents" tab for Electrical Inspector review. Documents are at pending status at time of permit amendment approval | Vanflow Electrical Ltd
PP-2023-04379 | NULL | 4066 W 27TH AVENUE #3, Vancouver, BC | Plumbing Permit | Residential | Addition | Withdrawn | Residential - drain tile pipe to be inspected | Townhill Excavation Ltd
PP-2023-04209 | 2023-11-30 | 4066 W 27TH AVENUE #3, Vancouver, BC | Plumbing Permit | Residential | Addition | Issued | Residential - The new laneway house sump need to connect to the existing dan-sum | Townhill Excavation Ltd
PP-2023-04190 | 2023-11-29 | 4066 W 27TH AVENUE #3, Vancouver, BC | Plumbing Permit | Residential | New | Issued | Residential - Plumbing >BP: To construct a 2 storey laneway house building with an attached garage and 1 open parking pad, providing a total of 3 parking spaces, having vehicular access from the 20' Lane. Note: The entire building, INCLUDING THE ATTACHED GARAGE (if applicable), to be sprinklered to NFPA 13R Note: This is a 1 ½ storey building pursuant to the Zoning & Development By-law. 1. Covenant not required with existing house 2. No Strata Titling permitted 3. No external mechanical unit proposed 4. Schedule B: (K.J. Ma) P.Eng (604.599.8890) Structural and Geotechnical 5. HPO: Residential Builder- JLY Development Ltd. | Evergreen Plumbing & Heating Ltd
EP-2023-10947 | 2023-12-15 | 866 W KING EDWARD AVENUE #3, Vancouver, BC V5Z 2E1 | Electrical Permit | Residential | New | Issued | Installation / Repair - Residential - ¦ #3LWH- 200A ¦ Wiring for new laneway house *An approved mechanical permit is required for the installation of air conditioning or heat pump unit before a final electrical inspection will be performed >BP: To construct a 1 storey laneway house blding($223,751) with 1 open parking pad, providing a total of 2 parking spaces, having vehicular access from the rear 20' Lane. 1. Covenant not required with existing house 2. No Strata Titling permitted 3. No ext. mechanical unit proposed 4. Entire blding to be sprinklered 13D 5. Sch B: (YATENDRA KUMAR SHARMA) P.Eng (778.863.7076) Structural & Geotechnical 6. HPO: SJR Construction Ltd. 7. HRV required for laneway house as of year 2022 NOTE: To achieve the required FSR. A floor space exclusion of 3% has been applied to this application as per section 11.24.18 of the district schedule, to accommodate improved blding performance. NOTE: Info regarding the principal building on the survey and site plan is for reference only. Any discrepancy between info regarding the principal blding on the survey and/or site plan and approved permit drawings for the principal blding are neither approved nor authorized under this LWH permit. ***This permit is issued under the VBBL 2019, with updated energy requirements as per bylaw # 12997 effective Jan 01, 2022.*** | Santec Electric Inc
PP-2023-04155 | 2023-11-24 | 866 W KING EDWARD AVENUE #3, Vancouver, BC V5Z 2E1 | Plumbing Permit | Residential | New | Issued | Residential - Plumbing >BP: To construct a 1 storey laneway house blding($223,751) with 1 open parking pad, providing a total of 2 parking spaces, having vehicular access from the rear 20' Lane. 1. Covenant not required with existing house 2. No Strata Titling permitted 3. No ext. mechanical unit proposed 4. Entire blding to be sprinklered 13D 5. Sch B: (YATENDRA KUMAR SHARMA) P.Eng (778.863.7076) Structural & Geotechnical 6. HPO: SJR Construction Ltd. 7. HRV required for laneway house as of year 2022 | G & D Hayer Plumbing Ltd
PP-2023-03885 | 2023-11-03 | 866 W KING EDWARD AVENUE #3, Vancouver, BC V5Z 2E1 | Plumbing Permit | Residential | New | Issued | Residential - storm and sewer connection | SJR Construction Ltd
EP-2024-00216 | 2024-01-19 | 3940 W 24TH AVENUE #3, Vancouver, BC | Electrical Permit | Residential | New | Issued | Installation / Repair - Residential - Laneway wiring , service, finishing >BP: To construct a 2 storey laneway house building ($159,95) with an attached garage and 1 open parking pad, providing a total of 3 parking spaces, having vehicular access from the lane. Note: This is a 1 ½ storey building pursuant to the Zoning & Development By-law 1- Covenant registered at the Land Title Office under CB463160 2- No strata titling permitted 3- Schedule B: Julian Bozsik P.Eng (604.431.0055) Structural & Geotechnical 4- HPO: Residential Builder - Sona Development Ltd ***This permit is issued under the VBBL 2019, with updated energy requirements as per bylaw # 12997 effective Jan 01, 2022.** | ALPHA ONE ELECTRIC LTD
PP-2024-00164 | 2024-01-24 | 3940 W 24TH AVENUE #3, Vancouver, BC | Plumbing Permit | Residential | New | Issued | Residential - LWH - #3 - complete plumbing >DB: To construct a 2 storey laneway house building with an attached garage and 1 open parking pad, providing a total of 3 parking spaces, having vehicular access from the lane. Note: This is a 1 ½ storey building pursuant to the Zoning & Development By-law ***This permit is issued under the VBBL 2019, with updated energy requirements as per bylaw # 12997 effective Jan 01, 2022.*** | Avion Mechanical Ltd
EP-2023-07464 | 2023-08-15 | 5520 DUNBAR STREET, Vancouver, BC V6N 1W6 | Electrical Permit | Commercial | New | Issued | Temporary Power - Commercial - To provide temporary power. | Alpine Electric Ltd
MP-2023-01337 | 2023-07-21 | 2028 W 45TH AVENUE #3, Vancouver, BC V6M 2H9 | Mechanical Permit | NULL | NULL | Completed | NULL | Lumi HVAC Ltd
EP-2023-05032 | 2023-06-07 | 2028 W 45TH AVENUE #3, Vancouver, BC V6M 2H9 | Electrical Permit | Residential | New | Completed | Installation / Repair - Residential - Low voltage installation, alarm and data wiring. >BP: To construct a 1 storey laneway house building ($240,000) with an open parking pad, providing 1 parking space, having vehicular access from the lane. Note: This is a 1 storey building pursuant to the Zoning & Development By-law Note: Bldg 1 (principal bldg) addressed 2028 W 45TH AVE retained on site. 1. Covenant not required with existing house 2. No Strata Titling permitted 3. No A/C Unit proposed 4. Schedule B: Shaozhe Guo. P.Eng (778.926.0525) Structural & Geotechnical 5. HPO: Residential Builder- Llano Developments Inc. 6. The entire building will be sprinklered to NFPA-13D requirements ***This permit is issued under the VBBL 2019, with updated energy requirements as per bylaw # 12997 effective Jan 01, 2022.*** | Opticnet Communications Inc
SP-2023-01001 | 2023-06-06 | 2028 W 45TH AVENUE #3, Vancouver, BC V6M 2H9 | Sprinkler Permit | Residential | New | Completed | Residential - new sprinkler installations >BP: To construct a 1 storey laneway house building with an open parking pad, providing 1 parking space, having vehicular access from the lane. Note: This is a 1 storey building pursuant to the Zoning & Development By-law Note: Bldg 1 (principal bldg) addressed 2028 W 45TH AVE retained on site. 1. Covenant not required with existing house 2. No Strata Titling permitted 3. No A/C Unit proposed 4. Schedule B: Shaozhe Guo. P.Eng (778.926.0525) Structural & Geotechnical 5. HPO: Residential Builder- Llano Developments Inc. 6. The entire building will be sprinklered to NFPA-13D requirements | Spectrum Fire Protection Ltd
EP-2023-02503 | 2023-04-06 | 2028 W 45TH AVENUE #3, Vancouver, BC V6M 2H9 | Electrical Permit | Residential | New | Completed | Installation / Repair - Residential - ¦ #3LWH/ 200A ¦ 2 X 200A SERVICES¦ -Wiring the new laneway house and installing a new dedicated 200A service for laneway house. -Move existing 200A main house service to laneway house side wall -Two sets of 200A service *An approved mechanical permit is required for the installation of air conditioning or heat pump unit at the time of installation before an electrical inspection will be performed >BP: To construct a 1 storey laneway house building ($240,000) with an open parking pad, providing 1 parking space, having vehicular access from the lane. Note: This is a 1 storey building pursuant to the Zoning & Development By-law Note: Bldg 1 (principal bldg) addressed 2028 W 45TH AVE retained on site. 1. Covenant not required with existing house 2. No Strata Titling permitted 3. No A/C Unit proposed 4. Schedule B: Shaozhe Guo. P.Eng (778.926.0525) Structural & Geotechnical 5. HPO: Residential Builder- Llano Developments Inc. 6. The entire building will be sprinklered to NFPA-13D requirements ***This permit is issued under the VBBL 2019, with updated energy requirements as per bylaw # 12997 effective Jan 01, 2022.*** | Bright Ocean Electric Ltd
PP-2023-01496 | 2023-04-27 | 2028 W 45TH AVENUE #3, Vancouver, BC V6M 2H9 | Plumbing Permit | Residential | New | Completed | Residential - landway house dwv and water pipe rough in and finishing >BP: To construct a 1 storey laneway house building with an open parking pad, providing 1 parking space, having vehicular access from the lane. Note: This is a 1 storey building pursuant to the Zoning & Development By-law Note: Bldg 1 (principal bldg) addressed 2028 W 45TH AVE retained on site. 1. Covenant not required with existing house 2. No Strata Titling permitted 3. No A/C Unit proposed 4. Schedule B: Shaozhe Guo. P.Eng (778.926.0525) Structural & Geotechnical 5. HPO: Residential Builder- Llano Developments Inc. 6. The entire building will be sprinklered to NFPA-13D requirements | JMC Plumbing & Heating Ltd
PP-2023-01075 | 2023-03-28 | 2028 W 45TH AVENUE #3, Vancouver, BC V6M 2H9 | Plumbing Permit | Residential | New | Completed | Residential - LWH - #3 - Install Sumps | Apollo Excavating & Civil Works Ltd.
PP-2023-01082 | 2023-03-28 | 5518 FLEMING STREET #3, Vancouver, BC V5P 3G2 | Plumbing Permit | Residential | New | Completed | Residential - Sump and sanitary connections for new laneway home >BP: To construct a 2 storey laneway house building with an open parking pad, providing 1 parking space, having vehicular access from the lane. The entire building is sprinklered to NFPA-13D requirements. | Canstar Excavating & Landscaping Ltd
EP-2023-05206 | 2023-06-12 | 5518 FLEMING STREET #3, Vancouver, BC V5P 3G2 | Electrical Permit | Residential | New | Completed | Installation / Repair - Residential - Rough in and playing of tv, network, security, doorbell.. >BP: To construct a 2 storey laneway house building ($183,310) with an open parking pad, providing 1 parking space, having vehicular access from the lane. The entire building is sprinklered to NFPA-13D requirements. Note: This is a 1 ½ storey building pursuant to the Zoning & Development By-law 1. Covenant not required with existing house 2. No Strata Titling permitted 3. No A/C Unit proposed 4. Schedule B: (Md. Shahidul Alam) P.Eng (604.228.0518) Structural & Geotechnical 5. HPO: Residential Builder- Lamai Homes Ltd. Address has been assigned per the approved plans as the fire/emergency access to the laneway house is from the South side. This access must be provided & maintained at all times in accordance with the Building By-law. ***This permit is issued under the VBBL 2019, with updated energy requirements as per bylaw # 12997 effective Jan 01, 2022.*** | Tuong Su
SP-2023-00849 | 2023-05-16 | 5518 FLEMING STREET #3, Vancouver, BC V5P 3G2 | Sprinkler Permit | Residential | New | Completed | Residential - New sprinkler system >BP: To construct a 2 storey laneway house building with an open parking pad, providing 1 parking space, having vehicular access from the lane. The entire building is sprinklered to NFPA-13D requirements. Note: This is a 1 ½ storey building pursuant to the Zoning & Development By-law 1. Covenant not required with existing house 2. No Strata Titling permitted 3. No A/C Unit proposed 4. Schedule B: (Md. Shahidul Alam) P.Eng (604.228.0518) Structural & Geotechnical 5. HPO: Residential Builder- Lamai Homes Ltd. | Haven Fire Protection Ltd
EP-2023-05658 | 2023-07-06 | 5518 FLEMING STREET #3, Vancouver, BC V5P 3G2 | Electrical Permit | Residential | New | Completed | Installation / Repair - Residential - laneway house rough wire, service, underground and finishing >BP: To construct a 2 storey laneway house building ($183,310) with an open parking pad, providing 1 parking space, having vehicular access from the lane. The entire building is sprinklered to NFPA-13D requirements. Note: This is a 1 ½ storey building pursuant to the Zoning & Development By-law 1. Covenant not required with existing house 2. No Strata Titling permitted 3. No A/C Unit proposed 4. Schedule B: (Md. Shahidul Alam) P.Eng (604.228.0518) Structural & Geotechnical 5. HPO: Residential Builder- Lamai Homes Ltd. Address has been assigned per the approved plans as the fire/emergency access to the laneway house is from the South side. This access must be provided & maintained at all times in accordance with the Building By-law. ***This permit is issued under the VBBL 2019, with updated energy requirements as per bylaw # 12997 effective Jan 01, 2022.*** | Kaler Electrical Ltd
PP-2023-02438 | 2023-07-11 | 1582 E 36TH AVENUE #3, Vancouver, BC V5P 1C4 | Plumbing Permit | Residential | New | Completed | Residential - plumbing for new: >BP: To construct a 2 storey laneway house building ($206,700) with an open parking pad, providing 1 parking space, having vehicular access from the lane. The entire building to be sprinklered to NFPA 13D. Note: This is a 1 ½ storey building pursuant to the Zoning & Development By-law Note: Bldg 1 (principal bldg) addressed #1-1582 E 36th Av retained on site. 1. A/C unit proposed in rear yard and half storey 2. Schedule B: Xue Li Chen P.Eng (778.235.5447) Structural & Geotechnical 3. HPO: Residential Builder- TVK Construction Ltd. | Destiny Mechanical Ltd
PP-2023-01790 | 2023-05-29 | 1582 E 36TH AVENUE #3, Vancouver, BC V5P 1C4 | Plumbing Permit | Residential | New | Completed | Residential - instill outside sump | H R DEMOLITION LTD
EP-2023-04789 | 2023-08-29 | 1582 E 36TH AVENUE #3, Vancouver, BC V5P 1C4 | Electrical Permit | Residential | New | Completed | Installation / Repair - Residential - ¦ #3LWH- 200A ¦ Laneway house >BP: To construct a 2 storey laneway house building ($206,700) with an open parking pad, providing 1 parking space, having vehicular access from the lane. The entire building to be sprinklered to NFPA 13D. Note: This is a 1 ½ storey building pursuant to the Zoning & Development By-law Note: Bldg 1 (principal bldg) addressed #1-1582 E 36th Av retained on site. 1. A/C unit proposed in rear yard and half storey 2. Schedule B: Xue Li Chen P.Eng (778.235.5447) Structural & Geotechnical 3. HPO: Residential Builder- TVK Construction Ltd. Address has been assigned per the approved plans as the fire/emergency access to the laneway house is from the East side. This access must be provided & maintained at all times in accordance with the Building By-law ***This permit is issued under the VBBL 2019, with updated energy requirements as per bylaw # 12997 effective Jan 01, 2022.*** | Roger Loo
SP-2023-01483 | 2023-08-14 | 1582 E 36TH AVENUE #3, Vancouver, BC V5P 1C4 | Sprinkler Permit | Residential | Addition | Completed | Residential - new laneway house >BP: To construct a 2 storey laneway house building with an open parking pad, providing 1 parking space, having vehicular access from the lane. The entire building to be sprinklered to NFPA 13D. Note: This is a 1 ½ storey building pursuant to the Zoning & Development By-law Note: Bldg 1 (principal bldg) addressed #1-1582 E 36th Av retained on site. 1. A/C unit proposed in rear yard and half storey 2. Schedule B: Xue Li Chen P.Eng (778.235.5447) Structural & Geotechnical 3. HPO: Residential Builder- TVK Construction Ltd. | Yu Fire Protection Inc.
MP-2023-01559 | 2023-08-23 | 1582 E 36TH AVENUE #3, Vancouver, BC V5P 1C4 | Mechanical Permit | NULL | NULL | Completed | NULL | Newton AC Ltd
EP-2024-00210 | 2024-01-09 | 2196 E 8TH AVENUE #3, Vancouver, BC V5N 1V5 | Electrical Permit | Residential | New | Issued | Installation / Repair - Residential - Low Voltage Rough-In and Completion of security alarm, tel/data/cable To construct a 2 storey laneway house building with an open parking pad, providing 1 parking space, having vehicular access from the lane. Note: This is a 1 ½ storey building pursuant to the Zoning & Development By-law Note: Bldg 1 (principal bldg) addressed #1-2196 E 8th Av - retained on site. 1. No A/C unit proposed 2. Schedule B: Jason Hui P.Eng (778.319.3403) Structural & Geotechnical 3. HPO: Residential Builder- Lyla Construction Inc. - Licence #47411 4. Entire Building to have NFPA 13-D sprinkler requirements | Infinitech Security & Integration Inc.
EP-2023-11255 | 2024-01-09 | 2196 E 8TH AVENUE #3, Vancouver, BC V5N 1V5 | Electrical Permit | Residential | New | Issued | Installation / Repair - Residential - New laneway house. >BP: To construct a 2 storey laneway house building ($202,250.00) with an open parking pad, providing 1 parking space, having vehicular access from the lane. Note: This is a 1 ½ storey building pursuant to the Zoning & Development By-law Note: Bldg 1 (principal bldg) addressed #1-2196 E 8th Av - retained on site. 1. No A/C unit proposed 2. Schedule B: Jason Hui P.Eng (778.319.3403) Structural & Geotechnical 3. HPO: Residential Builder- Lyla Construction Inc. - Licence #47411 4. Entire Building to have NFPA 13-D sprinkler requirements ***This permit is issued under the VBBL 2019, with updated energy requirements as per bylaw # 12997 effective Jan 01, 2022.*** | Econ Energy Group Ltd
SP-2023-02259 | 2023-12-15 | 2196 E 8TH AVENUE #3, Vancouver, BC V5N 1V5 | Sprinkler Permit | Residential | New | Issued | Residential - Install sprinklers in LWH >BP: To construct a 2 storey laneway house building with an open parking pad, providing 1 parking space, having vehicular access from the lane. Note: This is a 1 ½ storey building pursuant to the Zoning & Development By-law Note: Bldg 1 (principal bldg) addressed #1-2196 E 8th Av - retained on site. 1. No A/C unit proposed 2. Schedule B: Jason Hui P.Eng (778.319.3403) Structural & Geotechnical 3. HPO: Residential Builder- Lyla Construction Inc. - Licence #47411 4. Entire Building to have NFPA 13-D sprinkler requirements | Gold Key Fire Protection Ltd
PP-2023-02362 | 2023-07-05 | 2196 E 8TH AVENUE #3, Vancouver, BC V5N 1V5 | Plumbing Permit | Residential | New | Issued | Residential - Plumbing for new lanway house >BP: To construct a 2 storey laneway house building with an open parking pad, providing 1 parking space, having vehicular access from the lane. Note: This is a 1 ½ storey building pursuant to the Zoning & Development By-law Note: Bldg 1 (principal bldg) addressed #1-2196 E 8th Av - retained on site. 1. No A/C unit proposed 2. Schedule B: Jason Hui P.Eng (778.319.3403) Structural & Geotechnical 3. HPO: Residential Builder- Lyla Construction Inc. - Licence #47411 4. Entire Building to have NFPA 13-D sprinkler requirements | Rain Coast Plumbing & Heating Ltd
PP-2023-02209 | 2023-06-22 | 2196 E 8TH AVENUE #3, Vancouver, BC V5N 1V5 | Plumbing Permit | Residential | New | Issued | Residential - Sump and sanitary connections for new laneway home | Canstar Excavating & Landscaping Ltd
SP-2023-01288 | 2023-07-18 | 407 E 47TH AVENUE #3, Vancouver, BC V5W 2B3 | Sprinkler Permit | Residential | New | Completed | Residential - LWH - #3 - LWH WITH NEW SPRINKLERS To construct a 2 storey laneway house building with an open parking pad, providing 1 parking space, having vehicular access from the lane. The entire building, INCLUDING THE ATTACHED GARAGE (if applicable), to be sprinklered to NFPA 13D. Note: This is a 1 ½ storey building pursuant to the Zoning & Development By-law 1. No A/C unit proposed ***This permit is issued under the VBBL 2019, with updated energy requirements as per bylaw # 12997 effective Jan 01, 2022.*** | BC Fire Sprinklers Ltd
EP-2023-06883 | 2023-07-28 | 407 E 47TH AVENUE #3, Vancouver, BC V5W 2B3 | Electrical Permit | Residential | New | Completed | Installation / Repair - Residential - Installation of pre wire and complete alarm, Telus, tv, internet and doorbell. >BP: To construct a 2 storey laneway house building ($145,000) with an open parking pad, providing 1 parking space, having vehicular access from the lane. The entire building, INCLUDING THE ATTACHED GARAGE (if applicable), to be sprinklered to NFPA 13D. Note: This is a 1 ½ storey building pursuant to the Zoning & Development By-law 1. No A/C unit proposed 2. Schedule B: M.S. Dhillon P.Eng (604.537.6271) Structural & Geotechnical 3. HPO: Residential Builder - (Vancouver-Lower Mainland Construction Ltd.) ***This permit is issued under the VBBL 2019, with updated energy requirements as per bylaw # 12997 effective Jan 01, 2022.*** | Pioneer Security and Communications Ltd
PP-2023-02105 | 2023-06-15 | 407 E 47TH AVENUE #3, Vancouver, BC V5W 2B3 | Plumbing Permit | Residential | New | Completed | Residential - Plumbing for new lanway house >BP: To construct a 2 storey laneway house building with an open parking pad, providing 1 parking space, having vehicular access from the lane. The entire building, INCLUDING THE ATTACHED GARAGE (if applicable), to be sprinklered to NFPA 13D. Note: This is a 1 ½ storey building pursuant to the Zoning & Development By-law 1. No A/C unit proposed 2. Schedule B: M.S. Dhillon P.Eng (604.537.6271) Structural & Geotechnical 3. HPO: Residential Builder - (Vancouver-Lower Mainland Construction Ltd.) | Rain Coast Plumbing & Heating Ltd
PP-2023-01788 | 2023-05-29 | 407 E 47TH AVENUE #3, Vancouver, BC V5W 2B3 | Plumbing Permit | Residential | New | Issued | Residential - instill one outside sump | H R DEMOLITION LTD
EP-2023-04475 | 2023-06-01 | 407 E 47TH AVENUE #3, Vancouver, BC V5W 2B3 | Electrical Permit | Residential | New | Completed | Installation / Repair - Residential - MAKING A NEW LANEWAY HOUSE, SO WE NEED NEW SERVICE AND NEW ROUGH WIRING AND FINISHING. -description- main service is 200 amp, 100 amp for laneway , 100 amp for main house >BP: 1.5 LWH SA To construct a 2 storey laneway house building ($145,000) with an open parking pad, providing 1 parking space, having vehicular access from the lane. The entire building, INCLUDING THE ATTACHED GARAGE (if applicable), to be sprinklered to NFPA 13D. Note: This is a 1 ½ storey building pursuant to the Zoning & Development By-law 1. No A/C unit proposed 2. Schedule B: M.S. Dhillon P.Eng (604.537.6271) Structural & Geotechnical 3. HPO: Residential Builder - (Vancouver-Lower Mainland Construction Ltd.) | S B ELECTRICAL LTD
PP-2023-02346 | 2023-07-10 | 1717 E 13TH AVENUE, Vancouver, BC | Plumbing Permit | Commercial | New | Issued | Commercial - New residential 4 story with commercial. >BP: To construct a 4-storey mixed-use building consisting of: 1st storey - 7 CRU's 2nd to 4th storey - 44 dwelling units; Amenity Room on Level 2 all over 1 level of underground parking accessed from lane. Mechanical Review Notes: - 2 hr grease duct shafts proposed for CRU #3 to CRU#6 (interior vertical shafts located within CRU #4 & #5). - CRU #1, #2 and #7 will be discharged horizontally to the lane. *This permit has been reviewed under the provisions of VBBL 2019.* Revision 1: Change in Contractor (S.Yoo, Jun. 27, 2023) | Tino Mechanical Ltd
EP-2023-04375 | 2023-07-13 | 1717 E 13TH AVENUE, Vancouver, BC | Electrical Permit | Commercial | New | Issued | Installation / Repair - Commercial - Electrical installation for new mixed use 4 story wood frame building with rental suites and commercial retail. >BP: To construct a 4-storey mixed-use building consisting of: 1st storey - 7 CRU's 2nd to 4th storey - 44 dwelling units; Amenity Room on Level 2 all over 1 level of underground parking accessed from lane. Mechanical Review Notes: - 2 hr grease duct shafts proposed for CRU #3 to CRU#6 (interior vertical shafts located within CRU #4 & #5). - CRU #1, #2 and #7 will be discharged horizontally to the lane. *This permit has been reviewed under the provisions of VBBL 2019.* | Alpine Electric Ltd
SP-2023-00974 | 2023-10-30 | 1717 E 13TH AVENUE, Vancouver, BC | Sprinkler Permit | Commercial | New | Issued | Commercial - To install sprinkler to NFPA 13 2013 and standpipes to NFPA 14 2013 throughout this 4-storey mixed-use building consisting of the 1st storey having7 CRU's and the 2nd to 4th storey - 44 dwelling units; Amenity Room on Level all over 1 level of underground parking accessed from lane. | Hydroworks Contracting Ltd
EP-2023-02264 | 2023-03-16 | 1717 E 13TH AVENUE, Vancouver, BC | Electrical Permit | Residential | New | Issued | Temporary Power - Residential - To provide temporary power. | AZ ELECTRICAL SERVICES LTD
EP-2023-01954 | 2023-03-14 | 1688 W GEORGIA STREET, Vancouver, BC V6G 2V5 | Electrical Permit | Commercial | New | Expired | Temporary Power - Commercial - To provide temporary power. VALID: MAR 8/2023 TO MAR 7/2024 *Amend: Jun 14, 2023 -"This is the street occupancy permit for the temp power shack at 1688 W Georgia" *Amend: Jun 12, 2023 Declaration for temp power attached NOTE: Work authorized by this permit is for placement of a temporary power pole only and does not authorize any site construction and/or excavation. A separate Building Permit will be required prior to commencement of any other work on this site. | Allwest Electric Ltd
EP-2023-08534 | 2023-09-22 | 1688 W GEORGIA STREET, Vancouver, BC V6G 2V5 | Electrical Permit | Commercial | New | Issued | Temporary Power - Commercial - To provide temporary power. -there will be a crane man lift and site offices >Permit Amendment Oct 10, 2023 Declaration for the ground plate and a picture of the plate *Document(s) uploaded to "Application Documents" tab for Electrical Inspector review. Documents are at pending status at time of permit amendment approval | Allwest Electric Ltd
SP-2023-02100 | NULL | 1688 W GEORGIA STREET, Vancouver, BC V6G 2V5 | Sprinkler Permit | Commercial | New | Applicant Revisions | Commercial - ----APPLICATION IS ONLY FOR BELOW GRADE + STANDPIPE 31 STOREY TOWER WITH 7 STOREYS BELOW GRADE >BP: To construct a new 31 storey residential tower with 126 market rental units and one Guest suite at Level 2 facing Alberni St., all over 7 levels of underground parking. This project is designed to CSA B51 Section 4.3 & 5.1 and Section 5.3 & 5.5. 5-July-2023 - Stage 1(excavation & shoring) issued. ST2 ( foundation to grade - A/M/E/S) In Review | NULL
MP-2023-01595 | 2023-08-30 | 2929 E 17TH AVENUE #3, Vancouver, BC | Mechanical Permit | NULL | NULL | Issued | NULL | Power Cool Electrical & Refrigeration Mech Ltd
NULL | NULL | 2929 E 17TH AVENUE #3, Vancouver, BC | Mechanical Permit | NULL | NULL | Draft | NULL | Power Cool Electrical & Refrigeration Mech Ltd
NULL | NULL | 2929 E 17TH AVENUE #3, Vancouver, BC | Mechanical Permit | NULL | NULL | Draft | NULL | Power Cool Electrical & Refrigeration Mech Ltd
EP-2023-07385 | 2023-08-14 | 2929 E 17TH AVENUE #3, Vancouver, BC | Electrical Permit | Residential | New | Issued | Installation / Repair - Residential - Installation of Alarm, doorbell, cable, tel, data. >BP: To construct a 2 storey laneway house building ($171,600) with 1 open parking pad, providing a total of 1 parking spaces, having vehicular access from the 20' Lane. Note: This is a 1 ½ storey building pursuant to the Zoning & Development By-law. 1. Covenant not required with existing house 2. No Strata Titling permitted 3. Entire building to be sprinklered 13D 4. Heat Pump proposed – Exterior component located in rear yard, Interior component located in crawl space 5. Schedule B: (James Lee) P.Eng (604.325.7503) Structural 6. Schedule B: (Bryan Lui) P.Eng (604.882.8475) Geotechnical 7. HPO: Residential Builder- My House Design/Build Team Ltd. NOTE: To achieve the required FSR. A floor space exclusion of 3% has been applied to this application as per section 11.24.18 of the district schedule, to accommodate improved building performance. *EXISTING HOUSE* Note: Bldg 1 (principal bldg) addressed #1-2929 E 17th Av retained on site. ***This permit is issued under the VBBL 2019, with updated energy requirements as per bylaw # 12997 effective Jan 01, 2022.***. | One Stop Alarm Systems Ltd
SP-2023-00556 | 2023-05-01 | 2929 E 17TH AVENUE #3, Vancouver, BC | Sprinkler Permit | Residential | New | Issued | Residential - LWH - #3 - Installation of new fire sprinkler system >DB: To construct a 2 storey laneway house building with 1 open parking pad, providing a total of 1 parking spaces, having vehicular access from the 20' Lane. Note: This is a 1 ½ storey building pursuant to the Zoning & Development By-law. 1. Covenant not required with existing house 2. No Strata Titling permitted 3. Entire building to be sprinklered 13D 4. Heat Pump proposed – Exterior component located in rear yard, Interior component located in crawl space | Fire Busters Inc
PP-2023-01378 | 2023-04-19 | 2929 E 17TH AVENUE #3, Vancouver, BC | Plumbing Permit | Residential | New | Issued | Residential - LWH - #3 - 2929 E 17th Ave,Vancouver OUTSIDE SUMP W/ PUMP >DB: To construct a 2 storey laneway house building with 1 open parking pad, providing a total of 1 parking spaces, having vehicular access from the 20' Lane. Note: This is a 1 ½ storey building pursuant to the Zoning & Development By-law. 1. Covenant not required with existing house 2. No Strata Titling permitted 3. Entire building to be sprinklered 13D 4. Heat Pump proposed – Exterior component located in rear yard, Interior component located in crawl space | Khela Excavating Ltd.
EP-2023-03743 | 2023-08-02 | 2929 E 17TH AVENUE #3, Vancouver, BC | Electrical Permit | Residential | New | Issued | Installation / Repair - Residential - Laneway new build Separate 200A from main house *An approved mechanical permit is required for the installation of air conditioning or heat pump unit at the time of installation before an electrical inspection will be performed >BP: To construct a 2 storey laneway house building ($171,600) with 1 open parking pad, providing a total of 1 parking spaces, having vehicular access from the 20' Lane. Note: This is a 1 ½ storey building pursuant to the Zoning & Development By-law. 1. Covenant not required with existing house 2. No Strata Titling permitted 3. Entire building to be sprinklered 13D 4. Heat Pump proposed – Exterior component located in rear yard, Interior component located in crawl space 5. Schedule B: (James Lee) P.Eng (604.325.7503) Structural 6. Schedule B: (Bryan Lui) P.Eng (604.882.8475) Geotechnical 7. HPO: Residential Builder- My House Design/Build Team Ltd. NOTE: To achieve the required FSR. A floor space exclusion of 3% has been applied to this application as per section 11.24.18 of the district schedule, to accommodate improved building performance. NOTE: Information regarding the principal building on the survey and site plan is for reference only. Any discrepancy between information regarding the principal building on the survey and/or site plan and approved permit drawings for the principal building are neither approved nor authorized under this laneway house permit. *EXISTING HOUSE* Note: Bldg 1 (principal bldg) addressed #1-2929 E 17th Av retained on site. ***This permit is issued under the VBBL 2019, with updated energy requirements as per bylaw # 12997 effective Jan 01, 2022.***. | MD White Electrical Ltd
PP-2023-03346 | 2023-09-19 | 8508 EAST BOULEVARD, Vancouver, BC | Plumbing Permit | Residential | New | Issued | Residential - sump placing | Metro Contracting Ltd
PP-2023-03423 | 2023-09-26 | 8508 EAST BOULEVARD, Vancouver, BC | Plumbing Permit | Residential | New | Issued | Residential - 2FD - sump placing | Metro Contracting Ltd
EP-2023-10457 | 2023-11-20 | 8508 EAST BOULEVARD, Vancouver, BC | Electrical Permit | Residential | New | Issued | Installation / Repair - Residential - tv,telephone,security alarm prewire and complete >BP: To construct a two-storey two-family dwelling ($889,750.00) with a basement, with an attached garage providing 2 parking spaces, having street access. Note: This is a 2 storey building pursuant to the Zoning and Development By-Law 1. HEAT PUMP units proposed in the rear yard 2. Bar sinks proposed in the basement 3. Schedule B: Julian Bozsik M Eng PEng (604) 431-0055 Structural & Geotechnical 4. HPO: Residential Builder – Kainos Development By Design Ltd #39065 5. Entire Building to have NFPA 13-D ****ALL PROJECT COORDINATOR NOTES HAS BEEN ACCEPTED BY THE APPLICANT**** ***This permit is issued under the VBBL 2019, with updated energy requirements as per bylaw # 12997 effective Jan 01, 2022.*** | Tvisha Technologies Ltd
SP-2023-02062 | 2023-11-29 | 8508 EAST BOULEVARD, Vancouver, BC | Sprinkler Permit | Residential | New | Issued | Residential - Install Sprinkler Heads >BP: To construct a two-storey two-family dwelling with a basement, with an attached garage providing 2 parking spaces, having street access. Note: This is a 2 storey building pursuant to the Zoning and Development By-Law 1. HEAT PUMP units proposed in the rear yard 2. Bar sinks proposed in the basement 3. Schedule B: Julian Bozsik M Eng PEng (604) 431-0055 Structural & Geotechnical 4. HPO: Residential Builder – Kainos Development By Design Ltd #39065 5. Entire Building to have NFPA 13-D | RAHELU PLUMBING & HEATING LTD.
MP-2023-01972 | 2023-11-03 | 8508 EAST BOULEVARD, Vancouver, BC | Mechanical Permit | NULL | NULL | Issued | NULL | Lally Plumbing & Heating Ltd
PP-2023-03769 | 2023-10-26 | 8508 EAST BOULEVARD, Vancouver, BC | Plumbing Permit | Residential | New | Issued | Residential - Plumbing >BP: To construct a two-storey two-family dwelling with a basement, with an attached garage providing 2 parking spaces, having street access. Note: This is a 2 storey building pursuant to the Zoning and Development By-Law 1. HEAT PUMP units proposed in the rear yard 2. Bar sinks proposed in the basement 3. Schedule B: Julian Bozsik M Eng PEng (604) 431-0055 Structural & Geotechnical 4. HPO: Residential Builder – Kainos Development By Design Ltd #39065 5. Entire Building to have NFPA 13-D | Lally Plumbing & Heating Ltd
EP-2023-10851 | 2023-12-14 | 8508 EAST BOULEVARD, Vancouver, BC | Electrical Permit | Residential | New | Issued | Installation / Repair - Residential - ELECTRICAL ROUGH WIRING, SERVICE AND FINISHING 400 AMP WITH DUPLEX METER BASE UNDERGROUND >BP: To construct a two-storey two-family dwelling ($889,750.00) with a basement, with an attached garage providing 2 parking spaces, having street access. Note: This is a 2 storey building pursuant to the Zoning and Development By-Law 1. HEAT PUMP units proposed in the rear yard 2. Bar sinks proposed in the basement 3. Schedule B: Julian Bozsik M Eng PEng (604) 431-0055 Structural & Geotechnical 4. HPO: Residential Builder – Kainos Development By Design Ltd #39065 5. Entire Building to have NFPA 13-D | G G S ELECTRICAL LTD
GP-2023-04061 | 2023-12-18 | 8508 EAST BOULEVARD, Vancouver, BC | Gas Permit | Residential | New | Issued | Residential - BBQ piping only Range complete >BP: To construct a two-storey two-family dwelling ($889,750.00) with a basement, with an attached garage providing 2 parking spaces, having street access. Note: This is a 2 storey building pursuant to the Zoning and Development By-Law 1. HEAT PUMP units proposed in the rear yard 2. Bar sinks proposed in the basement 3. Schedule B: Julian Bozsik M Eng PEng (604) 431-0055 Structural & Geotechnical 4. HPO: Residential Builder – Kainos Development By Design Ltd #39065 5. Entire Building to have NFPA 13-D | Lally Plumbing & Heating Ltd
EP-2024-00190 | 2024-01-08 | 8508 EAST BOULEVARD, Vancouver, BC | Electrical Permit | Residential | New | Issued | Temporary Power - Residential - To provide temporary power. | G G S ELECTRICAL LTD
PP-2023-03641 | 2023-10-16 | 3330 W 23RD AVENUE #3, Vancouver, BC | Plumbing Permit | Residential | New | Issued | Residential - plumbing >BP: To construct a 2 storey laneway house building with an open parking pad, providing 1 parking space, having vehicular access from the lane. The entire building to be sprinklered to NFPA 13D. Note: This is a 1 ½ storey building pursuant to the Zoning & Development By-law Note: Bldg 1 (principal bldg) addressed #1- 3330 W 23rd Av retained on site. Note: See main house alteration permit BP-2022-05090. The Main House exterior alteration work to be completed prior to the Final inspection of the Laneway House. 1. No A/C unit proposed 2. Schedule B: Antony Wang P.Eng (604.618.6236) Structural & Geotechnical 3. HPO: Residential Builder- Jun Ren | WDR CONTRACTING LTD
EP-2023-07358 | 2023-08-21 | 3330 W 23RD AVENUE #3, Vancouver, BC | Electrical Permit | Residential | New | Issued | Installation / Repair - Residential - ELECTRICAL WIRING FOR LANEWAY HOUSE: MAIN SERVICE: 200 AMPS MAIN HOUSE: 100 AMPS (existed) LANEWAY HOUSE: 100 AMPS >BP: To construct a 2 storey laneway house building ($169,090) with an open parking pad, providing 1 parking space, having vehicular access from the lane. The entire building to be sprinklered to NFPA 13D. Note: This is a 1 ½ storey building pursuant to the Zoning & Development By-law Note: Bldg 1 (principal bldg) addressed #1- 3330 W 23rd Av retained on site. 1. No A/C unit proposed 2. Schedule B: Antony Wang P.Eng (604.618.6236) Structural & Geotechnical 3. HPO: Residential Builder- Jun Ren ***This permit is issued under the VBBL 2019, with updated energy requirements as per bylaw # 12997 effective Jan 01, 2022.*** | Eudemon Electrical Ltd
PP-2023-02963 | 2023-08-22 | 3330 W 23RD AVENUE #3, Vancouver, BC | Plumbing Permit | Residential | New | Issued | Residential - Sump | Canstar Excavating & Landscaping Ltd
EP-2023-07272 | 2023-08-10 | 5730 ATHLONE STREET #3, Vancouver, BC | Electrical Permit | Residential | New | Issued | Temporary Power - Residential - To provide temporary power >Permit Amendment Aug 21, 2023 -Service detail to 200 amps 1 Phase 3 wire -Special permission for power connection from temp panel to main house's panel to be reviewed by District Electrical Inspector/ Document(s) uploaded to "Application Documents" tab | AIGO TECHNOLOGY INC
PP-2023-03528 | 2023-10-06 | 5730 ATHLONE STREET #3, Vancouver, BC | Plumbing Permit | Residential | New | Issued | Residential - Lwh >BP: To construct a 2 storey laneway house building with an attached garage and 1 open parking pad, providing a total of 2 parking spaces, having vehicular access from the lane. Note: The entire building, INCLUDING THE ATTACHED GARAGE, to be sprinklered to NFPA 13D Note: This is a 1 ½ storey building pursuant to the Zoning & Development By-law Note: Bldg 1 (principal bldg) addressed #1-5730 Athlone St - Principal Dwelling retained on site. 1. Covenant not required with existing house 2. No Strata Titling permitted 3. No A/C unit proposed 4. Schedule B: Tsung-Hua Yang P.Eng (604.729.0585) Structural & Geotechnical 5. HPO: Residential Builder- Enrich Custom Homes Ltd - #44570 6. Entire Building to have NFPA 13-D | One Stop Mechanical Ltd
GP-2023-04160 | 2023-12-22 | 5730 ATHLONE STREET #3, Vancouver, BC | Gas Permit | Residential | New | Issued | Residential - -complete install of a new range >BP: To construct a 2 storey laneway house building ($282,050.00) with an attached garage and 1 open parking pad, providing a total of 2 parking spaces, having vehicular access from the lane. | One Stop Mechanical Ltd
EP-2023-11063 | 2024-01-24 | 5730 ATHLONE STREET #3, Vancouver, BC | Electrical Permit | Residential | New | Issued | Installation / Repair - Residential - New LWH with an existing main house, proposes changing the 200amps 1-meter system to a 200amps service with a 2-meter one. Main house 150 amps and LWH 100amps -The EV charge load calculation was change, one outdoor for outside parking from the Main unit, garage EV from LWH? *An approved mechanical permit is required for the installation of air conditioning or heat pump unit before a final electrical inspection will be performed To construct a 2 storey laneway house building with an attached garage and 1 open parking pad, providing a total of 2 parking spaces, having vehicular access from the lane. Note: The entire building, INCLUDING THE ATTACHED GARAGE, to be sprinklered to NFPA 13D Note: This is a 1 ½ storey building pursuant to the Zoning & Development By-law Note: Bldg 1 (principal bldg) addressed #1-5730 Athlone St - Principal Dwelling retained on site. 1. Covenant not required with existing house 2. No Strata Titling permitted 3. No A/C unit proposed 4. Schedule B: Tsung-Hua Yang P.Eng (604.729.0585) Structural & Geotechnical 5. HPO: Residential Builder- Enrich Custom Homes Ltd - #44570 6. Entire Building to have NFPA 13-D | AIGO TECHNOLOGY INC
SP-2023-02131 | 2023-11-23 | 5730 ATHLONE STREET #3, Vancouver, BC | Sprinkler Permit | Residential | New | Issued | Residential - New sprinkler system >BP: To construct a 2 storey laneway house building with an attached garage and 1 open parking pad, providing a total of 2 parking spaces, having vehicular access from the lane. Note: The entire building, INCLUDING THE ATTACHED GARAGE, to be sprinklered to NFPA 13D Note: This is a 1 ½ storey building pursuant to the Zoning & Development By-law Note: Bldg 1 (principal bldg) addressed #1-5730 Athlone St - Principal Dwelling retained on site. 1. Covenant not required with existing house 2. No Strata Titling permitted 3. No A/C unit proposed 4. Schedule B: Tsung-Hua Yang P.Eng (604.729.0585) Structural & Geotechnical 5. HPO: Residential Builder- Enrich Custom Homes Ltd - #44570 6. Entire Building to have NFPA 13-D | Haven Fire Protection Ltd
PP-2023-01861 | 2023-05-26 | 807 E KING EDWARD AVENUE, Vancouver, BC | Plumbing Permit | Residential | New | Issued | Residential - This a new laneway house with 6 fixtures. >BP: To construct a 2 storey laneway house building with an open parking pad, providing 1 parking space, having vehicular access from the lane. Note: This is a 1 ½ storey building pursuant to the Zoning & Development By-law 1. Covenant registered at the Land Title Office under CB368864 2. No Strata Titling permitted 3. No A/C unit proposed 4. Schedule B: Md. Shahidul Alam P.Eng (604.653.7475) Structural & Geotechnical 5. HPO: Residential Builder- Theorem Developments Ltd - #47050 | AKAL Plumbing & Heating Ltd
EP-2023-07074 | 2023-08-04 | 807 E KING EDWARD AVENUE, Vancouver, BC | Electrical Permit | Residential | New | Issued | Installation / Repair - Residential - Pre wire and completion of alarm, Telus, tv, internet. | Pioneer Security and Communications Ltd
SP-2023-01282 | 2023-07-18 | 807 E KING EDWARD AVENUE, Vancouver, BC | Sprinkler Permit | Residential | New | Issued | Residential - NEW HOME >BP: To construct a 2 storey laneway house building ($175,000) with an open parking pad, providing 1 parking space, having vehicular access from the lane. Note: This is a 1 ½ storey building pursuant to the Zoning & Development By-law 1. Covenant registered at the Land Title Office under CB368864 2. No Strata Titling permitted 3. No A/C unit proposed 4. Schedule B: Md. Shahidul Alam P.Eng (604.653.7475) Structural & Geotechnical 5. HPO: Residential Builder- Theorem Developments Ltd - #47050 | SBMS Construction Ltd
EP-2023-05533 | 2023-07-05 | 807 E KING EDWARD AVENUE, Vancouver, BC | Electrical Permit | Residential | New | Issued | Installation / Repair - Residential - laneway house wiring and finishing >BP: To construct a 2 storey laneway house building ($175,000) with an open parking pad, providing 1 parking space, having vehicular access from the lane. Note: This is a 1 ½ storey building pursuant to the Zoning & Development By-law 1. Covenant registered at the Land Title Office under CB368864 2. No Strata Titling permitted 3. No A/C unit proposed 4. Schedule B: Md. Shahidul Alam P.Eng (604.653.7475) Structural & Geotechnical 5. HPO: Residential Builder- Theorem Developments Ltd - #47050 | STAT ELECTRICS LIMITED
EP-2022-10597 | 2022-12-16 | 3601 RAE AVENUE, Vancouver, BC V5R 2P6 | Electrical Permit | Commercial | NULL | Expired | Annual / Operating - Maintenance of existing operating electrical equipment. | ATOMIC ELECTRICAL SOLUTIONS LTD.
SP-2023-01969 | 2023-10-25 | 480 E 48TH AVENUE #3, Vancouver, BC | Sprinkler Permit | Residential | New | Issued | Residential - LWH - #3 - To install 10 sprinkler heads >DB: To construct a 1 storey laneway house building with an attached garage providing 1 parking space + 1 on grade parking space, having vehicular access from the lane. The entire building, INCLUDING THE ATTACHED GARAGE (if applicable), to be sprinklered to NFPA 13D. Note: This is a 1 storey building pursuant to the Zoning & Development By-law 1- Covenant not required with existing house 2- No Strata Titling permitted 3- A/C unit proposed by rear patio/ int. bedroom #1 ***This permit is issued under the VBBL 2019, with updated energy requirements as per bylaw # 12997 effective Jan 01, 2022.*** | General Sprinkler Systems Ltd
EP-2023-10455 | 2023-11-20 | 480 E 48TH AVENUE #3, Vancouver, BC | Electrical Permit | Residential | New | Issued | Installation / Repair - Residential - low voltage: installation 5 cat6e,2 doorbell wiring,fiber and rg6 wiring >BP: To construct a 1 storey laneway house building ($200,000) with an attached garage providing 1 parking space + 1 on grade parking space, having vehicular access from the lane. The entire building, INCLUDING THE ATTACHED GARAGE (if applicable), to be sprinklered to NFPA 13D. Note: This is a 1 storey building pursuant to the Zoning & Development By-law 1- Covenant not required with existing house 2- No Strata Titling permitted 3- A/C unit proposed by rear patio/ int. bedroom #1 4- Structural schedule B: (Z. Zhao) P.Eng (604.526.1305) 5- Geotechnical schedule B: (Z. Zhao) P.Eng (604.526.1305) 6- HPO: Owner Builder ***This permit is issued under the VBBL 2019, with updated energy requirements as per bylaw # 12997 effective Jan 01, 2022.*** | UNION BRIGHT ELECTRIC LTD.
EP-2023-01880 | 2023-03-09 | 480 E 48TH AVENUE #3, Vancouver, BC | Electrical Permit | Residential | New | Issued | Installation / Repair - Residential - 1.Laying ACWU90 cable for laneway house, 2.Install duplex socket meter base and new 200A service ,upgrading 100A service to 200A service, 3. laneway house wiring >BP: To construct a 1 storey laneway house building ($200,000) with an attached garage providing 1 parking space + 1 on grade parking space, having vehicular access from the lane. Note: This is a 1 storey building pursuant to the Zoning & Development By-law 1- Covenant not required with existing house 2- No Strata Titling permitted 3- A/C unit proposed by rear patio/ int. bedroom #1 4- Structural schedule B: (Z. Zhao) P.Eng (604.526.1305) 5- Geotechnical schedule B: (Z. Zhao) P.Eng (604.526.1305) 6- HPO: Owner Builder ***This permit is issued under the VBBL 2019, with updated energy requirements as per bylaw # 12997 effective Jan 01, 2022.*** | UNIC Electrical Ltd
EP-2022-10687 | 2022-12-21 | 867 TERMINAL AVENUE, Vancouver, BC | Electrical Permit | Residential | New | Issued | Installation / Repair - Residential - City of Vancouver Tiny Homes Pilot Project >Permit Amendment Dec 01, 2023 -"Attached is VI digital copy. Onsite Foreman has a copy as well" *Document(s) uploaded to "Application Documents" tab for Electrical Inspector review. Documents are at pending status at time of permit amendment approval >Permit Amendment Nov 24, 2023 -"Amend the permit to include the work in the individual shelters" -"Please see attached IFC's" *Document(s) uploaded to "Application Documents" tab for Electrical Inspector review. Documents are at pending status at time of permit amendment approval >BP: To locate 10 tiny shelters on this site. This is for a temporary period expiring, December 31st, 2025 unless extended by the Chief Building Official and Director of Planning. Building Review Branch Notes: 1. Flood preparedness action plan and fire safety plan to be submitted for review prior to final occupancy. 2. Combination smoke alarm and carbon monoxide detectors complete with battery back up required in each sleeping unit. Addressing Notes: 867 Terminal Av - #101 & #102 869 Terminal Av - #111 & #112 871 Terminal Av - #121 & #122 873 Terminal Av - #131, #132, #133 & #134 Addresses and suite numbers have been assigned as per the approved plans for Fire and Emergency response. The building addresses must be posted to be visible from the street and the suite numbers posted on the suite entries in accordance with the Building By-law prior to Final Inspection. | Sasco Contractors Ltd
PP-2023-00712 | 2023-03-03 | 1959 W 43RD AVENUE #3, Vancouver, BC V6M 2C7 | Plumbing Permit | Residential | New | Completed | Residential - LWH - #3 - One outside sump | East West Excavating 2022 ltd
EP-2023-01350 | 2023-02-16 | 1959 W 43RD AVENUE #3, Vancouver, BC V6M 2C7 | Electrical Permit | Residential | New | Completed | Installation / Repair - Residential - Install Low Voltage wiring (networking), Alarm, Data, Tel. Rough-In and Finishing >BP: To construct a 2 storey laneway house building with an attached garage and 1 open parking pad, providing a total of 2 parking spaces, having vehicular access from the lane. Note: This is a 1 ½ storey building pursuant to the Zoning & Development By-law 1. Covenant registered at the Land Title Office under CA9606108 2. No Strata Titling permitted 3. A/C unit proposed 4. Schedule B: Antony Wang P.Eng (604.618.6236) Structural & Geotechnical 5. HPO: Residential Builder - Hantech Construction Ltd. | Magnificent Security Inc.
EP-2023-02601 | 2023-04-11 | 1959 W 43RD AVENUE #3, Vancouver, BC V6M 2C7 | Electrical Permit | Residential | New | Completed | Installation / Repair - Residential - LWH installation of 200 amp service 125 for house ,125 for laneway >Permit Amendment Jan 05, 2024 Work Description + Installation Details: Amended ¦ "30 amp heat pump. No baseboard heaters" >BP: To construct a 2 storey laneway house building ($224,750) with an attached garage and 1 open parking pad, providing a total of 2 parking spaces, having vehicular access from the lane. Note: This is a 1 ½ storey building pursuant to the Zoning & Development By-law 1. Covenant registered at the Land Title Office under CA9606108 2. No Strata Titling permitted 3. A/C unit proposed 4. Schedule B: Antony Wang P.Eng (604.618.6236) Structural & Geotechnical 5. HPO: Residential Builder - Hantech Construction Ltd. ***This permit is issued under the VBBL 2019, with updated energy requirements as per bylaw # 12997 effective Jan 01, 2022.*** | CROWN ELECTRICAL CONTRACTOR LTD
PP-2023-00936 | 2023-03-20 | 1959 W 43RD AVENUE #3, Vancouver, BC V6M 2C7 | Plumbing Permit | Residential | New | Completed | Residential - plumbing for new: >BP: To construct a 2 storey laneway house building ($224,750) with an attached garage and 1 open parking pad, providing a total of 2 parking spaces, having vehicular access from the lane. Note: This is a 1 ½ storey building pursuant to the Zoning & Development By-law 1. Covenant registered at the Land Title Office under CA9606108 2. No Strata Titling permitted 3. A/C unit proposed 4. Schedule B: Antony Wang P.Eng (604.618.6236) Structural & Geotechnical 5. HPO: Residential Builder - Hantech Construction Ltd. | WDR CONTRACTING LTD
SP-2023-01046 | 2023-06-13 | 1959 W 43RD AVENUE #3, Vancouver, BC V6M 2C7 | Sprinkler Permit | Residential | New | Completed | Residential - LWH - #3 - new sprinkler system installation >DB: To construct a 2 storey laneway house building with an attached garage and 1 open parking pad, providing a total of 2 parking spaces, having vehicular access from the lane. Note: This is a 1 ½ storey building pursuant to the Zoning & Development By-law 1. Covenant registered at the Land Title Office under CA9606108 2. No Strata Titling permitted 3. Rev#1: No A/C unit proposed | Spectrum Fire Protection Ltd
MP-2023-01543 | 2023-08-23 | 1959 W 43RD AVENUE #3, Vancouver, BC V6M 2C7 | Mechanical Permit | NULL | NULL | Completed | NULL | Lumi HVAC Ltd
EP-2023-03998 | 2023-05-17 | 2965 W 28TH AVENUE #3, Vancouver, BC V6L 1X3 | Electrical Permit | Residential | New | Issued | Installation / Repair - Residential - #3-2965 W28th ave LWH Project for this permit. Renovation for Main unit basement,and going to build for a new lane way house unit. Original Meter was attach at Main unit 200Amp 1 phase 240V. We are going to remove it to the LWH,and prewire a new acwu 3/0 AL 3 wires 150 Amps Cable for the main unit panel.and 100 Amp for LWH unit. Re prewire new smoke detectors at each bedroom. We will go for all outlets, roughing and connection, lighting system, and all electrical equipment connection. In rough in procedure also pre-wire the data and TV communication cables. Main 150amps 240V 1P 3 wires,LWH 100 Amps 1P 3 wires.2 meter system. Main unit address 2965 W28th ave,LWH #3-2965 W28th ave. >BP: To construct a 2 storey laneway house building ($223,750 with 1 open parking pad having vehicular access from the 20' Lane. This building is sprinklered to NFPA-13D. Note: This is a 1 ½ storey building pursuant to the Zoning & Development By-law. 1. Covenant not required with existing house 2. No Strata Titling permitted 3. No A/C Unit proposed 4. Schedule B: (Jian Zhong Jin) P.Eng (604.362.7021) Geotechnical 5. Schedule B: (Jie Peng) P.Eng (778.998.0616) Structural 6. HPO: Residential Builder- Kadium Construction Ltd | AIGO TECHNOLOGY INC
PP-2023-01560 | 2023-05-03 | 2965 W 28TH AVENUE #3, Vancouver, BC V6L 1X3 | Plumbing Permit | Residential | New | Issued | Residential - LWH - #3 - Sump and sanitary connections for new laneway home | Canstar Excavating & Landscaping Ltd
SP-2023-01409 | 2023-08-02 | 2965 W 28TH AVENUE #3, Vancouver, BC V6L 1X3 | Sprinkler Permit | Residential | New | Issued | Residential - new laneway house >BP: To construct a 2 storey laneway house building with 1 open parking pad having vehicular access from the 20' Lane. This building is sprinklered to NFPA-13D. Note: This is a 1 ½ storey building pursuant to the Zoning & Development By-law. 1. Covenant not required with existing house 2. No Strata Titling permitted 3. No A/C Unit proposed 4. Schedule B: (Jian Zhong Jin) P.Eng (604.362.7021) Geotechnical 5. Schedule B: (Jie Peng) P.Eng (778.998.0616) Structural 6. HPO: Residential Builder- Kadium Construction Ltd | Yu Fire Protection Inc.
PP-2023-01173 | 2023-04-03 | 2965 W 28TH AVENUE #3, Vancouver, BC V6L 1X3 | Plumbing Permit | Residential | New | Issued | Residential - LWH - #3 - Rough-in and finish installation >DB: To construct a 2 storey laneway house building with 1 open parking pad having vehicular access from the 20' Lane. This building is sprinklered to NFPA-13D. Note: This is a 1 ½ storey building pursuant to the Zoning & Development By-law. 1. Covenant not required with existing house 2. No Strata Titling permitted 3. No A/C Unit proposed | Green Earth Plumbing and Heating Ltd
EP-2023-09101 | 2023-10-31 | 4250 OSLER STREET #3, Vancouver, BC V6H 2X5 | Electrical Permit | Residential | New | Issued | Installation / Repair - Residential - Work Description:a 2 storey laneway house building electrical installation for service, all outlets, roughing and connection, lighting system, and all electrical equipment connection. In rough in procedure also pre-wire the data and TV communication cables. 2 Electrical Meter system. Main consumer's service: 400A. Main House Service:200A LWH: 150A >BP: To construct a 2 storey laneway house building ($225,000) with a two-car attached garage and 1 open parking pad, providing a total of 3 parking spaces, having vehicular access from the lane. Note: This is a 1 ½ storey building pursuant to the Zoning & Development By-law 1. Covenant registered at the Land Title Office under CB400158 2. No Strata Titling permitted 3. No A/C unit proposed 4. Schedule B: Antony Wang, P.Eng (604-618-6236); Structural & Geotechnical 5. HPO: Residential Builder - Wesco Living Ltd. 6. The entire building, INCLUDING THE ATTACHED GARAGE (if applicable), to be sprinklered to NFPA 13D. ***This permit is issued under the VBBL 2019, with updated energy requirements as per bylaw # 12997 effective Jan 01, 2022.*** | AIGO TECHNOLOGY INC
PP-2023-01135 | 2023-03-31 | 3125 CHARLES STREET #3, Vancouver, BC V5K 3B7 | Plumbing Permit | Residential | New | Completed | Residential - LWH - #3 - plumbing The entire building, to be sprinklered to NFPA 13D. >DB: To construct a 2 storey laneway house building with an open parking pad, providing 1 parking space, having vehicular access from the lane. Note: This is a 1 ½ storey building pursuant to the Zoning & Development By-law 1. No A/C unit proposed | Easyway Plumbing & Heating Ltd
EP-2023-02428 | 2023-03-28 | 3125 CHARLES STREET #3, Vancouver, BC V5K 3B7 | Electrical Permit | Residential | New | Completed | Installation / Repair - Residential - All rough wiring and finishing, * EP-2023-02427: Service disconnect/ re-connect EP-2023-02428: LWH -200 amp main service -100 amp for house -100 amp for lwh *Permit Amendment Jun 27, 2023 -"Main service 200 amp for house 125 amp and lwh 100" >DB: To construct a 2 storey laneway house building with an open parking pad, providing 1 parking space, having vehicular access from the lane. Note: This is a 1 ½ storey building pursuant to the Zoning & Development By-law 1. No A/C unit proposed 2. Schedule B: Beerinder Sidhu M.Eng P.Eng (604.339.0034) Structural & Geotechnical 3. HPO: 88 Homes Ltd >>>Amend Apr 28, 2023: -Electrical baseboard heat | H.L. ELECTRICAL LTD
SP-2023-00705 | 2023-04-21 | 3125 CHARLES STREET #3, Vancouver, BC V5K 3B7 | Sprinkler Permit | Residential | New | Completed | Residential - LWH - #3 - LWH WITH NEW SPRINKLERS >DB: To construct a 2 storey laneway house building with an open parking pad, providing 1 parking space, having vehicular access from the lane. Note: This is a 1 ½ storey building pursuant to the Zoning & Development By-law 1. No A/C unit proposed The entire building, to be sprinklered to NFPA 13D. | BC Fire Sprinklers Ltd
EP-2023-03321 | 2023-04-18 | 3125 CHARLES STREET #3, Vancouver, BC V5K 3B7 | Electrical Permit | Residential | New | Completed | Installation / Repair - Residential - Security alarm, tv cables, telephone and door chime >BP: To construct a 2 storey laneway house building with an open parking pad, providing 1 parking space, having vehicular access from the lane. Note: This is a 1 ½ storey building pursuant to the Zoning & Development By-law 1. No A/C unit proposed 2. Schedule B: Beerinder Sidhu M.Eng P.Eng (604.339.0034) Structural & Geotechnical 3. HPO: 88 Homes Ltd Note: As a result of the addition of a laneway house, the existing principal dwelling is to be assigned a suite number. At permit issuance, the site will be as follows: #1-3125 Charles St - Principal Dwelling #3-3125 Charles St - Laneway House The address number is to be posted to the building and to be visible from the street, and the suite numbers are to be posted at the suite entries in accordance with the Building By-law prior to final inspection. ******THIS PERMIT HAS BEEN ISSUED UNDER THE REQUIREMENTS OF VBBL #12511 (2019)****** Combustible projections or roof soffits on an exposing building face shall not project to less than .45m from the property line and shall be in compliance with VBBL 2019 9.10.15.5.(9) Information regarding the principal building on the survey and site plan is for reference only. Any discrepancy between information regarding the principal building on the survey and/or site plan and approved permit drawings for the principal building are neither approved nor authorized under this laneway house permit. The entire building, to be sprinklered to NFPA 13D. | A B L SECURITY SYSTEMS LTD.
PP-2023-00708 | 2023-03-02 | 3125 CHARLES STREET #3, Vancouver, BC V5K 3B7 | Plumbing Permit | Residential | New | Completed | Residential - LWH - #3 - 1 sump out of the Lanway house | Jewel Mini Excavating Ltd
PP-2023-01445 | 2023-04-25 | 2133 LILLOOET STREET, Vancouver, BC | Plumbing Permit | Residential | New | Issued | Residential - LWH - to install new plumbing fixtures in LWH >DB: To construct a 2 storey laneway house building with an open parking pad, providing 1 parking space, having vehicular access from the lane. Note: This is a 1 ½ storey building pursuant to the Zoning & Development By-law 1. No A/C unit proposed The entire building, to be sprinklered to NFPA 13D. | ACME PLUMBING HEATING & GAS LTD.
PP-2023-00993 | 2023-03-22 | 2133 LILLOOET STREET, Vancouver, BC | Plumbing Permit | Residential | New | Issued | Residential - Sump storm and sewer for laneway | Mash Construction Ltd.
EP-2023-03835 | 2023-05-09 | 2133 LILLOOET STREET, Vancouver, BC | Electrical Permit | Residential | New | Issued | Installation / Repair - Residential - New laneway. New laneway at the back with existing house at front. No change to existing house, >BP: To construct a 2 storey laneway house building with an open parking pad, providing 1 parking space, having vehicular access from the lane. Note: This is a 1 ½ storey building pursuant to the Zoning & Development By-law 1. No A/C unit proposed 2. Schedule B: Geoff Wensel P.Eng (778-855-2549) Structural & Geotechnical 3. HPO: By Design Construction Inc. ******THIS PERMIT HAS BEEN ISSUED UNDER THE REQUIREMENTS OF VBBL #12511 (2019)****** Combustible projections or roof soffits on an exposing building face shall not project to less than .45m from the property line and shall be in compliance with VBBL 2019 9.10.15.5.(9) Information regarding the principal building on the survey and site plan is for reference only. Any discrepancy between information regarding the principal building on the survey and/or site plan and approved permit drawings for the principal building are neither approved nor authorized under this laneway house permit. The entire building, to be sprinklered to NFPA 13D. | Ott Electric Ltd
SP-2023-00901 | 2023-05-23 | 2133 LILLOOET STREET, Vancouver, BC | Sprinkler Permit | Residential | New | Issued | Residential - LWH - to install a new sprinkler system in LWH The entire building, to be sprinklered to NFPA 13D. >DB: To construct a 2 storey laneway house building with an open parking pad, providing 1 parking space, having vehicular access from the lane. Note: This is a 1 ½ storey building pursuant to the Zoning & Development By-law 1. No A/C unit proposed | ACME PLUMBING HEATING & GAS LTD.
EP-2023-04572 | 2023-05-31 | 2133 LILLOOET STREET, Vancouver, BC | Electrical Permit | Residential | New | Issued | Installation / Repair - Residential - Install cable, internet, tel, doorbell, security alarm, cameras, rough in off all items listed. >BP: To construct a 2 storey laneway house building with an open parking pad, providing 1 parking space, having vehicular access from the lane. | PLANET SMART HOMES LTD.
EP-2023-00979 | 2023-02-06 | 3468 SAWMILL CRESCENT, Vancouver, BC | Electrical Permit | Commercial | Tenant Improvement | Completed | Installation / Repair - Commercial - low voltage system wiring: network /alarm/ camera /background music >BP: To alter the exterior and interior and to change the use and major occupancy from Retail (shell - group E) to Restaurant - Class 1 (group A2) to provide tenant improvements. Scope of work includes installation of ecologizer unit and two new louvres at the front. Related to DP-2019-00340. Tenant: District Noodle House Class-1 Cooking operation Revision #1: Remove catwalk from mechanical duct in base building to provide access by a lift instead, and change the sides of the clean-outs access panels along the ducts. P Volpi April 26, 2022 | Homelive Technology Ltd
EP-2023-00721 | 2023-02-01 | 8591 RIVER DISTRICT CROSSING, Vancouver, BC | Electrical Permit | Commercial | Tenant Improvement | Completed | Installation / Repair - Commercial - Installation of security cameras and alarm. COMPLETE SECURITY ALARM SYSTEM. >BP: Interior alterations: Interior alterations and to change the major occupancy from Retail (group E) into Restaurant Class -1 (group A2) in this existing mixed use building on this site. | B&E Low Voltage and Home Automation Ltd
EP-2023-02149 | 2023-03-21 | 1525 WESTERN STREET, Vancouver, BC | Electrical Permit | Commercial | New | Completed | Installation / Repair - Commercial - Rough wire, finishing and connection of trailers per drawings. *Permit Amendment Jun 29, 2023 -"Permit includes low voltage scope as per BP drawings" >BP: To install two retrofitted single storey pre manufactured modular structures, to provide shelter for 60 people. Scope of work includes a class 1 commercial kitchen. Building to be sprinklered to NFPA 13. Reviewed under the 2019 VBBL. Class 1 cooking proposed. The mechanical engineer is to provide a signed and sealed verification letter that the kitchen exhaust and suppression systems are NFPA96 compliant prior to occupancy. | Colwin Electrical Group
PP-2023-00818 | 2023-03-14 | 1525 WESTERN STREET, Vancouver, BC | Plumbing Permit | Commercial | Renovation | Completed | Commercial - minor water piping, sanitary piping alterations to units >BP: To install two retrofitted single storey pre manufactured modular structures, to provide shelter for 60 people. Scope of work includes a class 1 commercial kitchen. Building to be sprinklered to NFPA 13. Reviewed under the 2019 VBBL. Class 1 cooking proposed. AMEND: JUN 22/2023 1525 Western Street, (1) DCVA, Double Check Valve Assembly, Mechanical Room Main Floor 1535 Western Street (1) DCVA, Double Check Valve Assembly, Mechanical Room Main Floor | Quadra Mechanical Systems Ltd
SP-2023-00415 | 2023-05-05 | 1525 WESTERN STREET, Vancouver, BC | Sprinkler Permit | Commercial | New | Completed | Commercial - For all sprinkler work to the 2019 VBBL; NFPA 13R, 2013 to allow for the installation of two retrofitted single storey pre manufactured modular structures, to provide shelter for 60 people (Downtown Eastside rapid shelter). Scope of work includes a class 1 commercial kitchen. This application does not include any of the following: • Warehouse storage arrangements, or mobile compact storage arrangements. • Flexible sprinkler pipe. • Information Technology Equipment Rooms (e.g. IT Rooms, LAN Rooms, etc.). • Alternative solutions Notes: 1. Fire Suppression System Engineer of Record Aly Eldeeb of ITEC Systems. T 604 882 9500. E: aeldeeb@itechsys.com 2. One set of approved drawings and permit to be available for viewing at the jobsite. 3. Per May 3, 2023 email from Aly Eldeeb of ITECH: - heat-tracing system to be nVent Raychem XL Heat Trace System, nVent Raychem 465 Controller and monitoring system. - Bollards and directional signage to be provided for Fire Department Connections (FDC's) 4. Per April 28, 2023 meeting this project is for a 3 year temporary shelter. Requirement for sprinklers in the crawl space waived provided heat detectors are installed in accordance with ULC S524 and the fire safety plan includes a daily check of the perimeter of the buildings to ensure the skirting has not been breached. 5. Submit fire safety plan to Vancouver Fire and Rescue Services (VFRS) for review, comment and acceptance. 6. Separate documents and application(s) are required for the tenant improvement, or change of use. 7. Crawl space will not be occupied, and will not be used for storage. | Five Star Fire Protection Ltd
PP-2023-01814 | 2023-06-05 | 1525 WESTERN STREET, Vancouver, BC | Plumbing Permit | Commercial | New | Completed | Commercial - Install Catch Basins & Sumps >BP: To install two retrofitted single storey pre manufactured modular structures, to provide shelter for 60 people. Scope of work includes a class 1 commercial kitchen in one of the buildings. Buildings to be sprinklered to NFPA 13R. Reviewed under the 2019 VBBL. Two stage fire alarms have been accepted by VFD see conditions in the permit terms. The mechanical engineer is to provide a signed and sealed verification letter that the kitchen exhaust and suppression systems are NFPA96 compliant prior to occupancy. | Jacob Bros Construction Inc
EP-2023-02751 | 2023-03-30 | 2142 ASH STREET, Vancouver, BC | Electrical Permit | Commercial | Renovation | Completed | Installation / Repair - Commercial - Relocation of the permanent BC Hydro LPT to accommodate the development of the Ash Street Shelter. >BP: To install a single storey retrofitted premanufactured building containing 8 modules for an emergency shelter on this site. To be sprinklered to NFPA 13R and reviewed to the 2019 VBBL. A two stage fire alarm is proposed. This structure is to be on site for 3 years. | Colwin Electrical Group
EP-2023-02799 | 2023-05-24 | 2142 ASH STREET, Vancouver, BC | Electrical Permit | Commercial | New | Completed | Installation / Repair - Commercial - 1 X MODULAR TRAILER CONNECTION. SUPPLY OF DISTRIBUTION SEACAN, UNDERGROUND FEEDS, FIRE ALARM 2 STAGE SYSTEM INSTALLATION >BP: >BP: To install a single storey retrofitted premanufactured building containing 8 modules for an emergency shelter on this site. To be sprinklered to NFPA 13R and reviewed to the 2019 VBBL. A two stage fire alarm is proposed. This structure is to be on site for 3 years. | Colwin Electrical Group
PP-2023-01735 | 2023-05-17 | 2142 ASH STREET, Vancouver, BC | Plumbing Permit | Commercial | Renovation | Completed | Commercial - Minor water piping, sanitary piping alterations to units DP-2022-00922 >BP: To install a single storey retrofitted premanufactured building containing 8 modules for an emergency shelter on this site. To be sprinklered to NFPA 13R and reviewed to the 2019 VBBL. A two stage fire alarm is proposed. No cooking is permitted in this building. Kitchen Cooking Appliances to be disconnected. This structure is to be on site for 3 years. June 21/2023-AMEND (1) DCVA - Double Check Valve Assembly located Mechanical Room Main Floor | Quadra Mechanical Systems Ltd
SP-2023-00874 | 2023-06-02 | 2142 ASH STREET, Vancouver, BC | Sprinkler Permit | Commercial | New | Completed | Commercial - For all sprinkler work to the 2019 VBBL; NFPA 13R, 2013 to install a single storey retrofitted premanufactured building containing 8 modules for an emergency shelter on this site. To be sprinklered to NFPA 13R and reviewed to the 2019 VBBL. A two stage fire alarm is proposed. No cooking is permitted in this building. Kitchen Cooking Appliances to be disconnected. Notes: 1. Fire Suppression System Engineer of Record Aly Eldeeb of ITEC Systems. T 604 882 9500. E: aeldeeb@itechsys.com 2. One set of approved drawings and permit to be available for viewing at the jobsite. 3. Clear signage showing the location of the FDC must be provided on site. A large address sign (2142 Ash St) must also be posted at the gate and visible from West 2nd Avenue. 4. Heat detectors are to be installed in place of sprinklers in the crawlspace as per April 28, 2023 meeting regarding sister project at 1525 Western Street. Requirement for sprinklers in the crawl space waived provided heat detectors are installed in accordance with ULC S524 and the fire safety plan includes a daily check of the perimeter of the buildings to ensure the skirting has not been breached. 5. Submit fire safety plan to Vancouver Fire and Rescue Services (VFRS) for review, comment and acceptance. 6. Separate documents and application(s) are required for the tenant improvement, or change of use. 7. Crawl space will not be occupied, and will not be used for storage. | Five Star Fire Protection Ltd
PP-2023-02369 | 2023-08-18 | 2142 ASH STREET, Vancouver, BC | Plumbing Permit | Commercial | New | Completed | Commercial - Install Catch Basins & Sumps >BP: To install a single storey retrofitted premanufactured building containing 8 modules for an emergency shelter on this site. To be sprinklered to NFPA 13R, heat detectors required in the crawl space and reviewed to the 2019 VBBL. No cooking is permitted in this building. Kitchen Cooking Appliances to be disconnected. A two stage fire alarm is proposed. VFRS has accepted this with conditions that a fire safety plan acceptable to the fire department is submitted and approved prior to OCCUPANCY. This structure is to be on site for 3 years. | Jacob Bros Construction Inc
EP-2023-04778 | 2023-05-30 | 717 E 26TH AVENUE, Vancouver, BC V5V 2H9 | Electrical Permit | Residential | Addition | Issued | Installation / Repair - Residential - Installation of security system. | ADT Security Services Canada Inc
EP-2023-11053 | 2023-12-11 | 2910 MANITOBA STREET, Vancouver, BC V5Y 3B4 | Electrical Permit | Residential | Renovation | Issued | Temporary Power - Residential - To provide temporary power. Valid December 11th 2023 until December 10th 2024 | Roussos Electric Ltd
GP-2023-01766 | 2023-06-07 | 1178 E 26TH AVENUE, Vancouver, BC | Gas Permit | Residential | New | Completed | Residential - 1 fireplace >BP: To construct a 2-storey Infill building containing 1 dwelling unit | Canadian Fireplace Ltd
MP-2023-00695 | 2023-04-25 | 1178 E 26TH AVENUE, Vancouver, BC | Mechanical Permit | NULL | NULL | Completed | NULL | Ultimate Choice Air Conditioning & Renovations Ltd
EP-2023-03343 | 2023-04-19 | 1178 E 26TH AVENUE, Vancouver, BC | Electrical Permit | Residential | New | Completed | Installation / Repair - Residential - Security, tel, tv, data, camera wiring & completion. >BP: To construct a 2-storey Infill building containing 1 dwelling unit and an attached one-car garage and two surface parking spaces, having vehicular access from E 26th Avenue ($332,100) and to stratify the lot. Schedule B (Architectural - Item 1.5), Structural and Geotechnical), Alan Prahalad, P.Eng (604-831-1431) provided for this project. Building Review Branch Notes: 1. This permit has been reviewed under the requirements of VBBL 2019 2. Entire building to be sprinklered to NFPA 13D 3. See BP-2022-05124 for Building 1 on site (Residential building containing 2 dwelling units) | Repel Security Systems Ltd
GP-2023-00849 | 2023-03-09 | 1178 E 26TH AVENUE, Vancouver, BC | Gas Permit | Residential | New | Completed | Residential - Gas lane for bbq one gas range and piping for fireplace >BP: To construct a 2-storey Infill building containing 1 dwelling unit and an attached one-car garage and two surface parking spaces, having vehicular access from E 26th Avenue ($332,100) and to stratify the lot. | JOT MECHANICAL LTD
PP-2023-00800 | 2023-03-09 | 1178 E 26TH AVENUE, Vancouver, BC | Plumbing Permit | Residential | New | Completed | Residential - INFILL - 1FD - ROUGH IN AND INSTALL FIXTURES >BP: To construct a 2-storey Infill building containing 1 dwelling unit and an attached one-car garage and two surface parking spaces, having vehicular access from E 26th Avenue and to stratify the lot. Schedule B (Architectural - Item 1.5), Structural and Geotechnical), Alan Prahalad, P.Eng (604-831-1431) provided for this project. Building Review Branch Notes: 1. This permit has been reviewed under the requirements of VBBL 2019 2. Entire building to be sprinklered to NFPA 13D 3. See BP-2022-05124 for Building 1 on site (Residential building containing 2 dwelling units) | Parm Plumbing & heating Ltd
EP-2023-01364 | 2023-02-24 | 1178 E 26TH AVENUE, Vancouver, BC | Electrical Permit | Residential | New | Completed | Installation / Repair - Residential - New Infill House Wiring with Duplex Permit EP-2023-01363 >BP: To construct a 2-storey Infill building containing 1 dwelling unit and an attached one-car garage and two surface parking spaces, having vehicular access from E 26th Avenue ($332,100) and to stratify the lot. Schedule B (Architectural - Item 1.5), Structural and Geotechnical), Alan Prahalad, P.Eng (604-831-1431) provided for this project. Building Review Branch Notes: 1. This permit has been reviewed under the requirements of VBBL 2019 2. Entire building to be sprinklered to NFPA 13D 3. See BP-2022-05124 for Building 1 on site (Residential building containing 2 dwelling units) | Santec Electric Inc
SP-2023-00115 | 2023-02-27 | 1178 E 26TH AVENUE, Vancouver, BC | Sprinkler Permit | Residential | New | Completed | Residential - New sprinkler system >BP: To construct a 2-storey Infill building containing 1 dwelling unit and an attached one-car garage and two surface parking spaces, having vehicular access from E 26th Avenue ($332,100) and to stratify the lot. Schedule B (Architectural - Item 1.5), Structural and Geotechnical), Alan Prahalad, P.Eng (604-831-1431) provided for this project. Building Review Branch Notes: 1. This permit has been reviewed under the requirements of VBBL 2019 2. Entire building to be sprinklered to NFPA 13D 3. See BP-2022-05124 for Building 1 on site (Residential building containing 2 dwelling units) | Haven Fire Protection Ltd
EP-2023-10090 | 2023-11-07 | 1642 W 65TH AVENUE #3, Vancouver, BC V6P 2R3 | Electrical Permit | Residential | New | Issued | Temporary Power - Residential - To provide temporary power. | Boss Electric Ltd.
EP-2023-10112 | 2023-11-24 | 3071 COLLINGWOOD STREET, Vancouver, BC | Electrical Permit | Residential | New | Issued | Installation / Repair - Residential - New laneway house construction, new service 200 amp main, 100 amp main house, 125 amp laneway. Divee to be used for Range and car charger load used will be 7680w. >BP: 1.0 LWH SA ***This permit is issued under the VBBL 2019, with updated energy requirements as per bylaw # 12997 effective Jan 01, 2022.*** To construct a 1 storey laneway house building ($155,190) with an open parking pad, providing 1 parking space, having vehicular access from the lane. Note: This is a 1 storey building pursuant to the Zoning & Development By-law. 1. No Strata Titling permitted 2. A/C unit proposed 3. Schedule B: O. Wegner (604-579-0110) Structural 4. Schedule B: P.K.L. FONG P.Eng (604-837-3205) Geotechnical 5. HPO: Residential Builder- Smallworks Studios and Laneway Housing Inc. | O J ELECTRIC LTD
EP-2023-10403 | 2023-11-17 | 3071 COLLINGWOOD STREET, Vancouver, BC | Electrical Permit | Residential | New | Issued | Temporary Power - Residential - To provide temporary power. | O J ELECTRIC LTD
PP-2023-03276 | 2023-09-15 | 3071 COLLINGWOOD STREET, Vancouver, BC | Plumbing Permit | Residential | New | Issued | Residential - LWH - Install one outside sump without pump, >DB: ***This permit is issued under the VBBL 2019, with updated energy requirements as per bylaw # 12997 effective Jan 01, 2022.*** To construct a 1 storey laneway house building with an open parking pad, providing 1 parking space, having vehicular access from the lane. Note: This is a 1 storey building pursuant to the Zoning & Development By-law. 1. No Strata Titling permitted 2. A/C unit proposed | Octiscapes Site Services Ltd
PP-2024-00083 | 2024-01-10 | 3071 COLLINGWOOD STREET, Vancouver, BC | Plumbing Permit | Residential | New | Issued | Residential - Rough in and installation of plumbing in the new laneway house | Division Mechanical Ltd
GP-2024-00081 | 2024-01-17 | 3071 COLLINGWOOD STREET, Vancouver, BC | Gas Permit | Residential | New | Issued | Residential - 1 BBQ Box & 1 Fireplace Rough in of 1 BBQ box and a gas line to the fire place only installation by others | Division Mechanical Ltd
SP-2023-02325 | 2024-01-02 | 3233 W 14TH AVENUE #3, Vancouver, BC V6K 2Y2 | Sprinkler Permit | Residential | New | Issued | Residential - To install piping and fixtures for a new laneway house. >BP: To construct a 2 storey laneway house building with 1 open parking pad having vehicular access from the lane. Note: This is a 1 ½ storey building pursuant to the Zoning & Development By-law 1- Covenant registered at the Land Title Office under CB725705 2- No strata titling permitted 3- No Bar sink proposed 4- No External Mechanical unit proposed 5- Schedule B: Tsung-Hua Yang P.Eng (604.729.0585) Structural & Geotechnical 6- HPO: Residential Builder - Kanech Development Ltd. | Skyway Plumbing & gas Ltd
PP-2023-04108 | 2023-11-22 | 3233 W 14TH AVENUE #3, Vancouver, BC V6K 2Y2 | Plumbing Permit | Residential | New | Issued | Residential - LWH - #3 - To install piping and fixtures for a new laneway house. >DB: To construct a 2 storey laneway house building with 1 open parking pad having vehicular access from the lane. Note: This is a 1 ½ storey building pursuant to the Zoning & Development By-law 1- Covenant registered at the Land Title Office under CB725705 2- No strata titling permitted 3- No Bar sink proposed 4- No External Mechanical unit proposed ***This permit is issued under the VBBL 2019, with updated energy requirements as per bylaw # 12997 effective Jan 01, 2022.*** | Skyway Plumbing & gas Ltd
EP-2024-00589 | 2024-01-30 | 3233 W 14TH AVENUE #3, Vancouver, BC V6K 2Y2 | Electrical Permit | Residential | New | Issued | Installation / Repair - Residential - Installation of wiring for TV., Telephone, Data, and Alarm. >BP: To construct a 2 storey laneway house building ($165,250) with 1 open parking pad having vehicular access from the lane. Note: This is a 1 ½ storey building pursuant to the Zoning & Development By-law 1- Covenant registered at the Land Title Office under CB725705 2- No strata titling permitted 3- No Bar sink proposed 4- No External Mechanical unit proposed 5- Schedule B: Tsung-Hua Yang P.Eng (604.729.0585) Structural & Geotechnical 6- HPO: Residential Builder - Kanech Development Ltd. ***This permit is issued under the VBBL 2019, with updated energy requirements as per bylaw # 12997 effective Jan 01, 2022.*** | Modern Security Systems Ltd
EP-2023-10342 | 2023-11-27 | 3233 W 14TH AVENUE #3, Vancouver, BC V6K 2Y2 | Electrical Permit | Residential | New | Issued | Installation / Repair - Residential - Complete wiring and finishing of new house. Main service-200 amps Main house meter-100 amp Legal suite meter-60 amps Laneway house meter-100 amps >BP: To construct a 2 storey laneway house building ($165,250) with 1 open parking pad having vehicular access from the lane. Note: This is a 1 ½ storey building pursuant to the Zoning & Development By-law 1- Covenant registered at the Land Title Office under CB725705 2- No strata titling permitted 3- No Bar sink proposed 4- No External Mechanical unit proposed 5- Schedule B: Tsung-Hua Yang P.Eng (604.729.0585) Structural & Geotechnical 6- HPO: Residential Builder - Kanech Development Ltd. ***This permit is issued under the VBBL 2019, with updated energy requirements as per bylaw # 12997 effective Jan 01, 2022.*** | SUNSTONE ELECTRIC LTD
PP-2023-03378 | 2023-09-22 | 3619 TRAFALGAR STREET #3, Vancouver, BC V6L 2M3 | Plumbing Permit | Residential | New | Issued | Residential - New piping and fixture installation at lainway house >BP: To construct a 2 storey laneway house building with an attached garage (OR with an open parking pad) providing 1 parking space having vehicular access from the lane The entire building, INCLUDING THE ATTACHED GARAGE (if applicable), to be sprinklered to NFPA 13D. Note: Parking for the site has been provided under DB (construction of LWH) Note: This is a 1 1/2 storey building pursuant to the Zoning & Development By-law 1. Covenant not required with existing house 2. No Strata Titling permitted 3. A/C unit proposed (mini split), inter main lvl 4. No bar sink proposed 5. Schedule B: N.K.Varshney, P.Eng Structural & Geotechnical (604-251-6320) 6. HPO: Residential Builder, Yodha Mall | Saffron Mechanical Ltd.
SP-2023-02132 | 2023-11-23 | 3619 TRAFALGAR STREET #3, Vancouver, BC V6L 2M3 | Sprinkler Permit | Residential | New | Issued | Residential - New installation >BP: To construct a 2 storey laneway house building ($200,000) with an attached garage (OR with an open parking pad) providing 1 parking space having vehicular access from the lane The entire building, INCLUDING THE ATTACHED GARAGE (if applicable), to be sprinklered to NFPA 13D. Note: Parking for the site has been provided under DB (construction of LWH) Note: This is a 1 1/2 storey building pursuant to the Zoning & Development By-law 1. Covenant not required with existing house 2. No Strata Titling permitted 3. A/C unit proposed (mini split), inter main lvl 4. No bar sink proposed 5. Schedule B: N.K.Varshney, P.Eng Structural & Geotechnical (604-251-6320) 6. HPO: Residential Builder, Yodha Mall | Real Tech Fire Protection Ltd
EP-2023-10535 | 2023-12-04 | 3619 TRAFALGAR STREET #3, Vancouver, BC V6L 2M3 | Electrical Permit | Residential | New | Issued | Installation / Repair - Residential - LWH wiring Seperate drop for new laneway 100 amp as confirmed with BC hydro. >BP: To construct a 2 storey laneway house building ($200,000) with an attached garage (OR with an open parking pad) providing 1 parking space having vehicular access from the lane The entire building, INCLUDING THE ATTACHED GARAGE (if applicable), to be sprinklered to NFPA 13D. Note: Parking for the site has been provided under DB (construction of LWH) Note: This is a 1 1/2 storey building pursuant to the Zoning & Development By-law 1. Covenant not required with existing house 2. No Strata Titling permitted 3. A/C unit proposed (mini split), inter main lvl 4. No bar sink proposed 5. Schedule B: N.K.Varshney, P.Eng Structural & Geotechnical (604-251-6320) 6. HPO: Residential Builder, Yodha Mall "Combustible projections or roof soffits on an exposing building face shall not project to less than .45m from the property line and shall be in compliance with VBBL 2014 9.10.15.5.(9)" ***This permit is issued under the VBBL 2019, with updated energy requirements as per bylaw # 12997 effective Jan 01, 2022.*** | L.H. ELECTRIC LTD
MP-2023-02135 | 2023-12-02 | 3619 TRAFALGAR STREET #3, Vancouver, BC V6L 2M3 | Mechanical Permit | NULL | NULL | Issued | NULL | Power Cool Electrical & Refrigeration Mech Ltd
EP-2023-10663 | 2023-11-29 | 3619 TRAFALGAR STREET #3, Vancouver, BC V6L 2M3 | Electrical Permit | Residential | New | Issued | Installation / Repair - Residential - Extra low voltage prewire and finishing. >BP: To construct a 2 storey laneway house building ($200,000) with an attached garage (OR with an open parking pad) providing 1 parking space having vehicular access from the lane The entire building, INCLUDING THE ATTACHED GARAGE (if applicable), to be sprinklered to NFPA 13D. Note: Parking for the site has been provided under DB (construction of LWH) Note: This is a 1 1/2 storey building pursuant to the Zoning & Development By-law 1. Covenant not required with existing house 2. No Strata Titling permitted 3. A/C unit proposed (mini split), inter main lvl 4. No bar sink proposed 5. Schedule B: N.K.Varshney, P.Eng Structural & Geotechnical (604-251-6320) 6. HPO: Residential Builder, Yodha Mall "Combustible projections or roof soffits on an exposing building face shall not project to less than .45m from the property line and shall be in compliance with VBBL 2014 9.10.15.5.(9)" ***This permit is issued under the VBBL 2019, with updated energy requirements as per bylaw # 12997 effective Jan 01, 2022.*** | Karma Communications Ltd.
PP-2023-02307 | 2023-06-28 | 3619 TRAFALGAR STREET #3, Vancouver, BC V6L 2M3 | Plumbing Permit | Residential | New | Issued | Residential - instill one outside sump | H R DEMOLITION LTD
EP-2023-10855 | 2023-12-15 | 2959 ROSEMONT DRIVE #3, Vancouver, BC V5S 2C7 | Electrical Permit | Residential | New | Issued | Installation / Repair - Residential - ELECTRICAL ROUGH WIRING, SERVICE AND FINISHING >BP: To construct a 2 storey laneway house building ($281,500) with an attached garage and 1 open parking pad, providing a total of 3 parking spaces, having vehicular access from the lane. Note: This is a 1 ½ storey building pursuant to the Zoning & Development By-law 1. Covenant registered at the Land Title Office under CB738088 2. No Strata Titling permitted 3. No A/C unit proposed 4. Schedule B: Jason Hui, P.Eng (778.319.3403) Structural & Geotechnical 5. HPO: Residential Builder - Athoula Management Ltd. | G G S ELECTRICAL LTD
SP-2023-02212 | 2023-12-08 | 2959 ROSEMONT DRIVE #3, Vancouver, BC V5S 2C7 | Sprinkler Permit | Residential | New | Issued | Residential - LWH - #3 - New sprinkler system >DB: To construct a 2 storey laneway house building with an attached garage and 1 open parking pad, providing a total of 3 parking spaces, having vehicular access from the lane. Note: This is a 1 ½ storey building pursuant to the Zoning & Development By-law 1. Covenant registered at the Land Title Office under CB738088 2. No Strata Titling permitted 3. No A/C unit proposed ***This permit is issued under the VBBL 2019, with updated energy requirements as per bylaw # 12997 effective Jan 01, 2022.***. | Haven Fire Protection Ltd
PP-2023-04371 | 2023-12-19 | 2959 ROSEMONT DRIVE #3, Vancouver, BC V5S 2C7 | Plumbing Permit | Residential | New | Issued | Residential - Plumbing >BP: To construct a 2 storey laneway house building ($281,500) with an attached garage and 1 open parking pad, providing a total of 3 parking spaces, having vehicular access from the lane. Note: This is a 1 ½ storey building pursuant to the Zoning & Development By-law 1. Covenant registered at the Land Title Office under CB738088 2. No Strata Titling permitted 3. No A/C unit proposed 4. Schedule B: Jason Hui, P.Eng (778.319.3403) Structural & Geotechnical 5. HPO: Residential Builder - Athoula Management Ltd. | AQUA KING MECHANICAL LTD
EP-2024-00318 | 2024-01-17 | 2959 ROSEMONT DRIVE #3, Vancouver, BC V5S 2C7 | Electrical Permit | Residential | New | Issued | Installation / Repair - Residential - Extra Low Voltage prewire and Finishing for TV, Tel, Data and Security Alarm System | Secure Worx AV & Automation Inc
EP-2023-07641 | 2023-08-23 | 7957 ELLIOTT STREET #3, Vancouver, BC V5S 2P3 | Electrical Permit | Residential | New | Issued | Installation / Repair - Residential - Extra Low Voltage installation: Data, Voice, TV Cable, Door Bell. Security alarm Prewire only. >BP: To construct a 2 storey laneway house building ($225,000) with 1 open parking pad, providing a total of 1 parking spaces, having vehicular access from the 20' Lane. | SECUTECH DEVELOPMENT LTD.
EP-2023-07200 | 2023-08-18 | 7957 ELLIOTT STREET #3, Vancouver, BC V5S 2P3 | Electrical Permit | Residential | New | Issued | Installation / Repair - Residential - ¦ #3LWH- 200A ¦ 200 amp main service 100 amp for house 100 amp for lwh All wiring and finishing To construct a 2 storey laneway house building with 1 open parking pad, providing a total of 1 parking spaces, having vehicular access from the 20' Lane. Note: This is a 1 ½ storey building pursuant to the Zoning & Development By-law. 1. Covenant not required with existing house 2. No Strata Titling permitted 3. No A/C Unit proposed 4. Entire building to be sprinklered 13D 5. Schedule B: (Alan Prahalad) P.Eng (604.831.1431) Structural 6. Schedule B: (Alan Prahalad) P.Eng (604.831.1431) Geotechnical 7. HPO: Residential Builder- Artius Developments Inc | H.L. ELECTRICAL LTD
SP-2023-01412 | 2023-08-02 | 7957 ELLIOTT STREET #3, Vancouver, BC V5S 2P3 | Sprinkler Permit | Residential | New | Issued | Residential - LWH - #3 - New sprinkler system >DB: To construct a 2 storey laneway house building with 1 open parking pad, providing a total of 1 parking spaces, having vehicular access from the 20' Lane. Note: This is a 1 ½ storey building pursuant to the Zoning & Development By-law. 1. Covenant not required with existing house 2. No Strata Titling permitted 3. No A/C Unit proposed 4. Entire building to be sprinklered 13D ***This permit is issued under the VBBL 2019, with updated energy requirements as per bylaw # 12997 effective Jan 01, 2022.***. | Haven Fire Protection Ltd
PP-2023-01877 | 2023-05-26 | 7957 ELLIOTT STREET #3, Vancouver, BC V5S 2P3 | Plumbing Permit | Residential | New | Issued | Residential - ABS piping roughing & water piping roughing & finishing >BP: To construct a 2 storey laneway house building with 1 open parking pad, providing a total of 1 parking spaces, having vehicular access from the 20' Lane. Note: This is a 1 ½ storey building pursuant to the Zoning & Development By-law. 1. Covenant not required with existing house 2. No Strata Titling permitted 3. No A/C Unit proposed 4. Entire building to be sprinklered 13D 5. Schedule B: (Alan Prahalad) P.Eng (604.831.1431) Structural 6. Schedule B: (Alan Prahalad) P.Eng (604.831.1431) Geotechnical 7. HPO: Residential Builder- Artius Developments Inc | Morteza Shahrvand
PP-2023-01238 | 2023-04-11 | 7957 ELLIOTT STREET #3, Vancouver, BC V5S 2P3 | Plumbing Permit | Residential | New | Issued | Residential - LWH - #3 - Need to install storm sump and connect to city for new Laneway home | CANLAND EXCAVATING LTD.
EP-2023-07214 | 2023-08-18 | 2817 W 19TH AVENUE, Vancouver, BC V6L 1E4 | Electrical Permit | Residential | Renovation | Completed | Installation / Repair - Residential - Safety Check and code violations on existing property . RE CF-2023-005023 | Blueridge Electrical Ltd.
MP-2023-01665 | 2023-09-12 | 5836 HIGHBURY STREET, Vancouver, BC V6N 1Z1 | Mechanical Permit | NULL | NULL | Issued | NULL | Westar Plumbing & Heating Ltd
GP-2023-03553 | 2023-11-17 | 5836 HIGHBURY STREET, Vancouver, BC V6N 1Z1 | Gas Permit | Residential | New | Issued | Residential - 2 Boilers and 2 Ranges New gas lines >BP; To construct a two-storey two-family dwelling with one secondary suite ($1,022,317) located in the basement, with an attached garage providing 2 parking spaces, having vehicular access from the street. | Westar Plumbing & Heating Ltd
EP-2023-09976 | 2023-11-06 | 5836 HIGHBURY STREET, Vancouver, BC V6N 1Z1 | Electrical Permit | Residential | New | Issued | Installation / Repair - Residential - Alarm, CCTV, Tel/Data/TV, Intercom >BP: To construct a two-storey two-family dwelling with one secondary suite ($1,022,317) located in the basement, with an attached garage providing 2 parking spaces, having vehicular access from the street. Note: This is a 2 storey building pursuant to the Zoning and Development By-Law 1. Covenant registered at the Land Title Office under CA9659862 2. No strata titling permitted 3. A/C units proposed in rear yard & second storey 4. No Bar sinks proposed 5. Schedule B: Zhi Yi You (778.302.2155) Structural & Geotechnical 6. HPO: Residential Builder - Goldsun Construction Ltd Rev#1: Address NOTE: ******THIS PERMIT HAS BEEN ISSUED UNDER THE REQUIREMENTS OF VBBL #12511 (2019)****** | AIGO TECHNOLOGY INC
PP-2023-00400 | 2023-02-06 | 5836 HIGHBURY STREET, Vancouver, BC V6N 1Z1 | Plumbing Permit | Residential | New | Issued | Residential - 2FD+SS - FRONT - 5836 HIGHBURY ST BACK - 5838 HIGHBURY ST - #1 & #2 house plumbing >DB: To construct a two-storey two-family dwelling with one secondary suite located in the basement, with an attached garage providing 2 parking spaces, having vehicular access from the street. Note: This is a 2 storey building pursuant to the Zoning and Development By-Law 1. Covenant registered at the Land Title Office under CA9659862 2. No strata titling permitted 3. A/C units proposed in rear yard & second storey 4. No Bar sinks proposed | Westar Plumbing & Heating Ltd
EP-2023-06468 | 2023-07-17 | 5836 HIGHBURY STREET, Vancouver, BC V6N 1Z1 | Electrical Permit | Residential | New | Issued | Temporary Power - Residential - To provide temporary power. RENEWAL OF EP-2022-05808 | MW. Can. Enterprise Ltd
EP-2023-06475 | 2023-12-14 | 5836 HIGHBURY STREET, Vancouver, BC V6N 1Z1 | Electrical Permit | Residential | New | Issued | Installation / Repair - Residential - Duplex house (#5838/#5836, 200A for each, overhead service). Permanent permit -EVSE & AC, no heat pump. -Duplex 2x200A Service: #5836 Highbury: 1X200A #5838 Highbury:1x200A >BP: To construct a two-storey two-family dwelling with one secondary suite ($1,022,317) located in the basement, with an attached garage providing 2 parking spaces, having vehicular access from the street. Note: This is a 2 storey building pursuant to the Zoning and Development By-Law 1. Covenant registered at the Land Title Office under CA9659862 2. No strata titling permitted 3. A/C units proposed in rear yard & second storey 4. No Bar sinks proposed 5. Schedule B: Zhi Yi You (778.302.2155) Structural & Geotechnical 6. HPO: Residential Builder - Goldsun Construction Ltd ******THIS PERMIT HAS BEEN ISSUED UNDER THE REQUIREMENTS OF VBBL #12511 (2019)****** | MW. Can. Enterprise Ltd
EP-2023-10227 | 2023-11-27 | 1760 PENTICTON STREET, Vancouver, BC | Electrical Permit | Residential | New | Issued | Installation / Repair - Residential - ¦ LWH- 200A ¦ Installing fixture, receptacle , and power distribution for the new lane-way house. Total incoming service : 200amp - Main house : 100 Amp -Lane way house :100 Amp >BP: To construct a 2 storey laneway house building with an open parking pad, providing 1 parking space, having vehicular access from the lane. Note: This is a 1 ½ storey building pursuant to the Zoning & Development By-law 1. No A/C unit proposed 2. Schedule B: Zhanchao Zhao (604.526.1305) Structural & Geotechnical 3. HPO: AR Event Solutions Inc. | Allone Electric Ltd
PP-2023-03184 | 2023-09-08 | 1760 PENTICTON STREET, Vancouver, BC | Plumbing Permit | Residential | New | Issued | Residential - LWH - To install DWV and water pipe for the LWH and install all plumbing fixtures >DB: To construct a 2 storey laneway house building with an open parking pad, providing 1 parking space, having vehicular access from the lane. Note: This is a 1 ½ storey building pursuant to the Zoning & Development By-law 1. No A/C unit proposed ***This permit is issued under the VBBL 2019, with updated energy requirements as per bylaw # 12997 effective Jan 01, 2022.*** The entire building, to be sprinklered to NFPA 13D. ******THIS PERMIT HAS BEEN ISSUED UNDER THE REQUIREMENTS OF VBBL #12511 (2019)****** | Bright Star Plumbing & Heating Supply Ltd
SP-2023-01671 | 2023-09-15 | 1760 PENTICTON STREET, Vancouver, BC | Sprinkler Permit | Residential | New | Issued | Residential - TO INSTALL FIRE SPRINKLER SYSTEM FOR THE LWH >BP: To construct a 2 storey laneway house building with an open parking pad, providing 1 parking space, having vehicular access from the lane. Note: This is a 1 ½ storey building pursuant to the Zoning & Development By-law 1. No A/C unit proposed 2. Schedule B: Zhanchao Zhao (604.526.1305) Structural & Geotechnical 3. HPO: AR Event Solutions Inc. | Bright Star Plumbing & Heating Supply Ltd
EP-2024-00046 | 2024-01-04 | 1760 PENTICTON STREET, Vancouver, BC | Electrical Permit | Residential | New | Issued | Installation / Repair - Residential - Alarm, network, TV and doorbell rough in and finish. - involves rough wire and completion of alarm system >BP: To construct a 2 storey laneway house building with an open parking pad, providing 1 parking space, having vehicular access from the lane. Note: This is a 1 ½ storey building pursuant to the Zoning & Development By-law 1. No A/C unit proposed 2. Schedule B: Zhanchao Zhao (604.526.1305) Structural & Geotechnical 3. HPO: AR Event Solutions Inc. ******THIS PERMIT HAS BEEN ISSUED UNDER THE REQUIREMENTS OF VBBL #12511 (2019)****** | Columbia Security Systems & Surveillance Inc
PP-2024-00019 | NULL | 5377 WILLOW STREET, Vancouver, BC | Plumbing Permit | Residential | New | Applicant Revisions | Residential - Storm Filter, Flow Control, & BWV Chamber >BP: This permit has been issued for all site work and below grade facilities including one level of common underground parking for the proposed development: To construct six new 3-storey multiple dwelling buildings (6 rowhouses) containing a total of 29 dwelling units (6 dwelling units in each of Building 1 & Building 4; 4 dwelling units in each of Building 2, Building 3, & Building 5; and 5 dwelling units in Building 6), all over one level of underground parking with bike rooms, a garbage/recycling room, and service rooms, having vehicular access from the rear lane. This is a CP Process Permit and the applicant is John Buscemi, P.Eng, CP. Storage garage to be sprinklered to NFPA 13; townhouses to NFPA 13R. All attic and roof spaces shall be sprinklered as per Clause 3.2.3.7.(4)(b). The storage garage is a separate building. Radio antenna system is provided. ***REVIEWED UNDER VBBL 2019 WITH AMENTMENTS EFFECTIVE ON MAR 07, 2023*** Refer to BP-2023-02136 for Building 1 Refer to BP-2023-02137 for Building 2 Refer to BP-2023-02138 for Building 3 Refer to BP-2023-02139 for Building 4 Refer to BP-2023-02140 for Building 5 Refer to BP-2023-02141 for Building 6 STAGED CONSTRUCTION Stage 1: Excavation and Shoring (Jun 23/23, A. Min) Stage 2: Full Construction (Oct 23/23, A. Min) | Ree-Jen Construction Ltd
PP-2024-00124 | 2024-01-17 | 5377 WILLOW STREET, Vancouver, BC | Plumbing Permit | Residential | New | Issued | Residential - Above Slab Plumbing | Jensen's Plumbing & Heating Ltd
SP-2023-01709 | NULL | 5377 WILLOW STREET, Vancouver, BC | Sprinkler Permit | Commercial | New | In Review | Commercial - SITE - PARKING 6 RESIDENTIAL BUILDINGS ON TOP OF COMMON PARKING >BP: This permit has been issued for all site work and below grade facilities including one level of common underground parking for the proposed development: To construct six new 3-storey multiple dwelling buildings (6 rowhouses) containing a total of 29 dwelling units (6 dwelling units in each of Building 1 & Building 4; 4 dwelling units in each of Building 2, Building 3, & Building 5; and 5 dwelling units in Building 6), all over one level of underground parking with bike rooms, a garbage/recycling room, and service rooms, having vehicular access from the rear lane. | NULL
SP-2023-01711 | NULL | 5377 WILLOW STREET, Vancouver, BC | Sprinkler Permit | Commercial | New | In Review | Commercial - SITE & BLDG #2 >BP: To construct a 3-Storey multiple dwelling building (Building 2) with 4 rowhouse dwelling units. Refer to Site BP-2023-00367 for site work and underground parking, fees, and all documents. Entire building to be sprinklered to NFPA 13R. The storage garage is a separate building. ***REVIEWED UNDER VBBL 2019 WITH AMENTMENTS EFFECTIVE ON MAR 07, 2023*** | NULL
NULL | NULL | 5377 WILLOW STREET, Vancouver, BC | Sprinkler Permit | NULL | NULL | Draft | Commercial - new build of 29 townhomes over one level of underground parking | NULL
PP-2023-02965 | 2023-11-01 | 5377 WILLOW STREET, Vancouver, BC | Plumbing Permit | Commercial | New | Issued | Commercial - **Underground*** Townhouse on parkade >BP: This permit has been issued for all site work and below grade facilities including one level of common underground parking for the proposed development: To construct six new 3-storey multiple dwelling buildings (6 rowhouses) containing a total of 29 dwelling units (6 dwelling units in each of Building 1 & Building 4; 4 dwelling units in each of Building 2, Building 3, & Building 5; and 5 dwelling units in Building 6), all over one level of underground parking with bike rooms, a garbage/recycling room, and service rooms, having vehicular access from the rear lane. This is a CP Process Permit and the applicant is John Buscemi, P.Eng, CP. Storage garage to be sprinklered to NFPA 13; townhouse to NFPA 13R. The storage garage is a separate building. ***REVIEWED UNDER VBBL 2019 WITH AMENTMENTS EFFECTIVE ON MAR 07, 2023*** Refer to BP-2023-02136 for Building 1 Refer to BP-2023-02137 for Building 2 Refer to BP-2023-02138 for Building 3 Refer to BP-2023-02139 for Building 4 Refer to BP-2023-02140 for Building 5 Refer to BP-2023-02141 for Building 6 STAGED CONSTRUCTION Stage 1: Excavation and Shoring (Jun 23/23, A. Min) Stage 2: Full Construction (In Process) | Jensen's Plumbing & Heating Ltd
EP-2023-10344 | NULL | 5377 WILLOW STREET, Vancouver, BC | Electrical Permit | Commercial | New | In Review | Installation / Repair - Commercial - Building 2, 4 Units >BP: Related to Site BP-2023-00367 To construct a 3-Storey multiple dwelling building (Building 2) with 4 rowhouse dwelling units. Refer to Site BP-2023-00367 for site work and underground parking, fees, and all documents. This is a CP Process Permit and the applicant is John Buscemi, P.Eng, CP. Entire building to be sprinklered to NFPA 13R. The storage garage is a separate building. ***REVIEWED UNDER VBBL 2019 WITH AMENTMENTS EFFECTIVE ON MAR 07, 2023*** STAGED CONSTRUCTION Stage 1: Excavation and Shoring (Jun 23/23, A. Min) Stage 2: Full Construction (Oct 23/23, A. Min) | Faraday Electrical Contractors Ltd
EP-2023-10341 | NULL | 5377 WILLOW STREET, Vancouver, BC | Electrical Permit | Commercial | New | In Review | Installation / Repair - Commercial - Parking garage and Electrical room >BP: This permit has been issued for all site work and below grade facilities including one level of common underground parking for the proposed development: To construct six new 3-storey multiple dwelling buildings (6 rowhouses) containing a total of 29 dwelling units (6 dwelling units in each of Building 1 & Building 4; 4 dwelling units in each of Building 2, Building 3, & Building 5; and 5 dwelling units in Building 6), all over one level of underground parking with bike rooms, a garbage/recycling room, and service rooms, having vehicular access from the rear lane. This is a CP Process Permit and the applicant is John Buscemi, P.Eng, CP. Storage garage to be sprinklered to NFPA 13; townhouses to NFPA 13R. All attic and roof spaces shall be sprinklered as per Clause 3.2.3.7.(4)(b). The storage garage is a separate building. Radio antenna system is provided. ***REVIEWED UNDER VBBL 2019 WITH AMENTMENTS EFFECTIVE ON MAR 07, 2023*** Refer to BP-2023-02136 for Building 1 Refer to BP-2023-02137 for Building 2 Refer to BP-2023-02138 for Building 3 Refer to BP-2023-02139 for Building 4 Refer to BP-2023-02140 for Building 5 Refer to BP-2023-02141 for Building 6 STAGED CONSTRUCTION Stage 1: Excavation and Shoring (Jun 23/23, A. Min) Stage 2: Full Construction (Oct 23/23, A. Min) | Faraday Electrical Contractors Ltd
EP-2023-09620 | 2023-11-21 | 5377 WILLOW STREET, Vancouver, BC | Electrical Permit | Commercial | New | Issued | Interim - Commercial - >>>INTERIM<<<< Underground and slab electrical on Residential townhome >BP: This permit has been issued for all site work and below grade facilities including one level of common underground parking for the proposed development: To construct six new 3-storey multiple dwelling buildings (6 rowhouses) containing a total of 29 dwelling units (6 dwelling units in each of Building 1 & Building 4; 4 dwelling units in each of Building 2, Building 3, & Building 5; and 5 dwelling units in Building 6), all over one level of underground parking with bike rooms, a garbage/recycling room, and service rooms, having vehicular access from the rear lane. This is a CP Process Permit and the applicant is John Buscemi, P.Eng, CP. Storage garage to be sprinklered to NFPA 13; townhouses to NFPA 13R. All attic and roof spaces shall be sprinklered as per Clause 3.2.3.7.(4)(b). The storage garage is a separate building. Radio antenna system is provided. ***REVIEWED UNDER VBBL 2019 WITH AMENTMENTS EFFECTIVE ON MAR 07, 2023*** Refer to BP-2023-02136 for Building 1 Refer to BP-2023-02137 for Building 2 Refer to BP-2023-02138 for Building 3 Refer to BP-2023-02139 for Building 4 Refer to BP-2023-02140 for Building 5 Refer to BP-2023-02141 for Building 6 STAGED CONSTRUCTION Stage 1: Excavation and Shoring (Jun 23/23, A. Min) Stage 2: Full Construction (Oct 23/23, A. Min) | Faraday Electrical Contractors Ltd
EP-2023-05302 | 2023-06-14 | 5377 WILLOW STREET, Vancouver, BC | Electrical Permit | Commercial | New | Issued | Temporary Power - Commercial - To provide temporary power. NOTE: Work authorized by this permit is for placement of a temporary power pole only and does not authorize any site construction and/or excavation. A separate Building Permit will be required prior to commencement of any other work on this site. | Faraday Electrical Contractors Ltd
SP-2023-02018 | NULL | 1730 W 43RD AVENUE, Vancouver, BC | Sprinkler Permit | Residential | New | Application Incomplete | Residential - New Sprinkler System >BP: To construct a 2 storey laneway house building with an open parking pad, providing 1 parking space, having vehicular access from the lane. Note: This is a 1 ½ storey building pursuant to the Zoning & Development By-law 1. No Heat pump unit proposed 2. Schedule B: O. Wegner (604-579-0110) Structural 3. Schedule B: P.K.L Fong, P. Eng. (604-837-3205) Geotechnical 4. HPO: Smallworks Studios and Laneway Housing Inc. | Alco Fire Protection Ltd
EP-2023-09708 | 2023-11-06 | 1730 W 43RD AVENUE, Vancouver, BC | Electrical Permit | Residential | New | Issued | Installation / Repair - Residential - ¦ LWH: LV ¦ Alarm pre-wire, telephone, tv, doorbell >BP: To construct a 2 storey laneway house building with an open parking pad, providing 1 parking space, having vehicular access from the lane. | Best Built-In Centre Ltd
SP-2023-01993 | 2023-10-30 | 1730 W 43RD AVENUE, Vancouver, BC | Sprinkler Permit | Residential | New | Issued | Residential - new sprinkler system >BP: To construct a 2 storey laneway house building with an open parking pad, providing 1 parking space, having vehicular access from the lane. Note: This is a 1 ½ storey building pursuant to the Zoning & Development By-law 1. No Heat pump unit proposed 2. Schedule B: O. Wegner (604-579-0110) Structural 3. Schedule B: P.K.L Fong, P. Eng. (604-837-3205) Geotechnical 4. HPO: Smallworks Studios and Laneway Housing Inc. ***This permit is issued under the VBBL 2019, with updated energy requirements as per bylaw # 12997 effective Jan 01, 2022.*** | Alco Fire Protection Ltd
EP-2023-07267 | 2023-08-21 | 1730 W 43RD AVENUE, Vancouver, BC | Electrical Permit | Residential | New | Issued | Installation / Repair - Residential - ¦ LWH- 200A ¦ New laneway house construction. New service on private pole. Main 200 amp, main house 100 amp and laneway house 125 amp >BP: To construct a 2 storey laneway house building with an open parking pad, providing 1 parking space, having vehicular access from the lane. Note: This is a 1 ½ storey building pursuant to the Zoning & Development By-law 1. No Heat pump unit proposed 2. Schedule B: O. Wegner (604-579-0110) Structural 3. Schedule B: P.K.L Fong, P. Eng. (604-837-3205) Geotechnical 4. HPO: Smallworks Studios and Laneway Housing Inc. ***This permit is issued under the VBBL 2019, with updated energy requirements as per bylaw # 12997 effective Jan 01, 2022.*** | O J ELECTRIC LTD
PP-2023-02830 | 2023-08-10 | 1730 W 43RD AVENUE, Vancouver, BC | Plumbing Permit | Residential | New | Issued | Residential - LWH - Install 1 outside sump without pump | Octiscapes Site Services Ltd
PP-2023-02850 | 2023-08-11 | 1730 W 43RD AVENUE, Vancouver, BC | Plumbing Permit | Residential | New | Issued | Residential - LWH - Rough in of the new lane way house. >DB: To construct a 2 storey laneway house building with an open parking pad, providing 1 parking space, having vehicular access from the lane. Note: This is a 1 ½ storey building pursuant to the Zoning & Development By-law 1. No Heat pump unit proposed ***This permit is issued under the VBBL 2019, with updated energy requirements as per bylaw # 12997 effective Jan 01, 2022.*** The entire building, to be sprinklered to NFPA 13D. | Division Mechanical Ltd
MP-2023-01630 | 2023-09-06 | 1730 W 43RD AVENUE, Vancouver, BC | Mechanical Permit | NULL | NULL | Issued | NULL | Division Mechanical Ltd
SP-2023-02058 | 2023-11-08 | 5482 QUEBEC STREET, Vancouver, BC | Sprinkler Permit | Residential | New | Issued | Residential - To Install 12 sprinkler heads >BP: ** NOTE: The entire building, including the attached garage, to be sprinklered to NFPA 13R. To construct a 2 storey laneway house building ($174,200.00) with an attached garage and 1 open parking pad, providing a total of 2 parking spaces, having vehicular access from the 20' Lane. Note: This is a 1 ½ storey building pursuant to the Zoning & Development By-law. 1. Covenant registered at the Land Title Office under CB381286 2. No Strata Titling permitted 3. No A/C Unit proposed for the laneway house. 4. Schedule B: (Yuanyuan Fang) P.Eng (604.868.2076) Structural 5. Schedule B: (Jian Zhong Jin) P.Eng (604.362.7021) Geotechnical 6. HPO: Residential Builder- (Wondermax Development Inc) | General Sprinkler Systems Ltd
PP-2023-03979 | 2023-11-10 | 5482 QUEBEC STREET, Vancouver, BC | Plumbing Permit | Residential | New | Issued | Residential - Plumbing >BP: To construct a 2 storey laneway house building with an attached garage and 1 open parking pad, providing a total of 2 parking spaces, having vehicular access from the 20' Lane. Note: This is a 1 ½ storey building pursuant to the Zoning & Development By-law. 1. Covenant registered at the Land Title Office under CB381286 2. No Strata Titling permitted 3. No A/C Unit proposed for the laneway house. 4. Schedule B: (Yuanyuan Fang) P.Eng (604.868.2076) Structural 5. Schedule B: (Jian Zhong Jin) P.Eng (604.362.7021) Geotechnical 6. HPO: Residential Builder- (Wondermax Development Inc) | WDR CONTRACTING LTD
PP-2023-04015 | 2023-11-29 | 2001 STAINSBURY AVENUE, Vancouver, BC V5N 2M9 | Plumbing Permit | Commercial | New | Issued | Commercial - Below grade only for 7 story multi-residential. >BP: To construct a new 7-storey combustible residential multiple dwelling building consisting of: 1st storey - parking storage garage, service rooms and dwelling units, 2nd to 7th storey - dwelling units, with vehicular access from Hull St. The building is equipped with a radio antenna system. Total number of dwelling units = 123. The project follows Path A of the Green Building Policy for Rezoning - Passive House. STAGED CONSTRUCTION Stage 1 - Foundation to Grade (issued October 26/23). | Tino Mechanical Ltd
NULL | NULL | 2001 STAINSBURY AVENUE, Vancouver, BC V5N 2M9 | Plumbing Permit | Commercial | New | Payment Pending | Commercial - To construct a new 7-storey residential multiple dwelling building. Above grade permit. Below grade PP-2023-04015. | Tino Mechanical Ltd
EP-2024-00502 | 2024-02-01 | 2001 STAINSBURY AVENUE, Vancouver, BC V5N 2M9 | Electrical Permit | Commercial | New | Issued | Interim - Commercial - Scope of work: slab, underground, raceways, grounding, branch circuits. Service connection to BC Hydro is not permitted under this permit. >BP: To construct a new 7-storey combustible residential multiple dwelling building consisting of: 1st storey - parking storage garage, service rooms and dwelling units, 2nd to 7th storey - dwelling units, with vehicular access from Hull St. The building is equipped with a radio antenna system. Total number of dwelling units = 123. The project follows Path A of the Green Building Policy for Rezoning - Passive House. STAGED CONSTRUCTION Stage 1 - Foundation to Grade (issued October 26/23). Revision #1: Revised excavation/ shoring drawings Stage 2 (full construction) in review | Hall Electrical Ltd
SP-2024-00028 | NULL | 2001 STAINSBURY AVENUE, Vancouver, BC V5N 2M9 | Sprinkler Permit | Commercial | New | Applicant Revisions | Commercial - Installation of Sprinkler and Standpipe system for Residential, Amenities, and Parking. >BP: To construct a new 7-storey combustible residential multiple dwelling building consisting of: 1st storey - parking storage garage, service rooms and dwelling units, 2nd to 7th storey - dwelling units, with vehicular access from Hull St. The building is equipped with a radio antenna system. Total number of dwelling units = 123. The project follows Path A of the Green Building Policy for Rezoning - Passive House. STAGED CONSTRUCTION Stage 1 - Foundation to Grade (issued October 26/23). Revision #1: Revised excavation/ shoring drawings | NULL
EP-2023-11277 | 2023-12-20 | 2001 STAINSBURY AVENUE, Vancouver, BC V5N 2M9 | Electrical Permit | Commercial | New | Issued | Temporary Power - Commercial - To provide temporary power. NOTE: Work authorized by this permit is for placement of a temporary power pole only and does not authorize any site construction and/or excavation. A separate Building Permit will be required prior to commencement of any other work on this site. | Hall Electrical Ltd
EP-2023-11276 | NULL | 2001 STAINSBURY AVENUE, Vancouver, BC V5N 2M9 | Electrical Permit | Commercial | New | In Review | Installation / Repair - Commercial - 1250KVA Unit Substation, 1600A Main Distribution, Fire Alarm System, Low Tension Within Suites, Common Area Branch Circuits, Lighting and EM Throughout, 123 x Residential Suites >BP: To construct a new 7-storey combustible residential multiple dwelling building consisting of: 1st storey - parking storage garage, service rooms and dwelling units, 2nd to 7th storey - dwelling units, with vehicular access from Hull St. The building is equipped with a radio antenna system. Total number of dwelling units = 123. The project follows Path A of the Green Building Policy for Rezoning - Passive House. STAGED CONSTRUCTION Stage 1 - Foundation to Grade (issued October 26/23). Revision #1: Revised excavation/ shoring drawings | Hall Electrical Ltd
PP-2023-04219 | 2023-12-01 | 3231 COLERIDGE AVENUE #3, Vancouver, BC V5S 3A6 | Plumbing Permit | Residential | New | Issued | Residential - LWH - #3 - Plumbing for laneway house >DB: To construct a 2 storey laneway house building with 1 open parking pad having vehicular access from the rear 20' Lane. Note: The entire building to be sprinklered to NFPA 13D Note: This is a 1 ½ storey building pursuant to the Zoning & Development By-law. 1. Covenant registered at the Land Title Office under CB183705 2. No Strata Titling permitted 3. No A/C Unit proposed ***This permit is issued under the VBBL 2019, with updated energy requirements as per bylaw # 12997 effective Jan 01, 2022.*** | Rain Coast Plumbing & Heating Ltd
EP-2024-00612 | 2024-02-02 | 3231 COLERIDGE AVENUE #3, Vancouver, BC V5S 3A6 | Electrical Permit | Residential | New | Issued | Installation / Repair - Residential - LWH wiring 200A coming to LWH 125A to Main house 100A to LWH >BP: To construct a 2 storey laneway house building ($190,247.50) with 1 open parking pad having vehicular access from the rear 20' Lane. Note: The entire building to be sprinklered to NFPA 13D Note: This is a 1 ½ storey building pursuant to the Zoning & Development By-law. 1. Covenant registered at the Land Title Office under CB183705 2. No Strata Titling permitted 3. No A/C Unit proposed 4. Schedule B: (Xue Li Chen) P.Eng (778.235.5447) Struct. & Geo. 5. HPO: Residential Builder - Empire West Construction Ltd. - #32613 *NEW HOUSE* Note: See DB-2022-01753 for Bldg 1 on site (principal bldg) addressed #1 - 3231 Coleridge Av ***This permit is issued under the VBBL 2019, with updated energy requirements as per bylaw # 12997 effective Jan 01, 2022.*** | L.H. ELECTRIC LTD
PP-2023-03320 | 2023-09-19 | 3231 COLERIDGE AVENUE #3, Vancouver, BC V5S 3A6 | Plumbing Permit | Residential | New | Issued | Residential - LWH - #3 - INSTALLTION OF SUMP | J B Siteworks Inc
EP-2023-08753 | 2023-09-27 | 3231 COLERIDGE AVENUE #3, Vancouver, BC V5S 3A6 | Electrical Permit | Residential | New | Issued | Temporary Power - Residential - To provide temporary power. | Aidea Solutions Ltd
EP-2024-00552 | 2024-01-22 | 7789 YUKON STREET, Vancouver, BC | Electrical Permit | Commercial | New | Issued | Temporary Power - Commercial - To provide temporary power. AMEND: JAN 26/2024 CHANGE OF CONTRACTOR LETTER HAS BEEN UPLOADED | ICAN Electrical Ltd.
EP-2024-00456 | 2024-01-18 | 7789 YUKON STREET, Vancouver, BC | Electrical Permit | Commercial | New | Issued | Temporary Power - Commercial - To provide temporary power. | David Stein
SP-2024-00030 | NULL | 7789 YUKON STREET, Vancouver, BC | Sprinkler Permit | Commercial | New | In Review | Commercial - Installation of automatic sprinkler system ***BELOW GRADE/SITE >BP:To construct three, 4-storey stacked townhouse multiple dwelling buildings, containing thirty-six (36) dwelling units, all over one level of underground parking, providing a total of 42 parking spaces with vehicular access from the lane. - VBBL2019 - NFPA 13R residential / 13 for parkade. - Radio Antenna is required at the Parkade level. Building 1 - BP-2022-04782 Building 2 - BP-2022-04861 Building 3 - BP-2022-04862 Stage 1 - Excavation and Shoring issued on Sept. 29, 2023. Stage 2 - Foundation to Grade issued on | NULL
EP-2023-01323 | 2023-02-16 | 2702 W BROADWAY, Vancouver, BC V6K 4K4 | Electrical Permit | Commercial | Tenant Improvement | Completed | Installation / Repair - Commercial - New Lighting & Power for CRU SECTION 24 APPLIES >BP: Interior alterations and change of use from Retail (shell) to Health Care Office in this new CRU unit in the mixed use building on this site. Tenant: Dr. Rose Wong (Hush Beauty) OK for field review per D.Langevin July 21, 2022 * Mar 13, 2023 Amendment "Add 120V 15amp GFCI breaker for connection to heat trace. Heat trace was supplied and installed by mechanical trade and observed during rough wire inspection. Wynn's is only providing the final connections and breaker. No additional cost required" | Wynn's Electrical Contractors Ltd
PP-2023-00221 | 2023-01-24 | 2702 W BROADWAY, Vancouver, BC V6K 4K4 | Plumbing Permit | Commercial | Tenant Improvement | Completed | Commercial - Installation of new plumbing for tenant -Sinks in treatment rooms are used mainly for hand washing and rinsing towels. Sink in staff area is for hand washing and dishes > Interior alterations and change of use from Retail (shell) to Health Care Office in this new CRU unit in the mixed use building on this site. Tenant: Dr. Rose Wong (Hush Beauty) OK for field review per D.Langevin July 21, 2022 | PACIFIC FLO MECHANICAL
PP-2023-00573 | 2023-02-22 | 3383 W 44TH AVENUE, Vancouver, BC V6N 3K7 | Plumbing Permit | Residential | New | Completed | Residential - 2FD+SS - to install a DCVA for lawn irrigation ARCHAEOLOGICAL IMPACT: If work on this site could lead to the disturbance of soil advise applicant to contact the Provincial Archaeology Branch at 250-953-3334 for necessary permits. In addition, please be advised that reports from an Archaeologist (AIA, AOA) and permits from the First Nations may be necessary prior to the release of your City of Vancouver permits. | University Sprinkler Systems Incorporated
SP-2023-00357 | 2023-03-01 | 353 RAILWAY STREET #401, Vancouver, BC V6A 1A4 | Sprinkler Permit | Commercial | Tenant Improvement | Completed | Commercial - UNIT #401 - 4TH FLOOR - Add and relocate sprinkler heads for tenant improvement. >BP: #401 - 4th floor Interior alterations to provide improvements for an existing vacant manufacturing shell space on the 4th floor (#401) of this existing commercial building. Scope of work; two new base building washrooms *****This application does not include any of the following: 1. Not more than 20 sprinklers (add, relocate, or remove), 2. hydraulic calculations, 3. change in occupancy and /or hazard classification, 4. warehouse storage arrangements, 5. mobile compact storage arrangements, 6. alternative solutions, 7. changes to the sprinkler system supply piping (e.g. valves, mains, cross-mains, branch-lines, etc.), or 8. flexible sprinkler pipe. | Priority Fire Systems Ltd
EP-2023-01720 | 2023-03-02 | 353 RAILWAY STREET #401, Vancouver, BC V6A 1A4 | Electrical Permit | Commercial | Renovation | Completed | Installation / Repair - Commercial - · Supply and install the light fixtures. · Supply and install the new receptacles. · Supply and install the light switches. >BP: #401 - 4th floor Interior alterations to provide improvements for an existing vacant manufacturing shell space on the 4th floor (#401) of this existing commercial building. Scope of work; two new base building washrooms. SEPARATE PERMIT(S) REQUIRED FOR TENANT IMPROVEMENTS TO SHELL SPACE. | Action Electric Ltd
PP-2023-00680 | 2023-03-03 | 353 RAILWAY STREET #401, Vancouver, BC V6A 1A4 | Plumbing Permit | Commercial | Tenant Improvement | Completed | Commercial - UNIT #401 - 4TH FLOOR - rough in of drainage , venting and domestic waterlines as per mechanical drawings >BP: #401 - 4th floor Interior alterations to provide improvements for an existing vacant manufacturing shell space on the 4th floor (#401) of this existing commercial building. Scope of work; two new base building washrooms. | VANMECH PLUMBING & HEATING LTD.
PP-2023-02361 | 2023-07-05 | 7289 CARTIER STREET, Vancouver, BC | Plumbing Permit | Residential | New | Issued | Residential - Sump installation | Kingsman Excavating Ltd.
MP-2023-01658 | 2023-09-12 | 7289 CARTIER STREET, Vancouver, BC | Mechanical Permit | NULL | NULL | Issued | NULL | AKAL Plumbing & Heating Ltd
PP-2023-03134 | 2023-09-06 | 7289 CARTIER STREET, Vancouver, BC | Plumbing Permit | Residential | New | Issued | Residential - 1FD+SS - #1 & #2 - This is a new house with 31 fixtures >DB: To construct a 2 storey + basement one-family dwelling with a secondary suite located in the basement with a detached accessory building (laneway and 2-car garage) and 1 surface parking, at the rear providing 3 parking spaces, having vehicular access from the lane. Note: This is a 2 storey building pursuant to the Zoning and Development By-Law 1- Covenant registered at the Land Title Office under CA9115952 2- No strata titling permitted 3- Bar sink proposed 4- Rev#1: Exterior mechanical equipment proposed in front yard (Heat Pump and Generator) 7- Entire Building to have NFPA 13-D ******THIS PERMIT HAS BEEN ISSUED UNDER THE REQUIREMENTS OF VBBL #12511 (2019)****** | AKAL Plumbing & Heating Ltd
PP-2023-03136 | 2023-09-06 | 7287 CARTIER STREET, Vancouver, BC | Plumbing Permit | Residential | New | Issued | Residential - LWH - This is new laneway house 6 fixtures. >DB: To construct a 2 storey laneway house building with an attached garage and 1 open parking pad, providing a total of 3 parking spaces, having vehicular access from the lane. Note: This is a 1 ½ storey building pursuant to the Zoning & Development By-law 1. Covenant registered at the Land Title Office under CA9115952 2. No Strata Titling permitted 3. No A/C unit proposed 6. Entire Building to have NFPA 13-R ******THIS PERMIT HAS BEEN ISSUED UNDER THE REQUIREMENTS OF VBBL #12511 (2019)****** | AKAL Plumbing & Heating Ltd
EP-2022-10058 | NULL | 7287 CARTIER STREET, Vancouver, BC | Electrical Permit | Residential | New | Application Incomplete | Installation / Repair - Residential - New house wiring | A-Class Electrical Ltd
EP-2023-05411 | 2023-06-29 | 3779 RUPERT STREET, Vancouver, BC V5M 3W2 | Electrical Permit | Commercial | Tenant Improvement | Issued | Installation / Repair - Commercial - service upgrade from 100 to 200 amps | INT Electrical Ltd
PP-2024-00174 | 2024-01-25 | 3779 RUPERT STREET, Vancouver, BC V5M 3W2 | Plumbing Permit | Commercial | Tenant Improvement | Issued | Commercial - Plumbing >BP: Interior alterations to provide First TI to this existing retail space for a new retail limited food tenant (E - Deli Shop) on the ground floor of this existing 6-storey mixed-use commercial/residential building. | Ange's Plumbing Ltd
EP-2024-00689 | 2024-02-01 | 3779 RUPERT STREET, Vancouver, BC V5M 3W2 | Electrical Permit | Commercial | Tenant Improvement | Issued | Installation / Repair - Commercial - Install new lighting & controls, power for all equipment, receptacles, emergency Lighting, exit signs, and fire alarm devices & FA verification; we will be adding a Horn/strobe combo, smoke detector, and heat detector. >BP: Interior alterations to provide First TI to this existing retail space for a new retail limited food tenant (E - Deli Shop) on the ground floor of this existing 6-storey mixed-use commercial/residential building. Notes: 1. Permit reviewed and approved to VBBL #12511 (2019) 2. Proposed occupant load: 25 3. Any increase in occupant load may require further review of the VBBL and additional washrooms. | Lucid Projects Inc
SP-2023-02218 | 2023-12-08 | 3445 E 3RD AVENUE #3, Vancouver, BC V5M 1J7 | Sprinkler Permit | Residential | New | Issued | Residential - LWH - #3 - New sprinkler system >DB: To construct a 2 storey laneway house building with an attached garage and 1 open parking pad, providing a total of 2 parking spaces, having vehicular access from the 20' North Lane. Note: The entire building, INCLUDING THE ATTACHED GARAGE (if applicable), to be sprinklered to NFPA 13D Note: This is a 1 ½ storey building pursuant to the Zoning & Development By-law. 1. Covenant registered at the Land Title Office under CB596361 2. No Strata Titling permitted 3. No external mechanical unit proposed ***This permit is issued under the VBBL 2019, with updated energy requirements as per bylaw # 12997 effective Jan 01, 2022.*** | Haven Fire Protection Ltd
EP-2023-07880 | 2023-10-06 | 3445 E 3RD AVENUE #3, Vancouver, BC V5M 1J7 | Electrical Permit | Residential | New | Issued | Installation / Repair - Residential - ¦ #3LWH- 400A ¦ SERVICE WILL BE 1Ø 120/240V 400 ( 1X 200, 1X100 ) Amp OH PERM Service NEW ELECTRICAL WIRING FOR LANE WILL BE INSTALL,BRANCH CIRCUITS,BASEBOARD HEATER WIRING ,LIGHTS FIXTURE WILL BE INSALL,200 AMPS SERVICE WITH 2DUPLEX METER >BP: To construct a 2 storey laneway house building ($165,500.00) with an attached garage and 1 open parking pad, providing a total of 2 parking spaces, having vehicular access from the 20' North Lane. Note: The entire building, INCLUDING THE ATTACHED GARAGE (if applicable), to be sprinklered to NFPA 13D Note: This is a 1 ½ storey building pursuant to the Zoning & Development By-law. 1. Covenant registered at the Land Title Office under CB596361 2. No Strata Titling permitted 3. No external mechanical unit proposed 4. Schedule B: (V. Suresh) P.Eng (778.886.0551) Structural & Geotechnical 5. HPO: Residential Builder- Zone 2 Zone Custom Homes Ltd. | AMJ ELECTRIC SERVICES INC
NULL | NULL | 3445 E 3RD AVENUE #3, Vancouver, BC V5M 1J7 | Plumbing Permit | Residential | New | Draft | Residential | NULL
GP-2023-02867 | 2023-09-29 | 3820 KOOTENAY STREET, Vancouver, BC | Gas Permit | Residential | New | Issued | Residential - To install 1 Range >BP: To construct a 2 storey + basement one-family dwelling with a secondary suite ($722,000) located in the basement. | JOT MECHANICAL LTD
EP-2023-07897 | 2023-08-30 | 3820 KOOTENAY STREET, Vancouver, BC | Electrical Permit | Residential | New | Issued | Installation / Repair - Residential - Alarm, telephone, tv, cctv, entry installation. >BP: To construct a 2 storey + basement one-family dwelling with a secondary suite ($722,000) located in the basement. The entire building, INCLUDING THE ATTACHED GARAGE (if applicable), to be sprinklered to NFPA 13D. 1. Covenant registered at the Land Title Office under CB387132 2. No Strata Titling permitted 3. Bar sink proposed in basement 4. A/C unit proposed on second storey 5. Schedule B: David Jung, P.Eng (604.762.1054) Structural 6. Schedule B: Paullus K.F., P.Eng (604.841.7748) Geotechnical 7. HPO: Residential Builder- S & B Remark Holdings Ltd. Building 1 #1-3820 Kootenay St - Principal Dwelling (1st-2nd floor, south side basement) #2-3820 Kootenay St - Secondary Suite (north side basement) Address and suite numbers assigned as per approved plans for Fire and Emergency response. The address number is to be posted to the building to be visible from the street and the suite numbers are to be posted at the suite entries in accordance with the Building By-law prior to final inspection. ***This permit is issued under the VBBL 2019, with updated energy requirements as per bylaw # 12997 effective Jan 01, 2022.*** | Best Built-In Centre Ltd
EP-2023-07595 | 2023-09-11 | 3820 KOOTENAY STREET, Vancouver, BC | Electrical Permit | Residential | New | Issued | Installation / Repair - Residential - ¦ 1FD + 1SS- 200A ¦ new rough-in and finishing *MP-2023-01512: Issued (Heating and Cooling) >BP: To construct a 2 storey + basement one-family dwelling with a secondary suite ($722,000) located in the basement. The entire building, INCLUDING THE ATTACHED GARAGE (if applicable), to be sprinklered to NFPA 13D. 1. Covenant registered at the Land Title Office under CB387132 2. No Strata Titling permitted 3. Bar sink proposed in basement 4. A/C unit proposed on second storey 5. Schedule B: David Jung, P.Eng (604.762.1054) Structural 6. Schedule B: Paullus K.F., P.Eng (604.841.7748) Geotechnical 7. HPO: Residential Builder- S & B Remark Holdings Ltd. | FB Electric Ltd
MP-2023-01512 | 2023-08-31 | 3820 KOOTENAY STREET, Vancouver, BC | Mechanical Permit | NULL | NULL | Issued | NULL | NORTHERN COMFORT SOLUTIONS LTD
PP-2023-02336 | 2023-06-30 | 3820 KOOTENAY STREET, Vancouver, BC | Plumbing Permit | Residential | New | Issued | Residential - new plumbing >BP: To construct a 2 storey + basement one-family dwelling with a secondary suite located in the basement. The entire building, INCLUDING THE ATTACHED GARAGE (if applicable), to be sprinklered to NFPA 13D. 1. Covenant registered at the Land Title Office under CB387132 2. No Strata Titling permitted 3. Bar sink proposed in basement 4. A/C unit proposed on second storey 5. Schedule B: David Jung, P.Eng (604.762.1054) Structural 6. Schedule B: Paullus K.F., P.Eng (604.841.7748) Geotechnical 7. HPO: Residential Builder- S & B Remark Holdings Ltd. | ALI & ALI PLUMBING & HEATING LTD
SP-2023-01158 | 2023-06-28 | 3820 KOOTENAY STREET, Vancouver, BC | Sprinkler Permit | Residential | New | Issued | Residential - installation of a new fire sprinkler system >BP: To construct a 2 storey + basement one-family dwelling with a secondary suite located in the basement. The entire building, INCLUDING THE ATTACHED GARAGE (if applicable), to be sprinklered to NFPA 13D. 1. Covenant registered at the Land Title Office under CB387132 2. No Strata Titling permitted 3. Bar sink proposed in basement 4. A/C unit proposed on second storey 5. Schedule B: David Jung, P.Eng (604.762.1054) Structural 6. Schedule B: Paullus K.F., P.Eng (604.841.7748) Geotechnical 7. HPO: Residential Builder- S & B Remark Holdings Ltd. | CENTRE LINE FIRE SPRINKLERS LTD
MP-2023-01361 | 2023-07-26 | 3820 KOOTENAY STREET, Vancouver, BC | Mechanical Permit | NULL | NULL | Issued | NULL | ALI & ALI PLUMBING & HEATING LTD
EP-2023-02120 | 2023-03-13 | 3820 KOOTENAY STREET, Vancouver, BC | Electrical Permit | Residential | New | Issued | Temporary Power - Residential - To provide temporary power. NOTE: Work authorized by this permit is for placement of a temporary power pole only and does not authorize any site construction and/or excavation. A separate Building Permit will be required prior to commencement of any other work on this site. | FB Electric Ltd
SP-2023-01159 | 2023-06-28 | 3830 KOOTENAY STREET, Vancouver, BC | Sprinkler Permit | Residential | New | Issued | Residential - installation of a new fire sprinkler system >BP: To construct a 2 storey laneway house building with an open parking pad, providing 1 parking space, having vehicular access from the lane. The entire building, INCLUDING THE ATTACHED GARAGE (if applicable), to be sprinklered to NFPA 13D. Note: This is a 1 ½ storey building pursuant to the Zoning & Development By-law 1. Covenant registered at the Land Title Office under CB387132 2. No Strata Titling permitted 3. No A/C unit proposed 4. Schedule B: David Jung, P.Eng (604.762.1054) Structural 5. Schedule B: Paullus K.F., P.Eng (604.841.7748) Geotechnical 6. HPO: Residential Builder- S & B Remark Holdings Ltd. | CENTRE LINE FIRE SPRINKLERS LTD
PP-2023-02872 | 2023-08-14 | 3830 KOOTENAY STREET, Vancouver, BC | Plumbing Permit | Residential | New | Issued | Residential - new plumbing >BP: To construct a 2 storey laneway house building with an open parking pad, providing 1 parking space, having vehicular access from the lane. The entire building, INCLUDING THE ATTACHED GARAGE (if applicable), to be sprinklered to NFPA 13D. Note: This is a 1 ½ storey building pursuant to the Zoning & Development By-law 1. Covenant registered at the Land Title Office under CB387132 2. No Strata Titling permitted 3. No A/C unit proposed 4. Schedule B: David Jung, P.Eng (604.762.1054) Structural 5. Schedule B: Paullus K.F., P.Eng (604.841.7748) Geotechnical 6. HPO: Residential Builder- S & B Remark Holdings Ltd. | ALI & ALI PLUMBING & HEATING LTD
EP-2023-07898 | 2023-08-30 | 3830 KOOTENAY STREET, Vancouver, BC | Electrical Permit | Residential | New | Issued | Installation / Repair - Residential - Alarm, telephone, tv, doorbell installation. >BP: To construct a 2 storey laneway house building ($172,500) with an open parking pad, providing 1 parking space, having vehicular access from the lane. The entire building, INCLUDING THE ATTACHED GARAGE (if applicable), to be sprinklered to NFPA 13D. Note: This is a 1 ½ storey building pursuant to the Zoning & Development By-law 1. Covenant registered at the Land Title Office under CB387132 2. No Strata Titling permitted 3. No A/C unit proposed 4. Schedule B: David Jung, P.Eng (604.762.1054) Structural 5. Schedule B: Paullus K.F., P.Eng (604.841.7748) Geotechnical 6. HPO: Residential Builder- S & B Remark Holdings Ltd. ***This permit is issued under the VBBL 2019, with updated energy requirements as per bylaw # 12997 effective Jan 001, 2022.*** | Best Built-In Centre Ltd
EP-2023-08139 | 2023-09-13 | 3830 KOOTENAY STREET, Vancouver, BC | Electrical Permit | Residential | New | Issued | Installation / Repair - Residential - ¦ LWH- 400A ¦ new rough-in and finishing >BP: To construct a 2 storey laneway house building ($172,500) with an open parking pad, providing 1 parking space, having vehicular access from the lane. The entire building, INCLUDING THE ATTACHED GARAGE (if applicable), to be sprinklered to NFPA 13D. Note: This is a 1 ½ storey building pursuant to the Zoning & Development By-law 1. Covenant registered at the Land Title Office under CB387132 2. No Strata Titling permitted 3. No A/C unit proposed 4. Schedule B: David Jung, P.Eng (604.762.1054) Structural 5. Schedule B: Paullus K.F., P.Eng (604.841.7748) Geotechnical 6. HPO: Residential Builder- S & B Remark Holdings Ltd. ***This permit is issued under the VBBL 2019, with updated energy requirements as per bylaw # 12997 effective Jan 001, 2022.*** | FB Electric Ltd
MP-2023-01758 | 2023-09-27 | 3830 KOOTENAY STREET, Vancouver, BC | Mechanical Permit | NULL | NULL | Issued | NULL | NORTHERN COMFORT SOLUTIONS LTD
SP-2023-02182 | 2023-12-04 | 2201 E 7TH AVENUE #3, Vancouver, BC | Sprinkler Permit | Residential | New | Issued | Residential - LWH - #3 - Install sprinklers in Lwh >DB: To construct a 2 storey laneway house building with an open parking pad, providing 1 parking space, having vehicular access from the lane. Note: This is a 1 ½ storey building pursuant to the Zoning & Development By-law 1. External mechanical unit proposed 2. Schedule B: Julian Bozsik P.Eng (604 431 0055) Structural & Geotechnical ***This permit is issued under the VBBL 2019, with updated energy requirements as per bylaw # 12997 effective Jan 01, 2022.*** | Gold Key Fire Protection Ltd
EP-2023-11028 | 2023-12-08 | 2201 E 7TH AVENUE #3, Vancouver, BC | Electrical Permit | Residential | New | Issued | Installation / Repair - Residential - Tv,telephone,security alarm prewire and complete To construct a 2 storey laneway house building ($214,765) with an open parking pad, providing 1 parking space, having vehicular access from the lane. Note: This is a 1 ½ storey building pursuant to the Zoning & Development By-law 1. External mechanical unit proposed 2. Schedule B: Julian Bozsik P.Eng (604 431 0055) Structural & Geotechnical 3. HPO: Residential Builder - Nucasa Development Inc. 4. HRV required for laneway house as of year 2022 | Tvisha Technologies Ltd
PP-2023-03421 | 2023-09-26 | 2201 E 7TH AVENUE #3, Vancouver, BC | Plumbing Permit | Residential | New | Issued | Residential - LWH - #3 - installing new plumbing fixtures inside the laneway house >DB: To construct a 2 storey laneway house building with an open parking pad, providing 1 parking space, having vehicular access from the lane. Note: This is a 1 ½ storey building pursuant to the Zoning & Development By-law 1. External mechanical unit proposed ***This permit is issued under the VBBL 2019, with updated energy requirements as per bylaw # 12997 effective Jan 01, 2022.*** | SUNSHINE PLUMBING LTD
PP-2023-03054 | 2023-08-29 | 2201 E 7TH AVENUE #3, Vancouver, BC | Plumbing Permit | Residential | New | Issued | Residential - LWH - #3 - One outside sump | East West Excavating 2022 ltd
EP-2023-09390 | 2023-10-30 | 2201 E 7TH AVENUE #3, Vancouver, BC | Electrical Permit | Residential | New | Issued | Installation / Repair - Residential - Laneway rough wiring and finishing with 125 Amp service >BP: To construct a 2 storey laneway house building ($214,765) with an open parking pad, providing 1 parking space, having vehicular access from the lane. Note: This is a 1 ½ storey building pursuant to the Zoning & Development By-law 1. External mechanical unit proposed 2. Schedule B: Julian Bozsik P.Eng (604 431 0055) Structural & Geotechnical 3. HPO: Residential Builder - Nucasa Development Inc. 4. HRV required for laneway house as of year 2022 ***This permit is issued under the VBBL 2019, with updated energy requirements as per bylaw # 12997 effective Jan 01, 2022.*** | ALPHA ONE ELECTRIC LTD
PP-2024-00128 | 2024-01-17 | 4632 W 12TH AVENUE #3, Vancouver, BC | Plumbing Permit | Residential | New | Issued | Residential - Install one sump without pump | Octiscapes Site Services Ltd
SP-2023-02272 | 2023-12-18 | 108 W 45TH AVENUE #3, Vancouver, BC | Sprinkler Permit | Residential | New | Issued | Residential - NEW HOME >BP: To construct a 2 storey laneway house building with an attached garage and 1 open parking pad, providing a total of 2 parking spaces, having vehicular access from the rear 20' Lane. Note: This is a 1 ½ storey building pursuant to the Zoning & Development By-law. 1. Covenant registered at the Land Title Office under CB428645 2. No Strata Titling permitted 3. Entire building to be sprinklered 13R 4. External mechanical unit – Exterior component located in rear yard 5. Schedule B: (Antony Wang) P.Eng (604.618.6236) Structural 6. Schedule B: (Antony Wang) P.Eng (604.618.6236) Geotechnical 7. HPO: Residential Builder- (Transvan Development Ltd.) 8. HRV required for laneway house as of year 2022 | SBMS Construction Ltd
PP-2023-04159 | 2023-11-27 | 108 W 45TH AVENUE #3, Vancouver, BC | Plumbing Permit | Residential | New | Issued | Residential - LWH - #3 - New construction >DB: To construct a 2 storey laneway house building with an attached garage and 1 open parking pad, providing a total of 2 parking spaces, having vehicular access from the rear 20' Lane. Note: This is a 1 ½ storey building pursuant to the Zoning & Development By-law. 1. Covenant registered at the Land Title Office under CB428645 2. No Strata Titling permitted 3. Entire building to be sprinklered 13R 4. External mechanical unit – Exterior component located in rear yard ***This permit is issued under the VBBL 2019, with updated energy requirements as per bylaw # 12997 effective Jan 01, 2022.*** | West Point Plumbing & Heating Ltd
EP-2023-08621 | 2024-01-30 | 108 W 45TH AVENUE #3, Vancouver, BC | Electrical Permit | Residential | New | Issued | Installation / Repair - Residential - ¦ #3LWH- 200A ¦ LWH .installation of 200 amp service .200 for house 125 for laneway 1FD: Dandy Load Miser: AC: 7680W + Range: 6000W LWH: Dandy Load Miser: EV: 7680W + Range: 6000W >BP: To construct a 2 storey laneway house building ($179,987.50) with an attached garage and 1 open parking pad, providing a total of 2 parking spaces, having vehicular access from the rear 20' Lane. Note: This is a 1 ½ storey building pursuant to the Zoning & Development By-law. 1. Covenant registered at the Land Title Office under CB428645 2. No Strata Titling permitted 3. Entire building to be sprinklered 13R 4. External mechanical unit – Exterior component located in rear yard 5. Schedule B: (Antony Wang) P.Eng (604.618.6236) Structural 6. Schedule B: (Antony Wang) P.Eng (604.618.6236) Geotechnical 7. HPO: Residential Builder- (Transvan Development Ltd.) 8. HRV required for laneway house as of year 2022 | CROWN ELECTRICAL CONTRACTOR LTD
SP-2023-01543 | 2023-08-23 | 2796 ETON STREET #3, Vancouver, BC V5K 1K3 | Sprinkler Permit | Residential | New | Issued | Residential - Installation of New fire sprinkler system >BP: To construct a 2 storey laneway house building with 1 open parking pad, providing a total of 1 parking spaces, having vehicular access from the rear 20' Lane. Note: This is a 1 ½ storey building pursuant to the Zoning & Development By-law. 1. Covenant not required with existing house 2. No Strata Titling permitted 3. No A/C Unit proposed 4. Entire building to be sprinklered 13D 5. Schedule B: (Jeff Allester) P.Eng (604.228.0518) Structural 6. Schedule B: (P.K.L. Fong,) P.Eng (604.837.3205) Geotechnical 7. HPO: Residential Builder- (SLC Contracting Ltd.) | Fire Busters Inc
PP-2023-03638 | 2023-10-16 | 2796 ETON STREET #3, Vancouver, BC V5K 1K3 | Plumbing Permit | Residential | New | Issued | Residential - LWH - #3 - all plumbing installation for this laneway house >DB: To construct a 2 storey laneway house building with 1 open parking pad, providing a total of 1 parking spaces, having vehicular access from the rear 20' Lane. Note: This is a 1 ½ storey building pursuant to the Zoning & Development By-law. 1. Covenant not required with existing house 2. No Strata Titling permitted 3. No A/C Unit proposed 4. Entire building to be sprinklered 13D ***This permit is issued under the VBBL 2019, with updated energy requirements as per bylaw # 12997 effective Jan 01, 2022.***. | Harry Dash Plumbing Ltd
EP-2023-05869 | 2023-07-11 | 2796 ETON STREET #3, Vancouver, BC V5K 1K3 | Electrical Permit | Residential | New | Issued | Installation / Repair - Residential - Service upgrade and electrical wiring for the laneway house -The owner cancelled a/c units, car charger load also decreased to the min. BC HYDRO reconsidered to 200A service >Permit Amendment Jan 03, 2023 Service Details: Amendment Approved ¦ 1- 400A service to 1- 200A Service Documents: Rejected ¦ Contractor to book inspection online and upload documents to the inspection for the District Electrical Inspector to review >BP: To construct a 2 storey laneway house building ($149,032.50) with 1 open parking pad, providing a total of 1 parking spaces, having vehicular access from the rear 20' Lane. Note: This is a 1 ½ storey building pursuant to the Zoning & Development By-law. 1. Covenant not required with existing house 2. No Strata Titling permitted 3. No A/C Unit proposed 4. Entire building to be sprinklered 13D Note: Bldg 1 (principal bldg) addressed #1-2796 Eton St retained on site. NOTE: Information regarding the principal building on the survey and site plan is for reference only. Any discrepancy between information regarding the principal building on the survey and/or site plan and approved permit drawings for the principal building are neither approved nor authorized under this laneway house permit. ***This permit is issued under the VBBL 2019, with updated energy requirements as per bylaw # 12997 effective Jan 01, 2022.***. | VS Electric Ltd
PP-2023-02392 | 2023-07-06 | 2796 ETON STREET #3, Vancouver, BC V5K 1K3 | Plumbing Permit | Residential | New | Issued | Residential - Laneway house sump, water service and drainage pipe installation to property line. Need sump permit. | SLC Contracting Ltd
PP-2023-03828 | 2023-10-31 | 2812 W 13TH AVENUE #3, Vancouver, BC | Plumbing Permit | Residential | New | Issued | Residential - LWH - #3 - Install DWV and water pipe the for LWH, and install plumbing fixtures. >DB: To construct a 2 storey laneway house building with an open parking pad, providing 1 parking space, having vehicular access from the lane. Note: This is a 1 ½ storey building pursuant to the Zoning & Development By-law 1. No A/C unit proposed The entire building, to be sprinklered to NFPA 13D. THIS PERMIT HAS BEEN ISSUED UNDER THE REQUIREMENTS OF VBBL #12511 (2019) | Bright Star Plumbing & Heating Supply Ltd
PP-2023-04147 | 2023-11-24 | 2812 W 13TH AVENUE #3, Vancouver, BC | Plumbing Permit | Residential | New | Issued | Residential - sump | PTL Contracting Ltd
SP-2023-02222 | 2023-12-11 | 1639 E 56TH AVENUE #3, Vancouver, BC | Sprinkler Permit | Residential | New | Issued | Residential - LWH - #3 - New sprinkler system >DB: To construct a 2 storey laneway house building with an open parking pad, providing 1 parking space, having vehicular access from the lane. Note: This is a 1 ½ storey building pursuant to the Zoning & Development By-law Note: Bldg 1 (principal bldg) addressed #1 & #2-1639 E 56th Av retained on site. 1. Covenant not required with existing house 2. No Strata Titling permitted 3. No A/C Unit proposed 4. Entire building to be sprinklered 13D ***This permit is issued under the VBBL 2019, with updated energy requirements as per bylaw # 12997 effective Jan 01, 2022.*** | Haven Fire Protection Ltd
EP-2023-10887 | 2023-12-05 | 1639 E 56TH AVENUE #3, Vancouver, BC | Electrical Permit | Residential | New | Issued | Installation / Repair - Residential - Rough in and completion of tv, security, doorbell >BP: To construct a 2 storey laneway house building ($229,282.50) with an open parking pad, providing 1 parking space, having vehicular access from the lane. Note: This is a 1 ½ storey building pursuant to the Zoning & Development By-law Note: Bldg 1 (principal bldg) addressed #1 & #2-1639 E 56th Av retained on site. 1. Covenant not required with existing house 2. No Strata Titling permitted 3. No A/C Unit proposed 4. Entire building to be sprinklered 13D 5. Schedule B: Md. Shahidul Alam P.Eng (604.653.7475) Geotechnical & Structural 6. HPO: Residential Builder - LaMai Homes Ltd. ***This permit is issued under the VBBL 2019, with updated energy requirements as per bylaw # 12997 effective Jan 01, 2022.*** | Tuong Su
EP-2023-11358 | 2024-01-09 | 1639 E 56TH AVENUE #3, Vancouver, BC | Electrical Permit | Residential | New | Issued | Installation / Repair - Residential - laneway house rough wire, service and finishing >BP: >BP: To construct a 2 storey laneway house building ($229,282.50) with an open parking pad, providing 1 parking space, having vehicular access from the lane. Note: This is a 1 ½ storey building pursuant to the Zoning & Development By-law Note: Bldg 1 (principal bldg) addressed #1 & #2-1639 E 56th Av retained on site. 1. Covenant not required with existing house 2. No Strata Titling permitted 3. No A/C Unit proposed 4. Entire building to be sprinklered 13D 5. Schedule B: Md. Shahidul Alam P.Eng (604.653.7475) Geotechnical & Structural 6. HPO: Residential Builder - LaMai Homes Ltd. ***This permit is issued under the VBBL 2019, with updated energy requirements as per bylaw # 12997 effective Jan 01, 2022.*** | Kaler Electrical Ltd
PP-2023-03780 | 2023-10-26 | 1639 E 56TH AVENUE #3, Vancouver, BC | Plumbing Permit | Residential | New | Issued | Residential - LWH - #3 - Laneway >DB: To construct a 2 storey laneway house building with an open parking pad, providing 1 parking space, having vehicular access from the lane. Note: This is a 1 ½ storey building pursuant to the Zoning & Development By-law 1. Covenant not required with existing house 2. No Strata Titling permitted 3. No A/C Unit proposed 4. Entire building to be sprinklered 13D ***This permit is issued under the VBBL 2019, with updated energy requirements as per bylaw # 12997 effective Jan 01, 2022.*** | AQUIFER MECHANICAL
PP-2023-03397 | 2023-09-25 | 1639 E 56TH AVENUE #3, Vancouver, BC | Plumbing Permit | Residential | New | Issued | Residential - LWH - #3 - Sump and sanitary connections for new laneway home | Canstar Excavating & Landscaping Ltd
EP-2023-08146 | 2023-09-08 | 1639 E 56TH AVENUE #3, Vancouver, BC | Electrical Permit | Residential | New | Issued | Temporary Power - Residential - To provide temporary power. | Kaler Electrical Ltd
EP-2023-06989 | 2023-08-04 | 285 E 64TH AVENUE #3, Vancouver, BC | Electrical Permit | Residential | New | Completed | Installation / Repair - Residential - Installation of prewire Security Alarm, and Intercom, TV, TEL, NET. | Hysun Technology Inc
SP-2023-01373 | 2023-07-28 | 285 E 64TH AVENUE #3, Vancouver, BC | Sprinkler Permit | Residential | New | Completed | Residential - Install sprinklers in LWH >BP: To construct a 2 storey laneway house building with an open parking pad, providing 1 parking space, having vehicular access from the lane. Note: This is a 1 ½ storey building pursuant to the Zoning & Development By-law The entire building, INCLUDING THE ATTACHED GARAGE (if applicable), to be sprinklered to NFPA 13D. 1- Covenant to be registered prior to sheathing inspection. 2- No strata titling permitted 3- Schedule B: Yatendra Kumar Sharma P.Eng (778-863-7076) Structural & Geotechnical 4- HPO: Residential Builder - Arch Developments Limited | Gold Key Fire Protection Ltd
EP-2023-06514 | 2023-08-01 | 285 E 64TH AVENUE #3, Vancouver, BC | Electrical Permit | Residential | New | Completed | Installation / Repair - Residential - Laneway house >BP: To construct a 2 storey laneway house building ($165,750) with an open parking pad, providing 1 parking space, having vehicular access from the lane. Note: This is a 1 ½ storey building pursuant to the Zoning & Development By-law The entire building, INCLUDING THE ATTACHED GARAGE (if applicable), to be sprinklered to NFPA 13D. 1- Covenant to be registered prior to sheathing inspection. 2- No strata titling permitted 3- Schedule B: Yatendra Kumar Sharma P.Eng (778-863-7076) Structural & Geotechnical 4- HPO: Residential Builder - Arch Developments Limited ***This permit is issued under the VBBL 2019, with updated energy requirements as per bylaw # 12997 effective Jan 01, 2022.*** | Highlight Electrical Ltd
PP-2023-01682 | 2023-05-11 | 285 E 64TH AVENUE #3, Vancouver, BC | Plumbing Permit | Residential | New | Completed | Residential - LWH - #3 - This is a new laneway house with 9 fixtures >DB: To construct a 2 storey laneway house building with an open parking pad, providing 1 parking space, having vehicular access from the lane. Note: This is a 1 ½ storey building pursuant to the Zoning & Development By-law The entire building, INCLUDING THE ATTACHED GARAGE (if applicable), to be sprinklered to NFPA 13D. 1- Covenant to be registered prior to sheathing inspection. 2- No strata titling permitted | AKAL Plumbing & Heating Ltd
PP-2023-02140 | 2023-06-19 | 4078 W 37TH AVENUE #3, Vancouver, BC | Plumbing Permit | Residential | New | Completed | Residential - LWH - #3 - Plumbing >To construct a 2 storey laneway house building with an attached garage and 1 open parking pad, providing a total of 3 parking spaces, having vehicular access from the 20' Lane. Note: The entire building, INCLUDING THE ATTACHED GARAGE, to be sprinklered to NFPA 13D Note: This is a 1 ½ storey building pursuant to the Zoning & Development By-law 1. No Strata Titling permitted 2. A/C proposed – Exterior component located in rear yard, Interior components located on first and half storey 6. The entire building is sprinklered to NFPA-13D requirements | AMBER MECHANICAL LTD
PP-2023-01857 | 2023-05-26 | 4078 W 37TH AVENUE #3, Vancouver, BC | Plumbing Permit | Residential | New | Completed | Residential - One outside sump | East West Excavating 2022 ltd
EP-2023-06183 | 2023-07-27 | 4078 W 37TH AVENUE #3, Vancouver, BC | Electrical Permit | Residential | New | Completed | Installation / Repair - Residential - ¦ #3LWH/ 200A ¦ 200A service to the property¦ 125A to the laneway house¦ 100A to the main house Laneway house electrical wiring No dryer in the laneway house *An approved mechanical permit is required for the installation of air conditioning or heat pump unit at the time of installation before an electrical inspection will be performed >BP: To construct a 2 storey laneway house building ($224,750) with an attached garage and 1 open parking pad, providing a total of 3 parking spaces, having vehicular access from the 20' Lane. Note: The entire building, INCLUDING THE ATTACHED GARAGE, to be sprinklered to NFPA 13D Note: This is a 1 ½ storey building pursuant to the Zoning & Development By-law Note: Bldg 1 (principal bldg) addressed #1-4078 W 37th Av retained on site. 1. No Strata Titling permitted 2. A/C proposed – Exterior component located in rear yard, Interior components located on first and half storey 3. Schedule B: Jason Hui P.Eng (778.319.3403) Structural 4. Schedule B: GongZuo Zhou P.Eng (604.838.2586) Geotechnical 5. HPO: Residential Builder- Ifortune Homes Inc - #35967 6. The entire building is sprinklered to NFPA-13D requirements ***This permit is issued under the VBBL 2019, with updated energy requirements as per bylaw # 12997 effective Jan 01, 2022.*** | JIU DING ELECTRIC LTD
SP-2023-01243 | 2023-07-13 | 4078 W 37TH AVENUE #3, Vancouver, BC | Sprinkler Permit | Residential | New | Completed | Residential - LWH - #3 - New fire sprinkler installations >DB: To construct a 2 storey laneway house building with an attached garage and 1 open parking pad, providing a total of 3 parking spaces, having vehicular access from the 20' Lane. Note: The entire building, INCLUDING THE ATTACHED GARAGE, to be sprinklered to NFPA 13D Note: This is a 1 ½ storey building pursuant to the Zoning & Development By-law 1. No Strata Titling permitted 2. A/C proposed – Exterior component located in rear yard, Interior components located on first and half storey 6. The entire building is sprinklered to NFPA-13D requirements ***This permit is issued under the VBBL 2019, with updated energy requirements as per bylaw # 12997 effective Jan 01, 2022.*** | Spectrum Fire Protection Ltd
EP-2023-02987 | 2023-04-05 | 4078 W 37TH AVENUE #3, Vancouver, BC | Electrical Permit | Residential | New | Issued | Temporary Power - Residential - To provide temporary power. | JIU DING ELECTRIC LTD
MP-2023-01466 | 2023-08-09 | 4078 W 37TH AVENUE #3, Vancouver, BC | Mechanical Permit | NULL | NULL | Completed | NULL | Lumi HVAC Ltd
EP-2023-07228 | 2023-08-09 | 4078 W 37TH AVENUE #3, Vancouver, BC | Electrical Permit | Residential | New | Completed | Installation / Repair - Residential - Install Low Voltage wiring (networking), Alarm, CCTV, Data, Tel. Rough-In and Finishing. >BP: To construct a 2 storey laneway house building ($224,750) with an attached garage and 1 open parking pad, providing a total of 3 parking spaces, having vehicular access from the 20' Lane. Note: The entire building, INCLUDING THE ATTACHED GARAGE, to be sprinklered to NFPA 13D Note: This is a 1 ½ storey building pursuant to the Zoning & Development By-law 1. No Strata Titling permitted 2. Rev#1: External/Interrnal Mechancial Units Proposed - Heat Pump mini-split units – Exterior component located in rear yard, Interior components located on first and half storey 3. Schedule B: Jason Hui P.Eng (778.319.3403) Structural 4. Schedule B: GongZuo Zhou P.Eng (604.838.2586) Geotechnical 5. HPO: Residential Builder- Ifortune Homes Inc - #35967 6. The entire building is sprinklered to NFPA-13D requirements Note: Bldg 1 (principal bldg) addressed #1-4078 W 37th Av retained on site. ***This permit is issued under the VBBL 2019, with updated energy requirements as per bylaw # 12997 effective Jan 01, 2022.*** | Magnificent Security Inc.
PP-2023-03239 | 2023-09-12 | 3167 E 29TH AVENUE #3, Vancouver, BC | Plumbing Permit | Residential | New | Issued | Residential - to install new fixtures in LWH >BP: To construct a 2 storey laneway house building with an open parking pad, providing 1 parking space, having vehicular access from the lane. Note: This is a 1 ½ storey building pursuant to the Zoning & Development By-law 1. No A/C unit proposed 2. Schedule B: Alan Prahalad P.Eng (604.831.1431) Structural & Geotechnical 3. HPO: Residential Builder- KPC Homes Ltd. | ACME PLUMBING HEATING & GAS LTD.
MP-2023-01744 | 2023-09-26 | 3167 E 29TH AVENUE #3, Vancouver, BC | Mechanical Permit | NULL | NULL | Issued | NULL | ACME PLUMBING HEATING & GAS LTD.
GP-2023-03574 | 2023-11-17 | 3167 E 29TH AVENUE #3, Vancouver, BC | Gas Permit | Residential | Addition | Issued | Residential - To install gas 1 Range >BP: To construct a 2 storey laneway house building ($178,500) with an open parking pad, providing 1 parking space, having vehicular access from the lane. | ACME PLUMBING HEATING & GAS LTD.
SP-2023-01948 | 2023-10-23 | 3167 E 29TH AVENUE #3, Vancouver, BC | Sprinkler Permit | Residential | New | Issued | Residential - LWH - #3 - to install a new sprinkler system in LWH >DB: To construct a 2 storey laneway house building with an open parking pad, providing 1 parking space, having vehicular access from the lane. Note: This is a 1 ½ storey building pursuant to the Zoning & Development By-law 1. No A/C unit proposed ***This permit is issued under the VBBL 2019, with updated energy requirements as per bylaw # 12997 effective Jan 01, 2022.*** | ACME PLUMBING HEATING & GAS LTD.
EP-2023-11338 | 2024-01-02 | 3167 E 29TH AVENUE #3, Vancouver, BC | Electrical Permit | Residential | New | Issued | Installation / Repair - Residential - Laneway house complete security Alarm Installation , tv data and door bell -Class 2 circuits like security prewire and networking cables >BP: To construct a 2 storey laneway house building ($178,500) with an open parking pad, providing 1 parking space, having vehicular access from the lane. Note: This is a 1 ½ storey building pursuant to the Zoning & Development By-law 1. No A/C unit proposed 2. Schedule B: Alan Prahalad P.Eng (604.831.1431) Structural & Geotechnical 3. HPO: Residential Builder- KPC Homes Ltd. ***This permit is issued under the VBBL 2019, with updated energy requirements as per bylaw # 12997 effective Jan 01, 2022.*** | Smarthomes Security Ltd.
EP-2023-10705 | 2023-12-13 | 3167 E 29TH AVENUE #3, Vancouver, BC | Electrical Permit | Residential | New | Issued | Installation / Repair - Residential - ¦ #3LWH- 200A ¦ new laneway *An approved mechanical permit is required for the installation of air conditioning or heat pump unit before a final electrical inspection will be performed >BP: To construct a 2 storey laneway house building ($178,500) with an open parking pad, providing 1 parking space, having vehicular access from the lane. Note: This is a 1 ½ storey building pursuant to the Zoning & Development By-law 1. No A/C unit proposed 2. Schedule B: Alan Prahalad P.Eng (604.831.1431) Structural & Geotechnical 3. HPO: Residential Builder- KPC Homes Ltd. ***This permit is issued under the VBBL 2019, with updated energy requirements as per bylaw # 12997 effective Jan 01, 2022.*** | Star Delta Electric Ltd
PP-2023-02108 | 2023-06-15 | 3167 E 29TH AVENUE #3, Vancouver, BC | Plumbing Permit | Residential | New | Issued | Residential - Construct a new 1 1/2 Laneway House This permit is for the storm sump | KPC Homes Ltd
SP-2023-02194 | 2023-12-05 | 139 W 47TH AVENUE #3, Vancouver, BC | Sprinkler Permit | Residential | New | Issued | Residential - Install sprinklers in LWH >DB: To construct a 2 storey laneway house building with an attached garage and 1 open parking pad, providing a total of 3 parking spaces , having vehicular access from the 20' Lane. Note: This is a 1 ½ storey building pursuant to the Zoning & Development By-law. 1. Covenant registered at the Land Title Office under CB412951 2. No Strata Titling permitted 3. External mechanical unit located in rear yard, Interior component located on upper floor ***This permit is issued under the VBBL 2019, with updated energy requirements as per bylaw # 12997 effective Jan 01, 2022.*** | Gold Key Fire Protection Ltd
PP-2023-03778 | 2023-10-26 | 139 W 47TH AVENUE #3, Vancouver, BC | Plumbing Permit | Residential | New | Issued | Residential - LWH - #3 - Plumbing. >DB: To construct a 2 storey laneway house building with an attached garage and 1 open parking pad, providing a total of 3 parking spaces , having vehicular access from the 20' Lane. Note: This is a 1 ½ storey building pursuant to the Zoning & Development By-law. 1. Covenant registered at the Land Title Office under CB412951 2. No Strata Titling permitted 3. External mechanical unit located in rear yard, Interior component located on upper floor ***This permit is issued under the VBBL 2019, with updated energy requirements as per bylaw # 12997 effective Jan 01, 2022.*** | Rav United Plumbing and Heating Ltd
EP-2023-09639 | 2023-11-03 | 139 W 47TH AVENUE #3, Vancouver, BC | Electrical Permit | Residential | New | Issued | Installation / Repair - Residential - ¦ #3LWH- LV ¦ tv,telephone,security alarm prewire and complete >BP: To construct a 2 storey laneway house building ($160,822.00) with an attached garage and 1 open parking pad, providing a total of 3 parking spaces , having vehicular access from the 20' Lane. Note: This is a 1 ½ storey building pursuant to the Zoning & Development By-law. 1. Covenant registered at the Land Title Office under CB412951 2. No Strata Titling permitted 3. External mechanical unit located in rear yard, Interior component located on upper floor 4. Schedule B: (Md. Shahidul Alam) P.Eng (604.653.7475) Structural+Geotechnical 5. HPO: Residential Builder- (AVS Developments Ltd.) NOTE: To achieve the required FSR. A floor space exclusion of 3% has been applied to this application as per section 11.24.18 of the district schedule, to accommodate improved building performance. *NEW HOUSE* Note: See DB-2022-05381 for Bldg 1 on site (principal bldg). ***This permit is issued under the VBBL 2019, with updated energy requirements as per bylaw # 12997 effective Jan 01, 2022.*** | Tvisha Technologies Ltd
EP-2023-10375 | 2023-12-04 | 77 E 52ND AVENUE #3, Vancouver, BC V5X 1G3 | Electrical Permit | Residential | New | Issued | Installation / Repair - Residential - Laneway house wiring >BP: To construct a 2 storey laneway house building with an attached 1 car garage and an open parking pad, providing 2 parking spaces, having vehicular access from the lane. The entire building, INCLUDING THE ATTACHED GARAGE (if applicable), to be sprinklered to NFPA 13D. Note: This is a building pursuant to the Zoning & Development By-law 1. Covenant registered at the Land Title Office under CB470839 2. No Strata Titling permitted 3. External mechanical unit proposed 4. Schedule B: (Antony Wang) P.Eng (604.618.6236) Structural & Geotechnical 5. HPO: Residential Builder - Desato Enterprises Ltd 6. HRV required for laneway house as of year 2022 ***This permit is issued under the VBBL 2019, with updated energy requirements as per bylaw # 12997 effective Jan 01, 2022.*** | Hi Mark Electric Ltd
EP-2023-09670 | NULL | 1051 SEMLIN DRIVE, Vancouver, BC | Electrical Permit | Residential | New | In Review | Installation / Repair - Residential - Service and Branch Circuits >BP: To add, alter and convert this existing Character Church to a 3 storey with basement Multiple Conversion Dwelling containing two (2) dwelling units, to develop two (2) one-family dwellings and to develop three (3) infill one-family dwellings, for a total of seven (7) dwelling units, providing seven (7) parking spaces, having access from the lane. Building 1: BP-2022-05496 (MCD) - 1967 Napier St Building 2: BP-2022-05497 (SDH INFILL) - 1051 Semlin Drive Building 3: BP-2022-05498 (SDH) - 1963 Napier St Building 4: BP-2022-05499 (SDH INFILL) - 1061 Semlin Drive Building 5: BP-2022-05500 (SDH) - 1961 Napier St Building 6: BP-2022-05501 (SDH INFILL) - 1071 Semlin Drive Note: 1.0. Permit is for building 2. 2.0. Building is to be sprinklered with NFPA 13R. 3.0. This is reviewed under 9.10.14 of VBBL 2019. | Faraday Electrical Contractors Ltd
SP-2023-01903 | 2023-11-02 | 1051 SEMLIN DRIVE, Vancouver, BC | Sprinkler Permit | Residential | New | Issued | Residential - BLDG 2 - INFILL - 1FD - Fire sprinkler permit Nov 1/2023-AMEND Owner Certificate provided >BP: To add, alter and convert this existing Character Church to a 3 storey with basement Multiple Conversion Dwelling containing two (2) dwelling units, to develop two (2) one-family dwellings and to develop three (3) infill one-family dwellings, for a total of seven (7) dwelling units, providing seven (7) parking spaces, having access from the lane. | NewTech Fire Protection Ltd
PP-2023-02490 | 2023-11-03 | 1051 SEMLIN DRIVE, Vancouver, BC | Plumbing Permit | Residential | New | Issued | Residential - single family home >BP:To add, alter and convert this existing Character Church to a 3 storey with basement Multiple Conversion Dwelling containing two (2) dwelling units, to develop two (2) one-family dwellings and to develop three (3) infill one-family dwellings, for a total of seven (7) dwelling units, providing seven (7) parking spaces, having access from the lane. Building 1: BP-2022-05496 (MCD) - 1967 Napier St Building 2: BP-2022-05497 (SDH INFILL) - 1051 Semlin Drive Building 3: BP-2022-05498 (SDH) - 1963 Napier St Building 4: BP-2022-05499 (SDH INFILL) - 1061 Semlin Drive Building 5: BP-2022-05500 (SDH) - 1961 Napier St Building 6: BP-2022-05501 (SDH INFILL) - 1071 Semlin Drive Note: 1.0. Permit is for building 2. 2.0. Building is to be sprinklered with NFPA 13R. 3.0. This is reviewed under 9.10.14 of VBBL 2019. | CGM Mechanical Ltd
PP-2023-02486 | 2023-07-17 | 1963 NAPIER STREET, Vancouver, BC | Plumbing Permit | Residential | New | Issued | Residential - New plumbing for: single family home >BP: To add, alter and convert this existing Character Church to a 3 storey with basement Multiple Conversion Dwelling containing two (2) dwelling units, to develop two (2) one-family dwellings and to develop three (3) infill one-family dwellings, for a total of seven (7) dwelling units, providing seven (7) parking spaces, having access from the lane. Building 1: BP-2022-05496 (MCD) - 1967 Napier St Building 2: BP-2022-05497 (SDH INFILL) - 1051 Semlin Drive Building 3: BP-2022-05498 (SDH) - 1963 Napier St Building 4: BP-2022-05499 (SDH INFILL) - 1061 Semlin Drive Building 5: BP-2022-05500 (SDH) - 1961 Napier St Building 6: BP-2022-05501 (SDH INFILL) - 1071 Semlin Drive Note: 1.0. Building permit for building 3. 2.0. This application is reviewed under 9.10.15 of VBBL. 3.0. Building is sprinklered to NFPA 13D. | CGM Mechanical Ltd
EP-2023-09486 | NULL | 1963 NAPIER STREET, Vancouver, BC | Electrical Permit | Residential | Addition | In Review | Installation / Repair - Residential - Service and branch wiring on single family home >BP: To add, alter and convert this existing Character Church to a 3 storey with basement Multiple Conversion Dwelling containing two (2) dwelling units, to develop two (2) one-family dwellings and to develop three (3) infill one-family dwellings, for a total of seven (7) dwelling units, providing seven (7) parking spaces, having access from the lane. Building 1: BP-2022-05496 (MCD) - 1967 Napier St Building 2: BP-2022-05497 (SDH INFILL) - 1051 Semlin Drive Building 3: BP-2022-05498 (SDH) - 1963 Napier St Building 4: BP-2022-05499 (SDH INFILL) - 1061 Semlin Drive Building 5: BP-2022-05500 (SDH) - 1961 Napier St Building 6: BP-2022-05501 (SDH INFILL) - 1071 Semlin Drive Note: 1.0. Building permit for building 3. 2.0. This application is reviewed under 9.10.15 of VBBL. 3.0. Building is sprinklered to NFPA 13D. | Faraday Electrical Contractors Ltd
SP-2023-02011 | 2023-11-02 | 1963 NAPIER STREET, Vancouver, BC | Sprinkler Permit | Commercial | New | Issued | Commercial - BLDG 3 - Fire sprinkler heads >BP: To add, alter and convert this existing Character Church to a 3 storey with basement Multiple Conversion Dwelling containing two (2) dwelling units, to develop two (2) one-family dwellings and to develop three (3) infill one-family dwellings, for a total of seven (7) dwelling units, providing seven (7) parking spaces, having access from the lane. | NewTech Fire Protection Ltd
MP-2024-00055 | NULL | 1963 NAPIER STREET, Vancouver, BC | Mechanical Permit | NULL | NULL | Submitted | NULL | 365 Mechanical Ltd
EP-2023-09669 | NULL | 1061 SEMLIN DRIVE, Vancouver, BC | Electrical Permit | Residential | New | In Review | Installation / Repair - Residential - Service room. service and branch circuit for building 4 >BP: To add, alter and convert this existing Character Church to a 3 storey plus basement Multiple Conversion Dwelling containing two (2) dwelling units, to develop two (2) one-family dwellings and to develop three (3) infill one-family dwellings, for a total of seven (7) dwelling units, providing seven (7) parking spaces, having access from the lane. Building 1: BP-2022-05496 (MCD) - 1967 Napier St Building 2: BP-2022-05497 (SDH INFILL) - 1051 Semlin Drive Building 3: BP-2022-05498 (SDH) - 1963 Napier St Building 4: BP-2022-05499 (SDH INFILL) - 1061 Semlin Drive Building 5: BP-2022-05500 (SDH) - 1961 Napier St Building 6: BP-2022-05501 (SDH INFILL) - 1071 Semlin Drive Note: 1.0. Permit is for building 4. 2.0. Building is to be sprinklered with NFPA 13R. 3.0. This is reviewed under 9.10.14 of VBBL 2019. | Faraday Electrical Contractors Ltd
SP-2023-01904 | 2023-11-02 | 1061 SEMLIN DRIVE, Vancouver, BC | Sprinkler Permit | Residential | New | Issued | Residential - BLDG 4 - INFILL - 1FD - Fire sprinkler >BP: To add, alter and convert this existing Character Church to a 3 storey with basement Multiple Conversion Dwelling containing two (2) dwelling units, to develop two (2) one-family dwellings and to develop three (3) infill one-family dwellings, for a total of seven (7) dwelling units, providing seven (7) parking spaces, having access from the lane. | NewTech Fire Protection Ltd
PP-2023-02489 | 2023-07-17 | 1061 SEMLIN DRIVE, Vancouver, BC | Plumbing Permit | Residential | New | Issued | Residential - plumbing for: single family home >BP: To add, alter and convert this existing Character Church to a 3 storey plus basement Multiple Conversion Dwelling containing two (2) dwelling units, to develop two (2) one-family dwellings and to develop three (3) infill one-family dwellings, for a total of seven (7) dwelling units, providing seven (7) parking spaces, having access from the lane. Building 1: BP-2022-05496 (MCD) - 1967 Napier St Building 2: BP-2022-05497 (SDH INFILL) - 1051 Semlin Drive Building 3: BP-2022-05498 (SDH) - 1963 Napier St Building 4: BP-2022-05499 (SDH INFILL) - 1061 Semlin Drive Building 5: BP-2022-05500 (SDH) - 1961 Napier St Building 6: BP-2022-05501 (SDH INFILL) - 1071 Semlin Drive Note: 1.0. Permit is for building 4. 2.0. Building is to be sprinklered with NFPA 13R. 3.0. This is reviewed under 9.10.14 of VBBL 2019. | CGM Mechanical Ltd
PP-2023-02487 | 2023-07-17 | 1961 NAPIER STREET, Vancouver, BC | Plumbing Permit | Residential | New | Issued | Residential - plumbing for: single family home >BP: To add, alter and convert this existing Character Church to a 3 storey with basement Multiple Conversion Dwelling containing two (2) dwelling units, to develop two (2) one-family dwellings and to develop three (3) infill one-family dwellings, for a total of seven (7) dwelling units, providing seven (7) parking spaces, having access from the lane. Building 1: BP-2022-05496 (MCD) - 1967 Napier St Building 2: BP-2022-05497 (SDH INFILL) - 1051 Semlin Drive Building 3: BP-2022-05498 (SDH) - 1963 Napier St Building 4: BP-2022-05499 (SDH INFILL) - 1061 Semlin Drive Building 5: BP-2022-05500 (SDH) - 1961 Napier St Building 6: BP-2022-05501 (SDH INFILL) - 1071 Semlin Drive Note: 1.0. Building permit for building 5. 2.0. This application is reviewed under 9.10.14 of VBBL. 3.0. Building is sprinklered to NFPA 13D. | CGM Mechanical Ltd
EP-2023-09485 | NULL | 1961 NAPIER STREET, Vancouver, BC | Electrical Permit | Residential | Addition | In Review | Installation / Repair - Residential - Service and branch wiring on single family home >BP: To add, alter and convert this existing Character Church to a 3 storey with basement Multiple Conversion Dwelling containing two (2) dwelling units, to develop two (2) one-family dwellings and to develop three (3) infill one-family dwellings, for a total of seven (7) dwelling units, providing seven (7) parking spaces, having access from the lane. Building 1: BP-2022-05496 (MCD) - 1967 Napier St Building 2: BP-2022-05497 (SDH INFILL) - 1051 Semlin Drive Building 3: BP-2022-05498 (SDH) - 1963 Napier St Building 4: BP-2022-05499 (SDH INFILL) - 1061 Semlin Drive Building 5: BP-2022-05500 (SDH) - 1961 Napier St Building 6: BP-2022-05501 (SDH INFILL) - 1071 Semlin Drive Note: 1.0. Building permit for building 5. 2.0. This application is reviewed under 9.10.14 of VBBL. 3.0. Building is sprinklered to NFPA 13D. | Faraday Electrical Contractors Ltd
SP-2023-02013 | 2023-11-02 | 1961 NAPIER STREET, Vancouver, BC | Sprinkler Permit | Commercial | New | Issued | Commercial - BLDG 5 - 1FD - Fire Sprinkler Installation >BP: To add, alter and convert this existing Character Church to a 3 storey plus basement Multiple Conversion Dwelling containing two (2) dwelling units, to develop two (2) one-family dwellings and to develop three (3) infill one-family dwellings, for a total of seven (7) dwelling units, providing seven (7) parking spaces, having access from the lane. | NewTech Fire Protection Ltd
MP-2024-00056 | NULL | 1961 NAPIER STREET, Vancouver, BC | Mechanical Permit | NULL | NULL | Submitted | NULL | 365 Mechanical Ltd
NULL | NULL | 1071 SEMLIN DRIVE, Vancouver, BC | Mechanical Permit | NULL | NULL | Draft | NULL | 365 Mechanical
SP-2023-02012 | 2023-11-02 | 1071 SEMLIN DRIVE, Vancouver, BC | Sprinkler Permit | Commercial | New | Issued | Commercial - BLDG 6 - INFILL - 1FD - Fire sprinkler installation >BP: To add, alter and convert this existing Character Church to a 3 storey plus basement Multiple Conversion Dwelling containing two (2) dwelling units, to develop two (2) one-family dwellings and to develop three (3) infill one-family dwellings, for a total of seven (7) dwelling units, providing seven (7) parking spaces, having access from the lane. | NewTech Fire Protection Ltd
EP-2023-09671 | NULL | 1071 SEMLIN DRIVE, Vancouver, BC | Electrical Permit | Residential | New | In Review | Installation / Repair - Residential - Building 6 Unit C 1071 Semlin service and branch circuits >BP: To add, alter and convert this existing Character Church to a 3 storey plus basement Multiple Conversion Dwelling containing two (2) dwelling units, to develop two (2) one-family dwellings and to develop three (3) infill one-family dwellings, for a total of seven (7) dwelling units, providing seven (7) parking spaces, having access from the lane. Building 1: BP-2022-05496 (MCD) - 1967 Napier St Building 2: BP-2022-05497 (SDH INFILL) - 1051 Semlin Drive Building 3: BP-2022-05498 (SDH) - 1963 Napier St Building 4: BP-2022-05499 (SDH INFILL) - 1061 Semlin Drive Building 5: BP-2022-05500 (SDH) - 1961 Napier St Building 6: BP-2022-05501 (SDH INFILL) - 1071 Semlin Drive Note: 1.0. Permit is for building 6. 2.0. Building is to be sprinklered with NFPA 13D. 3.0. This is reviewed under 9.10.14 of VBBL 2019. | Faraday Electrical Contractors Ltd
PP-2023-02488 | 2023-08-03 | 1071 SEMLIN DRIVE, Vancouver, BC | Plumbing Permit | Residential | New | Issued | Residential - plumbing for: single family home >BP: To add, alter and convert this existing Character Church to a 3 storey plus basement Multiple Conversion Dwelling containing two (2) dwelling units, to develop two (2) one-family dwellings and to develop three (3) infill one-family dwellings, for a total of seven (7) dwelling units, providing seven (7) parking spaces, having access from the lane. Building 1: BP-2022-05496 (MCD) - 1967 Napier St Building 2: BP-2022-05497 (SDH INFILL) - 1051 Semlin Drive Building 3: BP-2022-05498 (SDH) - 1963 Napier St Building 4: BP-2022-05499 (SDH INFILL) - 1061 Semlin Drive Building 5: BP-2022-05500 (SDH) - 1961 Napier St Building 6: BP-2022-05501 (SDH INFILL) - 1071 Semlin Drive Note: 1.0. Permit is for building 6. 2.0. Building is to be sprinklered with NFPA 13D. 3.0. This is reviewed under 9.10.14 of VBBL 2019. | CGM Mechanical Ltd
EP-2023-05044 | 2023-06-30 | 526 E 53RD AVENUE #3, Vancouver, BC | Electrical Permit | Residential | Tenant Improvement | Completed | Installation / Repair - Residential - Electrical and security telephone cable rough in only >BP: To construct a 1 storey laneway house building ($149,510) with 1 open parking pad, providing a total of 1 parking spaces, having vehicular access from the 20' Lane. 1. Covenant not required with existing house 2. No Strata Titling permitted 3. No A/C Unit proposed 4. Entire building to be sprinklered 13D 5. Schedule B: (WING KI LEUNG) P.Eng (604.543.8044) Structural 6. Schedule B: (WING KI LEUNG) P.Eng (604.543.8044) Geotechnical 7. HPO: Residential Builder- VCL Construction Ltd. NOTE: To achieve the required FSR. A floor space exclusion of 3% has been applied to this application as per section 11.24.18 of the district schedule, to accommodate improved building performance. NOTE: Information regarding the principal building on the survey and site plan is for reference only. Any discrepancy between information regarding the principal building on the survey and/or site plan and approved permit drawings for the principal building are neither approved nor authorized under this laneway house permit. *EXISTING HOUSE* Note: Bldg 1 (principal bldg) addressed #1-526 E 53rd Av retained on site. ***This permit is issued under the VBBL 2019, with updated energy requirements as per bylaw # 12997 effective Jan 01, 2022.*** | Uppal Electrical Ltd
PP-2023-01854 | 2023-05-26 | 526 E 53RD AVENUE #3, Vancouver, BC | Plumbing Permit | Residential | New | Completed | Residential - Rough in >BP: To construct a 1 storey laneway house building with 1 open parking pad, providing a total of 1 parking spaces, having vehicular access from the 20' Lane. 1. Covenant not required with existing house 2. No Strata Titling permitted 3. No A/C Unit proposed 4. Entire building to be sprinklered 13D 5. Schedule B: (WING KI LEUNG) P.Eng (604.543.8044) Structural 6. Schedule B: (WING KI LEUNG) P.Eng (604.543.8044) Geotechnical 7. HPO: Residential Builder- VCL Construction Ltd. | FOCUS MECHANICAL LTD.
SP-2023-00812 | 2023-05-10 | 526 E 53RD AVENUE #3, Vancouver, BC | Sprinkler Permit | Residential | New | Completed | Residential - New sprinkler system >BP: To construct a 1 storey laneway house building with 1 open parking pad, providing a total of 1 parking spaces, having vehicular access from the 20' Lane. 1. Covenant not required with existing house 2. No Strata Titling permitted 3. No A/C Unit proposed 4. Entire building to be sprinklered 13D 5. Schedule B: (WING KI LEUNG) P.Eng (604.543.8044) Structural 6. Schedule B: (WING KI LEUNG) P.Eng (604.543.8044) Geotechnical 7. HPO: Residential Builder- VCL Construction Ltd. | Haven Fire Protection Ltd
SP-2023-00850 | NULL | 526 E 53RD AVENUE #3, Vancouver, BC | Sprinkler Permit | Residential | New | Withdrawn | Residential - New sprinkler system >BP: To construct a 1 storey laneway house building with 1 open parking pad, providing a total of 1 parking spaces, having vehicular access from the 20' Lane. 1. Covenant not required with existing house 2. No Strata Titling permitted 3. No A/C Unit proposed 4. Entire building to be sprinklered 13D 5. Schedule B: (WING KI LEUNG) P.Eng (604.543.8044) Structural 6. Schedule B: (WING KI LEUNG) P.Eng (604.543.8044) Geotechnical 7. HPO: Residential Builder- VCL Construction Ltd. | Haven Fire Protection Ltd
PP-2023-01183 | 2023-04-04 | 526 E 53RD AVENUE #3, Vancouver, BC | Plumbing Permit | Residential | New | Completed | Residential - LWH - #3 - INSTALLTION OF STORM AND SANITARY PIPE | J B Siteworks Inc
EP-2023-01889 | 2023-03-06 | 526 E 53RD AVENUE #3, Vancouver, BC | Electrical Permit | Residential | New | Issued | Temporary Power - Residential - To provide temporary power. | Uppal Electrical Ltd
EP-2024-00079 | 2024-01-04 | 3983 W 18TH AVENUE #3, Vancouver, BC | Electrical Permit | Residential | New | Issued | Temporary Power - Residential - To provide temporary power >Permit Amendment Jan 16, 2024 -Document Review: Rejected -"Special permission required to connect occupied main house to temporary service" -Document(s) uploaded to "Application Documents" tab for Electrical Inspector review. Documents are at pending status at time of permit amendment approval -Electrical contractor to request an electrical inspection online for the District Electrical Inspector to review document(s) | Higo Electric Ltd
SP-2023-02319 | 2024-01-04 | 3588 W 32ND AVENUE #3, Vancouver, BC | Sprinkler Permit | Residential | New | Issued | Residential - To install 12 sprinkler heads >BP: To construct a 2 storey laneway house building with an attached garage providing 2 parking spaces, having vehicular access from the lane. Note: This is a 1 ½ storey building pursuant to the Zoning & Development By-law The entire building, INCLUDING THE ATTACHED GARAGE (if applicable), to be sprinklered to NFPA 13D. 1. Covenant to be registered prior to sheathing inspection 2. No Strata Titling permitted 3. No A/C unit proposed 4. Schedule B: Tsung-Hua Yang P.Eng (604.729.0585) P.Eng Structural & Geotechnical 5. HPO: Residential Builder- Ao Jie Xu | General Sprinkler Systems Ltd
PP-2023-04154 | 2023-11-24 | 3588 W 32ND AVENUE #3, Vancouver, BC | Plumbing Permit | Residential | New | Issued | Residential - Sump Install | Apollo Excavating & Civil Works Ltd.
EP-2023-07269 | 2023-08-21 | 3588 W 32ND AVENUE #3, Vancouver, BC | Electrical Permit | Residential | New | Issued | Installation / Repair - Residential - ¦ #3 LWH- 400A ¦ This is a new LWH unit for 3588 W 32nd ave,address is #3-3588 W32nd Ae , all outlets, roughing and connection, lighting system, and all electrical equipment connection. In rough in procedure also pre-wire the data and TV communication cables. 2 Electrical Meter system. One meter for LWH :200A. One meter for Main unit: 200A. total Service:400A *An approved mechanical permit is required for the installation of air conditioning/ heat Pump before an electrical inspection will be performed >BP: To construct a 2 storey laneway house building ($225,000) with an attached garage providing 2 parking spaces, having vehicular access from the lane. Note: This is a 1 ½ storey building pursuant to the Zoning & Development By-law The entire building, INCLUDING THE ATTACHED GARAGE (if applicable), to be sprinklered to NFPA 13D. 1. Covenant to be registered prior to sheathing inspection 2. No Strata Titling permitted 3. No A/C unit proposed 4. Schedule B: Tsung-Hua Yang P.Eng (604.729.0585) P.Eng Structural & Geotechnical 5. HPO: Residential Builder- Ao Jie Xu ***This permit is issued under the VBBL 2019, with updated energy requirements as per bylaw # 12997 effective Jan 01, 2022.*** | AIGO TECHNOLOGY INC
SP-2023-00566 | 2023-04-03 | 139 DRAKE STREET #17B, Vancouver, BC V6Z 2T8 | Sprinkler Permit | Commercial | Renovation - Dwelling Unit(s) only | Completed | Commercial - add new and relocate sprinklers for new layouts >BP: Interior alterations to combine dwelling units 17A and 17B, retaining 17B, on the 17th floor of this multiple dwelling building on this site. Scope of work includes relocating the washer and dryer and reconfiguring the interior walls. | Yu Fire Protection Inc.
EP-2023-03191 | 2023-04-13 | 139 DRAKE STREET #17B, Vancouver, BC V6Z 2T8 | Electrical Permit | Commercial | Renovation | Completed | Installation / Repair - Commercial - Relocate lights, plugs, switches, fire alarm devices. >BP: Interior alterations to combine dwelling units 17A and 17B, retaining 17B, on the 17th floor of this multiple dwelling building on this site. Scope of work includes relocating the washer and dryer and reconfiguring the interior walls. OK for Field Review per W.Wong REVISION #1: To change the unit number from #17A to #17B. B.Wong - Jan 31/23 Note: - This building is sprinklered. A separate sprinkler permit is required. - Energy Upgrade: E2 - Lighting - Install energy efficient lighting fixtures (single occupied space area). - Schedule A and B, Plumbing, Alex Z. Q. Li, P.ENG, 778-323-1368. - Schedule B, Structrual, Yongkang Deng, P.ENG, 604-505-6816. *Apr 27, 2023 Permit Amendment: Relocate 2 smoke alarms and 1 fire alarm speakers. Add 2 smoke alarms in the room. Total values are $1000 | Ling-Tec Electrical Service Ltd
EP-2023-09835 | 2023-11-16 | 3379 PRICE STREET #3, Vancouver, BC V5R 5P8 | Electrical Permit | Residential | New | Issued | Installation / Repair - Residential - ¦ #3LWH ¦ SEPARATE SERVICE FROM 1FD ¦ laneway house rough wiring and finishing Black Box: 7680W >BP: To construct a 2 storey laneway house building ($241,250.00) with an attached garage and 1 open parking pad, providing a total of 2 parking spaces, having vehicular access from the 20' North Lane. Note: The entire building, INCLUDING THE ATTACHED GARAGE (if applicable), to be sprinklered to NFPA 13R Note: This is a 1 ½ storey building pursuant to the Zoning & Development By-law. 1. Covenant not required with existing house 2. No Strata Titling permitted 3. No external mechanical unit proposed 4. Schedule B: (K.J. Ma P.Eng (604.599.8890) Structural & Geotechnical 5. HPO: Residential Builder - Richtown Construction Ltd. NOTE: To achieve the required FSR. A floor space exclusion of 3% has been applied to this application as per section 11.24.18 of the district schedule, to accommodate improved building performance. *EXISTING HOUSE* Note: Bldg 1 (principal bldg) addressed #1-3379 Price St retained on site. ***This permit is issued under the VBBL 2019, with updated energy requirements as per bylaw # 12997 effective Jan 01, 2022.*** Amend: Dec 22, 2023 100 amp service please change 125amp to 100 amp | POWER STAR ELECTRICAL LTD
PP-2023-03694 | 2023-10-19 | 3379 PRICE STREET #3, Vancouver, BC V5R 5P8 | Plumbing Permit | Residential | New | Issued | Residential - new plumbing complete >BP: To construct a 2 storey laneway house building with an attached garage and 1 open parking pad, providing a total of 2 parking spaces, having vehicular access from the 20' North Lane. Note: The entire building, INCLUDING THE ATTACHED GARAGE (if applicable), to be sprinklered to NFPA 13R Note: This is a 1 ½ storey building pursuant to the Zoning & Development By-law. 1. Covenant not required with existing house 2. No Strata Titling permitted 3. No external mechanical unit proposed 4. Schedule B: (K.J. Ma P.Eng (604.599.8890) Structural & Geotechnical 5. HPO: Residential Builder - Richtown Construction Ltd. | Avion Mechanical Ltd
EP-2023-10410 | 2023-11-20 | 3379 PRICE STREET #3, Vancouver, BC V5R 5P8 | Electrical Permit | Residential | New | Issued | Installation / Repair - Residential - extra low voltage -complete security alarm rough in and finishing data cables, coax cable and fiber Door bell >BP: To construct a 2 storey laneway house building ($241,250.00) with an attached garage and 1 open parking pad, providing a total of 2 parking spaces, having vehicular access from the 20' North Lane. | AJ INTEGRATED SERVICES LTD
PP-2023-04083 | 2023-11-21 | 3379 PRICE STREET #3, Vancouver, BC V5R 5P8 | Plumbing Permit | Residential | New | Issued | Residential - LWH - #3 - install concrete sump | Kara Holdings Ltd
SP-2023-02263 | 2023-12-18 | 3379 PRICE STREET #3, Vancouver, BC V5R 5P8 | Sprinkler Permit | Residential | New | Issued | Residential - New sprinkler system >BP: To construct a 2 storey laneway house building with an attached garage and 1 open parking pad, providing a total of 2 parking spaces, having vehicular access from the 20' North Lane. Note: The entire building, INCLUDING THE ATTACHED GARAGE (if applicable), to be sprinklered to NFPA 13D (Rev. #1) updated Note: This is a 1 ½ storey building pursuant to the Zoning & Development By-law. 1. Covenant not required with existing house 2. No Strata Titling permitted 3. No external mechanical unit proposed 4. Schedule B: (K.J. Ma P.Eng (604.599.8890) Structural & Geotechnical 5. HPO: Residential Builder - Richtown Construction Ltd. | Haven Fire Protection Ltd
PP-2024-00129 | 2024-01-18 | 660 GRANVILLE STREET, Vancouver, BC | Plumbing Permit | Commercial | Renovation | Completed | Commercial - install drains for elevator and escalators | Crystal Creek Property Services Limited
SP-2023-01947 | NULL | 660 GRANVILLE STREET, Vancouver, BC | Sprinkler Permit | Commercial | Tenant Improvement | In Review | Commercial - Installation of Automatic Sprinkler System >BP: Interior alterations an existing two-level suite and Change of Major Occupancy from Fitness Centre (Group A2) to a Retail Shell space (Group E; 660 Granville St.) on Level 2 & Level 3 in this existing Municipally-Designated Heritage B mixed-use building. Scope of work includes removal of convenience stair and interconnected floor space connecting 3rd and 4th Floor amenity spaces, upgrading accessible washrooms on Level 4 to meet the current accessibility provisions (A4 upgrade), installation of demising walls on Level 1 to provide a separate entrance from 672 Granville St. at the West corner of the building, with replacement of exterior storefront door, and installation of new escalators, a freight elevator, a passenger elevator, and convenience stairs from Levels 1 to 3. This is a CP Process Permit and the applicant is Michael Linton, P. Eng., CP. ******REVIEWED UNDER THE PROVISIONS OF VBBL 2019******** Building Review Branch Note: This work is done by Landlord with Design Upgrade Levels F4, S4, N4, A4, & E4. Separate permits are required for a future tenant improvement and upgrade to Radio Antenna System (Part of F4). STAGED CONSTRUCTION Stage 1: Interior Alterations to Remove Existing finishes and equipment. (April 18, 2023 by A. Min) Stage 2: Interior and exterior alterations and Change of Major Occupancy for the shell space. (Jun 1, 2023 by A. Min) | D & R Fire Protection 2014 Ltd
MP-2023-00777 | 2023-05-04 | 2727 W 7TH AVENUE, Vancouver, BC | Mechanical Permit | NULL | NULL | Issued | NULL | KSS Mechanical Ltd
GP-2023-01846 | NULL | 2727 W 7TH AVENUE, Vancouver, BC | Gas Permit | Residential | New | Cancelled | Residential - Gas fitting | KSS Mechanical Ltd
EP-2023-03891 | 2023-05-11 | 6698 VIVIAN STREET, Vancouver, BC | Electrical Permit | Residential | New | Issued | Installation / Repair - Residential - New electrical construction for single family dwelling with secondary suite and Laneway house *An approved mechanical permit is required for the installation of air conditioning or heat pump unit at the time of installation before an electrical inspection will be performed >BP: To construct a 2 storey single detached house with a secondary suite located in the Basement ($1,002,150). A 2 car garage and 1 surface parking is provided for the proposed laneway house in the rear accessed from the lane. 1. Covenant registered at the Land Title Office under CB463862 2. A/C proposed – Exterior component located in the rear, Interior component located in second floor. 3. Bar sink located in basement 4. Schedule B: (Henry S.N Hsu) P.Eng (604.322.7158) Struct & Geo. 5. HPO: Residential Builder- Skymark Engineering Ltd - #21015 Note: The entire building, to be sprinklered to NFPA 13D | Kalen Leung
PP-2023-02611 | 2023-07-24 | 6698 VIVIAN STREET, Vancouver, BC | Plumbing Permit | Residential | New | Issued | Residential - New home build >BP: To construct a 2 storey single detached house with a secondary suite located in the Basement A 2 car garage and 1 surface parking is provided for the proposed laneway house in the rear accessed from the lane. 1. Covenant registered at the Land Title Office under CB463862 2. A/C proposed – Exterior component located in the rear, Interior component located in second floor. 3. Bar sink located in basement 4. Schedule B: (Henry S.N Hsu) P.Eng (604.322.7158) Struct & Geo. 5. HPO: Residential Builder- Skymark Engineering Ltd - #21015 | McLaren Mechanical
EP-2023-03019 | 2023-04-05 | 6698 VIVIAN STREET, Vancouver, BC | Electrical Permit | Residential | New | Issued | Temporary Power - Residential - To provide temporary power. | Kalen Leung
PP-2023-01442 | 2023-04-25 | 6698 VIVIAN STREET, Vancouver, BC | Plumbing Permit | Residential | New | Issued | Residential - 1FD+SS - #1 & #2 - sump installation | Kingsman Excavating Ltd.
MP-2023-01867 | 2023-10-18 | 6698 VIVIAN STREET, Vancouver, BC | Mechanical Permit | NULL | NULL | Issued | NULL | Lamanden Holdings Ltd
SP-2023-02071 | 2023-11-10 | 6698 VIVIAN STREET, Vancouver, BC | Sprinkler Permit | Residential | New | Issued | Residential - New sprinkler system for entire house. >BP: To construct a 2 storey single detached house with a secondary suite located in the Basement . A 2 car garage and 1 surface parking is provided for the proposed laneway house in the rear accessed from the lane. 1. Covenant registered at the Land Title Office under CB463862 2. A/C proposed – Exterior component located in the rear, Interior component located in second floor. 3. Bar sink located in basement 4. Schedule B: (Henry S.N Hsu) P.Eng (604.322.7158) Struct & Geo. 5. HPO: Residential Builder- Skymark Engineering Ltd - #21015 Note: The entire building, to be sprinklered to NFPA 13D | Acme Fire and Safety co
NULL | NULL | 6698 VIVIAN STREET, Vancouver, BC | Plumbing Permit | Residential | New | Withdrawn | Residential - Radiant heat in slab | McLaren Mechanical
MP-2023-01520 | 2023-08-17 | 6698 VIVIAN STREET, Vancouver, BC | Mechanical Permit | NULL | NULL | Issued | NULL | McLaren Mechanical
GP-2023-03710 | 2023-11-24 | 6698 VIVIAN STREET, Vancouver, BC | Gas Permit | Residential | New | Issued | Residential - 2 Range & 1 BBQ new gas lines >BP: To construct a 2 storey single detached house with a secondary suite located in the Basement ($1,002,150). A 2 car garage and 1 surface parking is provided for the proposed laneway house in the rear accessed from the lane. | K & E Gas Services Ltd
EP-2023-10691 | 2023-11-28 | 6698 VIVIAN STREET, Vancouver, BC | Electrical Permit | Residential | New | Issued | Installation / Repair - Residential - low voltage for alarm, Tel., TV, Data & CCTV - rough wire & completion >BP: To construct a 2 storey single detached house with a secondary suite located in the Basement ($1,002,150). A 2 car garage and 1 surface parking is provided for the proposed laneway house in the rear accessed from the lane. 1. Covenant registered at the Land Title Office under CB463862 2. A/C proposed – Exterior component located in the rear, Interior component located in second floor. 3. Bar sink located in basement 4. Schedule B: (Henry S.N Hsu) P.Eng (604.322.7158) Struct & Geo. 5. HPO: Residential Builder- Skymark Engineering Ltd - #21015 Note: The entire building, to be sprinklered to NFPA 13D ***This permit is issued under the VBBL 2019, with updated energy requirements as per bylaw # 12997 effective Jan 01, 2022.*** | Casbal Services Ltd
EP-2023-00940 | 2023-02-03 | 6 W 17TH AVENUE, Vancouver, BC V5Y 1Z4 | Electrical Permit | Commercial | NULL | Expired | Annual / Operating - Maintenance of existing operating electrical equipment. | Alcon Electrical (BC) Corp
SP-2023-01786 | 2023-09-27 | 2933 CHARLES STREET #3, Vancouver, BC | Sprinkler Permit | Residential | New | Issued | Residential - New sprinkler system >BP: Prescriptive Pathway To construct a 2 storey laneway house building with an open parking pad, providing 1 parking space, having vehicular access from the lane. Note: This is a 1 ½ storey building pursuant to the Zoning & Development By-law 1. Covenant registered at the Land Title Office under 702037 (N/A for standalone LWH) 2. No Strata Titling permitted 3. No External mechanical unit proposed 4. Schedule B: Jason Hui, P.Eng (778 319 3403) Structural & Geotechnical 5. HPO: Residential Builder - 1149692 B.C. LTD. 6. HRV required for laneway house as of year 2022 | Haven Fire Protection Ltd
EP-2023-08747 | 2023-09-27 | 2933 CHARLES STREET #3, Vancouver, BC | Electrical Permit | Residential | New | Issued | Installation / Repair - Residential - TV, telephone, security alarm prewire and complete installation. >BP: To construct a 2 storey laneway house building ($139,267.50) with an open parking pad, providing 1 parking space, having vehicular access from the lane. Note: This is a 1 ½ storey building pursuant to the Zoning & Development By-law 1. Covenant registered at the Land Title Office under 702037 (N/A for standalone LWH) 2. No Strata Titling permitted 3. No External mechanical unit proposed 4. Schedule B: Jason Hui, P.Eng (778 319 3403) Structural & Geotechnical 5. HPO: Residential Builder - 1149692 B.C. LTD. 6. HRV required for laneway house as of year 2022 ******THIS PERMIT HAS BEEN ISSUED UNDER THE REQUIREMENTS OF VBBL #12511 (2019)****** ***This permit is issued under the VBBL 2019, with updated energy requirements as per bylaw # 12997 effective Jan 01, 2022.*** | Tvisha Technologies Ltd
EP-2023-08409 | 2023-10-10 | 2933 CHARLES STREET #3, Vancouver, BC | Electrical Permit | Residential | New | Issued | Installation / Repair - Residential - ¦ #3LWH- 200A ¦ Wiring of Laneway construction >BP: To construct a 2 storey laneway house building ($139,267.50) with an open parking pad, providing 1 parking space, having vehicular access from the lane. Note: This is a 1 ½ storey building pursuant to the Zoning & Development By-law 1. Covenant registered at the Land Title Office under 702037 (N/A for standalone LWH) 2. No Strata Titling permitted 3. No External mechanical unit proposed 4. Schedule B: Jason Hui, P.Eng (778 319 3403) Structural & Geotechnical 5. HPO: Residential Builder - 1149692 B.C. LTD. 6. HRV required for laneway house as of year 2022 ******THIS PERMIT HAS BEEN ISSUED UNDER THE REQUIREMENTS OF VBBL #12511 (2019)****** ***This permit is issued under the VBBL 2019, with updated energy requirements as per bylaw # 12997 effective Jan 01, 2022.*** | JR ELECTRIC LTD.
PP-2023-03166 | 2023-09-08 | 2933 CHARLES STREET #3, Vancouver, BC | Plumbing Permit | Residential | New | Issued | Residential - LWH - #3 - New plumbing >DB: To construct a 2 storey laneway house building with an open parking pad, providing 1 parking space, having vehicular access from the lane. Note: This is a 1 ½ storey building pursuant to the Zoning & Development By-law 1. Covenant registered at the Land Title Office under 702037 (N/A for standalone LWH) 2. No Strata Titling permitted 3. No External mechanical unit proposed 6. HRV required for laneway house as of year 2022 ******THIS PERMIT HAS BEEN ISSUED UNDER THE REQUIREMENTS OF VBBL #12511 (2019)****** ***This permit is issued under the VBBL 2019, with updated energy requirements as per bylaw # 12997 effective Jan 01, 2022.*** | L G PLUMBING AND HEATING LTD
EP-2023-11004 | 2023-12-18 | 8286 ELLIOTT STREET #3, Vancouver, BC | Electrical Permit | Residential | New | Issued | Installation / Repair - Residential - New laneway house electrical work Yes it's underground transformer in front of house main 400 amp 200 amp main house and 200 amp to laneway house >BP: To construct a 2 storey laneway house building ($225,000.00) with a detached accessory building (garage) providing 2 parking spaces and 1 open parking pad, providing a total of 3 parking spaces, having vehicular access from the lane. Note: This is a 1 ½ storey building pursuant to the Zoning & Development By-law 1. Covenant registered at the Land Title Office under CB594139 2. No Strata Titling permitted 3. No external mechanical unit proposed 4. Schedule B: Wing Ki Leung P.Eng (604.543.8044) Structural 5. Schedule B: GongZuo Zhou P.Eng (604.838.2586) Geotechnical 6. HPO: Residential Builder - Woodbine Builders Ltd | Uppal Electrical Ltd
PP-2023-04372 | 2023-12-19 | 8286 ELLIOTT STREET #3, Vancouver, BC | Plumbing Permit | Residential | New | Issued | Residential - Plumbing for: >BP: To construct a 2 storey laneway house building ($225,000.00) with a detached accessory building (garage) providing 2 parking spaces and 1 open parking pad, providing a total of 3 parking spaces, having vehicular access from the lane. Note: This is a 1 ½ storey building pursuant to the Zoning & Development By-law 1. Covenant registered at the Land Title Office under CB594139 2. No Strata Titling permitted 3. No external mechanical unit proposed 4. Schedule B: Wing Ki Leung P.Eng (604.543.8044) Structural 5. Schedule B: GongZuo Zhou P.Eng (604.838.2586) Geotechnical 6. HPO: Residential Builder - Woodbine Builders Ltd | Blueline Plumbing & Heating Ltd
EP-2023-03769 | 2023-05-01 | 622 SW MARINE DRIVE, Vancouver, BC V6P 5Y1 | Electrical Permit | Commercial | New | Issued | Temporary Power - Commercial - To provide temporary power. | Nightingale Electric Ltd
PP-2023-04405 | NULL | 8433 ASH STREET, Vancouver, BC V6P 5Y1 | Plumbing Permit | Commercial | New | Applicant Revisions | Commercial - The below grade plumbing scope of work for levels P2, P1, and underside of the L2 slab according to BP2.. >BP: To construct two mixed-use residential towers above a one-storey podium with mid-block break, all over 2 levels of below grade parking with vehicular access from W 70th Av. Total number of dwelling units = 580. Four Fire Dept response points and four separate monitoring signals: 1. 8433 Ash St (NE Tower Residential, 675 W 70 Ave and Amenity Podium) 2. 681 W 70 Av (SW Tower Residential, Bike storage, below grade parking) 3. 638 SW Marine Dr (east block CRUs & childcare facility) 4. 650 SW Marine Dr (west block CRUs) Guest suites are considered as indoor amenity space. All tenant space requires separate tenant improvement permits. Patios require separate building permits. This permit has been reviewed under the 2019 Vancouver Building By-law (#12511). Building to be sprinklered to NFPA 13 requirements. Radio Antenna System to be installed in this building. STAGED CONSTRUCTION Stage 1 - Excavation and Shoring - issued June 20, 2023 (BP in advance of DP) Stage 2 - Foundation to L2 slab, structure only - issued October 26, 2023 Stage 3 - Full Construction - in review (DPMA not issued) | Pitt Meadows Plumbing & Mechanical Systems (2001) Ltd
PP-2023-03222 | 2023-09-18 | 8433 ASH STREET, Vancouver, BC V6P 5Y1 | Plumbing Permit | Commercial | New | Issued | Commercial - Below grade plumbing scope of work until final BP issued for the tower >BP: To construct two mixed-use residential towers above a one-storey podium with mid-block break, all over 2 levels of below grade parking with vehicular access from W 70th Av. The entire project is designed as one building under VBBL. Northeast Tower - 8433 Ash St - 34 storeys consists of 1st storey - Multiple Dwelling units, amenity spaces and service rooms, 2nd storey - Retail shells, dwelling units and Childcare facility principal entrance, 3rd storey - dwelling units, 4th storey - Childcare facility (shell) with outdoor space and dwelling units, 5th to 34th storeys - dwelling units with indoor and outdoor amenity spaces on 5th, 9th (include 2 guest suites), 33rd and 34th storeys. Southwest Tower - 681 W 70 Av - 29 storeys consists of 1st storey - residential lobby, amenity spaces and service rooms, 2nd storey - retail shells, 3rd to 29th storeys - dwelling units with indoor and outdoor amenity spaces on 8th (include 1 guest suite), 28th and 29th storeys. Total number of dwelling units = 575. Guest suites are considered as indoor amenity space and will not be contributed to dwelling unit counts under HPO. All tenant space requires separate tenant improvement permits. Patios require separate building permits. This permit has been reviewed under the 2019 Vancouver Building By-law (#12511). Building to be sprinklered to NFPA 13 requirements. Radio Antenna System to be installed in this building. STAGED CONSTRUCTION Stage 1 - Excavation and Shoring - issued June 20, 2023 (BP in advance of DP) Stage 2 - Foundation to L2 slab, structure only - in review | Pitt Meadows Plumbing & Mechanical Systems (2001) Ltd
SP-2023-01775 | NULL | 8433 ASH STREET, Vancouver, BC V6P 5Y1 | Sprinkler Permit | Commercial | New | Applicant Revisions | Commercial - Installation of an automatic sprinkler system-Underground >BP: To construct two mixed-use residential towers above a one-storey podium with mid-block break, all over 2 levels of below grade parking with vehicular access from W 70th Av. The entire project is designed as one building under VBBL. Northeast Tower - 8433 Ash St - 34 storeys consists of 1st storey - Multiple Dwelling units, amenity spaces and service rooms, 2nd storey - Retail shells, dwelling units and Childcare facility principal entrance, 3rd storey - dwelling units, 4th storey - Childcare facility (shell) with outdoor space and dwelling units, 5th to 34th storeys - dwelling units with indoor and outdoor amenity spaces on 5th, 9th (include 2 guest suites), 33rd and 34th storeys. Southwest Tower - 681 W 70 Av - 29 storeys consists of 1st storey - residential lobby, amenity spaces and service rooms, 2nd storey - retail shells, 3rd to 29th storeys - dwelling units with indoor and outdoor amenity spaces on 8th (include 1 guest suite), 28th and 29th storeys. Total number of dwelling units = 575. Guest suites are considered as indoor amenity space and will not be contributed to dwelling unit counts under HPO. All tenant space requires separate tenant improvement permits. Patios require separate building permits. This permit has been reviewed under the 2019 Vancouver Building By-law (#12511). Building to be sprinklered to NFPA 13 requirements. Radio Antenna System to be installed in this building. STAGED CONSTRUCTION Stage 1 - Excavation and Shoring - issued June 20, 2023 (BP in advance of DP) Stage 2 - Foundation to L2 slab, structure only - in review | NULL
EP-2023-09805 | 2023-11-08 | 8433 ASH STREET, Vancouver, BC V6P 5Y1 | Electrical Permit | Commercial | New | Issued | Interim - Commercial - New construction 2 residential towers with underground parkade, daycare, amenities, CRU's, heat trace for mechanical -Interim permit for EP-2023-09804 >BP: To construct two mixed-use residential towers above a one-storey podium with mid-block break, all over 2 levels of below grade parking with vehicular access from W 70th Av. The entire project is designed as one building under VBBL. Northeast Tower - 8433 Ash St - 34 storeys consists of 1st storey - Multiple Dwelling units, amenity spaces and service rooms, 2nd storey - Retail shells, dwelling units and Childcare facility principal entrance, 3rd storey - dwelling units, 4th storey - Childcare facility (shell) with outdoor space and dwelling units, 5th to 34th storeys - dwelling units with indoor and outdoor amenity spaces on 5th, 9th (include 2 guest suites), 33rd and 34th storeys. Southwest Tower - 681 W 70 Av - 29 storeys consists of 1st storey - residential lobby, amenity spaces and service rooms, 2nd storey - retail shells, 3rd to 29th storeys - dwelling units with indoor and outdoor amenity spaces on 8th (include 1 guest suite), 28th and 29th storeys. Total number of dwelling units = 575. Guest suites are considered as indoor amenity space and will not be contributed to dwelling unit counts under HPO. All tenant space requires separate tenant improvement permits. Patios require separate building permits. This permit has been reviewed under the 2019 Vancouver Building By-law (#12511). Building to be sprinklered to NFPA 13 requirements. Radio Antenna System to be installed in this building. STAGED CONSTRUCTION Stage 1 - Excavation and Shoring - issued June 20, 2023 (BP in advance of DP) Stage 2 - Foundation to L2 slab, structure only - issued October 26, 2023 | Nightingale Electric Ltd
EP-2023-09804 | NULL | 8433 ASH STREET, Vancouver, BC V6P 5Y1 | Electrical Permit | Commercial | New | Applicant Revisions | Installation / Repair - Commercial - New construction 2 residential towers with an underground parkade, commercial CRU's, daycare, amenities, heat trays for mechanical systems, >BP: To construct two mixed-use residential towers above a one-storey podium with mid-block break, all over 2 levels of below grade parking with vehicular access from W 70th Av. The entire project is designed as one building under VBBL. Northeast Tower - 8433 Ash St - 34 storeys consists of 1st storey - Multiple Dwelling units, amenity spaces and service rooms, 2nd storey - Retail shells, dwelling units and Childcare facility principal entrance, 3rd storey - dwelling units, 4th storey - Childcare facility (shell) with outdoor space and dwelling units, 5th to 34th storeys - dwelling units with indoor and outdoor amenity spaces on 5th, 9th (include 2 guest suites), 33rd and 34th storeys. Southwest Tower - 681 W 70 Av - 29 storeys consists of 1st storey - residential lobby, amenity spaces and service rooms, 2nd storey - retail shells, 3rd to 29th storeys - dwelling units with indoor and outdoor amenity spaces on 8th (include 1 guest suite), 28th and 29th storeys. Total number of dwelling units = 575. Guest suites are considered as indoor amenity space and will not be contributed to dwelling unit counts under HPO. All tenant space requires separate tenant improvement permits. Patios require separate building permits. This permit has been reviewed under the 2019 Vancouver Building By-law (#12511). Building to be sprinklered to NFPA 13 requirements. Radio Antenna System to be installed in this building. STAGED CONSTRUCTION Stage 1 - Excavation and Shoring - issued June 20, 2023 (BP in advance of DP) Stage 2 - Foundation to L2 slab, structure only - issued October 26, 2023 | Nightingale Electric Ltd
EP-2023-03768 | 2023-05-01 | 688 SW MARINE DRIVE, Vancouver, BC V6P 5Y1 | Electrical Permit | Commercial | New | Issued | Temporary Power - Commercial - To provide temporary power. | Nightingale Electric Ltd
PP-2023-01386 | 2023-04-24 | 3092 W 37TH AVENUE #3, Vancouver, BC | Plumbing Permit | Residential | New | Completed | Residential - LWH - #3 - 1 sump out of the Laneway | Jewel Mini Excavating Ltd
PP-2023-01658 | 2023-05-10 | 3092 W 37TH AVENUE #3, Vancouver, BC | Plumbing Permit | Residential | New | Completed | Residential - LWH - #3 - Plumbing Entire building to be sprinklered 13D >DB: To construct a 2 storey laneway house building with 1 open parking pad, providing a total of 1 parking spaces, having vehicular access from the 20' Lane. Note: This is a 1 ½ storey building pursuant to the Zoning & Development By-law. 1. Covenant not required with existing house 2. No Strata Titling permitted 3. No A/C Unit proposed 4. Entire building to be sprinklered 13D | SUN STAR MECHANICAL LTD
MP-2023-00877 | 2023-05-18 | 3092 W 37TH AVENUE #3, Vancouver, BC | Mechanical Permit | NULL | NULL | Completed | NULL | SUN STAR MECHANICAL LTD
EP-2023-04605 | 2023-06-07 | 3092 W 37TH AVENUE #3, Vancouver, BC | Electrical Permit | Residential | New | Completed | Installation / Repair - Residential - Rough wiring, finishing and service of new lwh >Permit Amendment Oct 27, 2023 -"Amend the service wire size to 250kcmil" >BP: To construct a 2 storey laneway house building ($231,425) with 1 open parking pad, providing a total of 1 parking spaces, having vehicular access from the 20' Lane. Note: This is a 1 ½ storey building pursuant to the Zoning & Development By-law. 1. Covenant not required with existing house 2. No Strata Titling permitted 3. No A/C Unit proposed 4. Entire building to be sprinklered 13D 5. Schedule B: (YATENDRA KUMAR SHARMA) P.Eng (778.863.7076) Structural 6. Schedule B: (YATENDRA KUMAR SHARMA) P.Eng (778.863.7076) Geotechnical 7. HPO: Residential Builder- Star Home Plans Inc 8. HRV is required for laneway house as of year 2022 | OPTIMUM ELECTRICAL LTD
SP-2023-00999 | 2023-06-06 | 3092 W 37TH AVENUE #3, Vancouver, BC | Sprinkler Permit | Residential | New | Completed | Residential - LWH - #3 - new home >DB: To construct a 2 storey laneway house building with 1 open parking pad, providing a total of 1 parking spaces, having vehicular access from the 20' Lane. Note: This is a 1 ½ storey building pursuant to the Zoning & Development By-law. 1. Covenant not required with existing house 2. No Strata Titling permitted 3. No A/C Unit proposed 4. Entire building to be sprinklered 13D | SBMS Construction Ltd
EP-2023-04987 | 2023-06-06 | 3092 W 37TH AVENUE #3, Vancouver, BC | Electrical Permit | Residential | New | Completed | Installation / Repair - Residential - Tv, telephone, alarm prewire and complete. >BP: To construct a 2 storey laneway house building ($231,425) with 1 open parking pad, providing a total of 1 parking spaces, having vehicular access from the 20' Lane. Note: This is a 1 ½ storey building pursuant to the Zoning & Development By-law. 1. Covenant not required with existing house 2. No Strata Titling permitted 3. No A/C Unit proposed 4. Entire building to be sprinklered 13D 5. Schedule B: (YATENDRA KUMAR SHARMA) P.Eng (778.863.7076) Structural 6. Schedule B: (YATENDRA KUMAR SHARMA) P.Eng (778.863.7076) Geotechnical 7. HPO: Residential Builder- Star Home Plans Inc 8. HRV is required for laneway house as of year 2022 NOTE: To achieve the required FSR. A floor space exclusion of 3% has been applied to this application as per section 11.3.8.24(d) of the district schedule, to accommodate improved building performance. NOTE: Information regarding the principal building on the survey and site plan is for reference only. Any discrepancy between information regarding the principal building on the survey and/or site plan and approved permit drawings for the principal building are neither approved nor authorized under this laneway house permit. *EXISTING HOUSE* Note: Bldg 1 (principal bldg) addressed #1-3092 W 37th Av Ave retained on site. ***This permit is issued under the VBBL 2019, with updated energy requirements as per bylaw # 12997 effective Jan 01, 2022.***. | Tvisha Technologies Ltd
PP-2024-00147 | 2024-01-22 | 3092 W 37TH AVENUE #3, Vancouver, BC | Plumbing Permit | Residential | New | Completed | Residential - Final plumbing only | Lally Plumbing & Heating Ltd
EP-2024-00293 | 2024-01-11 | 2550 TRINITY STREET, Vancouver, BC | Electrical Permit | Residential | New | Issued | Temporary Power - Residential - To provide temporary power. ***NOTE: Work authorized by this permit is for placement of a temporary power pole only and does not authorize any site construction and/or excavation. A separate Building Permit will be required prior to commencement of any other work on this site. | Dantec Services Ltd
NULL | NULL | 2727 KINGSWAY, Vancouver, BC | Electrical Permit | Commercial | New | Draft | Installation / Repair - Commercial - Electrical installation 12 CRU units, 217 residential units. | Allwest Electric Ltd
EP-2023-08642 | 2023-09-25 | 1927 TURNER STREET, Vancouver, BC V5L 1X8 | Electrical Permit | Residential | New | Issued | Installation / Repair - Residential - Security Alarm pre-wire, telephone, tv, doorbell. >BP: To construct a 1 storey laneway house building ($187,120) with an open parking pad, providing 1 parking space, having vehicular access from the lane. | Best Built-In Centre Ltd
SP-2023-01679 | 2023-09-14 | 1927 TURNER STREET, Vancouver, BC V5L 1X8 | Sprinkler Permit | Residential | New | Issued | Residential - LWH - sprinkler system for laneway >DB: To construct a 1 storey laneway house building with an open parking pad, providing 1 parking space, having vehicular access from the lane. Note: Bldg 1 (principal bldg) addressed 1926 Ferndale Street retained on site. 1. Covenant not required with existing house 2. No Strata Titling permitted 3. No A/C Unit proposed ***This permit is issued under the VBBL 2019, with updated energy requirements as per bylaw # 12997 effective Jan 01, 2022.*** | Alco Fire Protection Ltd
SP-2023-01260 | 2023-07-14 | 1927 TURNER STREET, Vancouver, BC V5L 1X8 | Sprinkler Permit | Residential | New | Cancelled | Residential - LWH - new sprinkler system >DB: To construct a 1 storey laneway house building with an open parking pad, providing 1 parking space, having vehicular access from the lane. Note: This is a 1 storey building pursuant to the Zoning & Development By-law 1. Covenant not required with existing house 2. No Strata Titling permitted 3. No A/C Unit proposed ***This permit is issued under the VBBL 2019, with updated energy requirements as per bylaw # 12997 effective Jan 01, 2022.*** | Alco Fire Protection Ltd
PP-2023-02680 | 2023-07-28 | 1927 TURNER STREET, Vancouver, BC V5L 1X8 | Plumbing Permit | Residential | New | Issued | Residential - New Laneway house >BP: To construct a 1 storey laneway house building with an open parking pad, providing 1 parking space, having vehicular access from the lane. Note: This is a 1 storey building pursuant to the Zoning & Development By-law Note: Bldg 1 (principal bldg) addressed 1926 Ferndale Street retained on site. 1. Covenant not required with existing house 2. No Strata Titling permitted 3. No A/C Unit proposed 4. Schedule B: Oswald Wegner P.Eng (604)-579-0110 Structural 5. Schedule B: P.K.L. Fong P.Eng (604)-837-3205 Geotechnical 6. HPO: Residential Builder- Smallworks Studio and Laneway Housing Inc. | Next Level Plumbing Ltd
MP-2023-01372 | 2023-07-27 | 1927 TURNER STREET, Vancouver, BC V5L 1X8 | Mechanical Permit | NULL | NULL | Issued | NULL | Next Level Plumbing Ltd
EP-2023-06095 | 2023-08-01 | 1927 TURNER STREET, Vancouver, BC V5L 1X8 | Electrical Permit | Residential | New | Issued | Installation / Repair - Residential - ¦ LWH/ 200A ¦ New laneway house wiring, new service 200 amp main, 200 amp main house, 100 amp laneway house >Permit Amendment Aug 15, 2023 -"See uploaded load calculation with changes as per inspectors request" *Electrical contractor to request an electrical inspection online for the District Electrical Inspector to review document(s) uploaded to application documents: https://plposweb.vancouver.ca/Public/Login.aspx >BP: To construct a 1 storey laneway house building ($187,120) with an open parking pad, providing 1 parking space, having vehicular access from the lane. Note: This is a 1 storey building pursuant to the Zoning & Development By-law Note: Bldg 1 (principal bldg) addressed 1926 Ferndale Street retained on site. 1. Covenant not required with existing house 2. No Strata Titling permitted 3. No A/C Unit proposed 4. Schedule B: Oswald Wegner P.Eng (604)-579-0110 Structural 5. Schedule B: P.K.L. Fong P.Eng (604)-837-3205 Geotechnical 6. HPO: Residential Builder- Smallworks Studio and Laneway Housing Inc. ***This permit is issued under the VBBL 2019, with updated energy requirements as per bylaw # 12997 effective Jan 01, 2022.*** | O J ELECTRIC LTD
PP-2023-02331 | 2023-06-30 | 1927 TURNER STREET, Vancouver, BC V5L 1X8 | Plumbing Permit | Residential | New | Issued | Residential - Install sump | Octiscapes Site Services Ltd
GP-2023-01217 | 2023-04-14 | 2861 W 12TH AVENUE, Vancouver, BC V6K 2R1 | Gas Permit | Residential | New | Completed | Residential - Installation of 2 gas ranges >BP: To construct a 2 storey r two-family dwelling ($705,925) with a detached accessory building (garage) providing 2 parking spaces, having vehicular access from the lane. | Sunrise Heating and Cooling Ltd
EP-2023-03114 | 2023-04-12 | 320 GRANVILLE STREET, Vancouver, BC V6C 1S9 | Electrical Permit | Commercial | Renovation | Completed | Installation / Repair - Commercial - p/w and comp of access control and cameras >BP: Interior alteration to the 24 floor shell space (1st TI) of this existing 31 storey mixed use building for a new office (D) tenant. to be reviewed under the 2019 VBBL. Stage one - full construction - accepted Oct.14/22 Erv | First Choice Security & Audio Systems (2000) Ltd
SP-2023-01200 | NULL | 320 GRANVILLE STREET, Vancouver, BC V6C 1S9 | Sprinkler Permit | Commercial | Tenant Improvement | Withdrawn | Commercial - Adjust existing sprinkler heads to face downward to be accessible after the ceiling tile installation. | Active Fire & Safety Services Ltd
SP-2023-01354 | 2023-07-25 | 320 GRANVILLE STREET, Vancouver, BC V6C 1S9 | Sprinkler Permit | Commercial | Tenant Improvement | Completed | Commercial - Drop 8 sprinklers into new ceilings >BP: #720 - 7th Floor Interior alterations to provide first tenant improvement for a new office tenant on the 7th floor (#720) in this existing mixed-use (restaurant/retail/office) building on this site. Scope of work: Construct new interior partitions, paint, new flooring, HVAC, electrical and light fixtures, plumbing and sprinkler work to suit. TENANT: LJ Resources Co. Ltd *****This application does not include any of the following: 1. Not more than 20 sprinklers (add, relocate, or remove), 2. hydraulic calculations, 3. change in occupancy and /or hazard classification, 4. warehouse storage arrangements, 5. mobile compact storage arrangements, 6. alternative solutions, 7. changes to the sprinkler system supply piping (e.g. valves, mains, cross-mains, branch-lines, etc.), or 8. flexible sprinkler pipe. | Titan Fire Protection Ltd
EP-2023-11331 | 2023-12-22 | 320 GRANVILLE STREET, Vancouver, BC V6C 1S9 | Electrical Permit | Commercial | NULL | Issued | Annual / Operating - All minor Maintenance, service work to base building and supervisory of fire alarm, generator and Unit Sub. | Tower Electric Ltd
MP-2023-00780 | 2023-05-04 | 2206 E 7TH AVENUE, Vancouver, BC V5N 1S7 | Mechanical Permit | NULL | NULL | Completed | NULL | Power Cool Electrical & Refrigeration Mech Ltd
EP-2023-06126 | 2023-07-25 | 7188 NANAIMO STREET #3, Vancouver, BC | Electrical Permit | Residential | New | Issued | Installation / Repair - Residential - ¦ #3LWH/ 200A ¦ Rough in and Finish Wiring for Laneway being added to existing House, Upgrading Service. Heat Pump and Car charger to be installed. Extra Low Voltage Rough in to be done *An approved mechanical permit is required for the installation of air conditioning or heat pump unit at the time of installation before an electrical inspection will be performed >BP: To construct a 2 storey laneway house building ($228,590) with an attached garage and 1 open parking pad, providing a total of 2 parking spaces, having vehicular access from the 20' Lane. Note: This is a 1 ½ storey building pursuant to the Zoning & Development By-law. 1. Covenant not required with existing house 2. No Strata Titling permitted 3. Entire building to be sprinklered 13D 4. Heat Pump proposed – Exterior component located in rear yard, Interior component located in upper floor 5. Schedule B: (Shambhu N. Biswas) P.Eng (604.250.8666) Structural 6. Schedule B: (Shambhu N. Biswas) P.Eng (604.250.8666) Geotechnical 7. HPO: Residential Builder-Py Chue Construction Ltd 8. HRV required for laneway house NOTE: To achieve the required FSR. A floor space exclusion of 3% has been applied to this application as per section 11.3.8.24(d) of the district schedule, to accommodate improved building performance. *EXISTING HOUSE* Note: Bldg 1 (principal bldg) addressed #1-7188 Nanaimo St retained on site. ***This permit is issued under the VBBL 2019, with updated energy requirements as per bylaw # 12997 effective Jan 01, 2022.*** | AMTEK Electric Ltd
MP-2023-02145 | 2023-12-03 | 7188 NANAIMO STREET #3, Vancouver, BC | Mechanical Permit | NULL | NULL | Issued | NULL | DAYLIGHT HEATING AND AIR CONDITIONING LTD
PP-2023-03357 | 2023-09-20 | 7188 NANAIMO STREET #3, Vancouver, BC | Plumbing Permit | Residential | New | Issued | Residential - New laneway home plumbing >BP: To construct a 2 storey laneway house building with an attached garage and 1 open parking pad, providing a total of 2 parking spaces, having vehicular access from the 20' Lane. Note: This is a 1 ½ storey building pursuant to the Zoning & Development By-law. 1. Covenant not required with existing house 2. No Strata Titling permitted 3. Entire building to be sprinklered 13D 4. Heat Pump proposed – Exterior component located in rear yard, Interior component located in upper floor 5. Schedule B: (Shambhu N. Biswas) P.Eng (604.250.8666) Structural 6. Schedule B: (Shambhu N. Biswas) P.Eng (604.250.8666) Geotechnical 7. HPO: Residential Builder-Py Chue Construction Ltd 8. HRV required for laneway house | L G PLUMBING AND HEATING LTD
PP-2023-02845 | 2023-08-14 | 7188 NANAIMO STREET #3, Vancouver, BC | Plumbing Permit | Residential | New | Issued | Residential - LWH - #3 - Sump | BESTWAY EXCAVATING & DEMOLITION 2008 LTD
SP-2023-02089 | 2023-11-16 | 7188 NANAIMO STREET #3, Vancouver, BC | Sprinkler Permit | Residential | New | Issued | Residential - Install sprinklers in LWH >BP: To construct a 2 storey laneway house building with an attached garage and 1 open parking pad, providing a total of 2 parking spaces, having vehicular access from the 20' Lane. Note: This is a 1 ½ storey building pursuant to the Zoning & Development By-law. 1. Covenant not required with existing house 2. No Strata Titling permitted 3. Entire building to be sprinklered 13D 4. Heat Pump proposed – Exterior component located in rear yard, Interior component located in upper floor 5. Schedule B: (Shambhu N. Biswas) P.Eng (604.250.8666) Structural 6. Schedule B: (Shambhu N. Biswas) P.Eng (604.250.8666) Geotechnical 7. HPO: Residential Builder-Py Chue Construction Ltd 8. HRV required for laneway house | Gold Key Fire Protection Ltd
SP-2023-02174 | 2023-12-01 | 2781 E 51ST AVENUE, Vancouver, BC | Sprinkler Permit | Residential | New | Issued | Residential - LWH - New sprinkler system for new building >DB: To construct a 2 storey laneway house building with an attached 2 car garage and 1 open parking pad, providing a total of 3 parking spaces, having vehicular access from the 20' Lane. Note: The entire building, to be sprinklered to NFPA 13R Note: This is a 1 ½ storey building pursuant to the Zoning & Development By-law. 1. Covenant registered at the Land Title Office under CB463862 2. No Strata Titling permitted 3. No A/C Unit proposed ***This permit is issued under the VBBL 2019, with updated energy requirements as per bylaw # 12997 effective Jan 01, 2022.*** | Acme Fire and Safety co
EP-2023-10692 | 2023-11-28 | 2781 E 51ST AVENUE, Vancouver, BC | Electrical Permit | Residential | New | Issued | Installation / Repair - Residential - low voltage for alarm, Tel., TV & data - rough wire & completion >BP: to construct a 2 storey laneway house building ($255,125) with an attached 2 car garage and 1 open parking pad, providing a total of 3 parking spaces, having vehicular access from the 20' Lane. Note: The entire building, to be sprinklered to NFPA 13R Note: This is a 1 ½ storey building pursuant to the Zoning & Development By-law. 1. Covenant registered at the Land Title Office under CB463862 2. No Strata Titling permitted 3. No A/C Unit proposed 4. Schedule B: (Henry S.N Hsu) P.Eng (604.322.7158) Struct. & Geo. 5. Schedule B: (Wayne Ng) P.Eng (604.451.1228) Arch 6. HPO: Residential Builder- Skymark Engineering - #21015 ***This permit is issued under the VBBL 2019, with updated energy requirements as per bylaw # 12997 effective Jan 01, 2022.*** | Casbal Services Ltd
MP-2023-01868 | 2023-10-18 | 2781 E 51ST AVENUE, Vancouver, BC | Mechanical Permit | NULL | NULL | Issued | NULL | Lamanden Holdings Ltd
PP-2023-02613 | 2023-07-24 | 2781 E 51ST AVENUE, Vancouver, BC | Plumbing Permit | Residential | New | Issued | Residential - LWH - Laneway home >DB: To construct a 2 storey laneway house building with an attached 2 car garage and 1 open parking pad, providing a total of 3 parking spaces, having vehicular access from the 20' Lane. Note: The entire building, to be sprinklered to NFPA 13R Note: This is a 1 ½ storey building pursuant to the Zoning & Development By-law. 1. Covenant registered at the Land Title Office under CB463862 2. No Strata Titling permitted 3. No A/C Unit proposed ***This permit is issued under the VBBL 2019, with updated energy requirements as per bylaw # 12997 effective Jan 01, 2022.*** | McLaren Mechanical
EP-2023-03897 | 2023-05-11 | 2781 E 51ST AVENUE, Vancouver, BC | Electrical Permit | Residential | New | Issued | Installation / Repair - Residential - Laneway house wiring >BP: To construct a 2 storey laneway house building ($255,125) with an attached 2 car garage and 1 open parking pad, providing a total of 3 parking spaces, having vehicular access from the 20' Lane. Note: The entire building, to be sprinklered to NFPA 13R Note: This is a 1 ½ storey building pursuant to the Zoning & Development By-law. 1. Covenant registered at the Land Title Office under CB463862 2. No Strata Titling permitted 3. No A/C Unit proposed 4. Schedule B: (Henry S.N Hsu) P.Eng (604.322.7158) Struct. & Geo. 5. Schedule B: (Wayne Ng) P.Eng (604.451.1228) Arch 6. HPO: Residential Builder- Skymark Engineering - #21015 | Kalen Leung
PP-2023-02434 | 2023-07-10 | 6691 BERKELEY STREET #3, Vancouver, BC V5S 2J5 | Plumbing Permit | Residential | New | Issued | Residential - sump >>>Amend: Oct. 12th -total of 2 outside sumps NOTE: Engineering Assurance letter will be submitted to the Plumbing Inspector on the site. Letter shall conform to the requirements of Vancouver Bulletin 2000-008-EL/PL. | CANLAND EXCAVATING LTD.
PP-2023-03692 | 2023-10-19 | 6691 BERKELEY STREET #3, Vancouver, BC V5S 2J5 | Plumbing Permit | Residential | New | Issued | Residential - dwv pipe water line and finshing >BP: To construct a 2 storey laneway house building with 1 open parking pad, providing a total of 1 parking spaces, having vehicular access from the rear 20' Lane. Note: This is a 1 ½ storey building pursuant to the Zoning & Development By-law. 1. Covenant not required with existing house 2. No Strata Titling permitted 3. No A/C Unit proposed 4. Entire building to be sprinklered 13D 5. Schedule B: (Alan Prahalad) P.Eng (604.831.1431) Structural 6. Schedule B: (Alan Prahalad) P.Eng (604.831.1431) Geotechnical 7. HPO: Residential Builder- (Artius Developments Inc.) 8. HRV required for laneway house as of year 2022 | CRESCENT PLUMBING HEATING & DRAINAGE LTD
EP-2023-10933 | 2023-12-06 | 6691 BERKELEY STREET #3, Vancouver, BC V5S 2J5 | Electrical Permit | Residential | New | Issued | Installation / Repair - Residential - Laneway house extra low voltage. Data/Voice/TV Cable, Alarm prewire, Door bell. >BP: To construct a 2 storey laneway house building ($209,537.50) with 1 open parking pad, providing a total of 1 parking spaces, having vehicular access from the rear 20' Lane. Note: This is a 1 ½ storey building pursuant to the Zoning & Development By-law. 1. Covenant not required with existing house 2. No Strata Titling permitted 3. No A/C Unit proposed 4. Entire building to be sprinklered 13D 5. Schedule B: (Alan Prahalad) P.Eng (604.831.1431) Structural 6. Schedule B: (Alan Prahalad) P.Eng (604.831.1431) Geotechnical 7. HPO: Residential Builder- (Artius Developments Inc.) 8. HRV required for laneway house as of year 2022 NOTE: To achieve the required FSR. A floor space exclusion of 3% has been applied to this application as per section 11.24.18 of the district schedule, to accommodate improved building performance. ***This permit is issued under the VBBL 2019, with updated energy requirements as per bylaw # 12997 effective Jan 01, 2022.*** | SECUTECH DEVELOPMENT LTD.
EP-2023-11030 | 2023-12-15 | 6691 BERKELEY STREET #3, Vancouver, BC V5S 2J5 | Electrical Permit | Residential | New | Issued | Installation / Repair - Residential - New laneway house wiring and finishing main service is 200 amp laneway house for 100 amp main house for 100 amp To construct a 2 storey laneway house building with 1 open parking pad, providing a total of 1 parking spaces, having vehicular access from the rear 20' Lane. Note: This is a 1 ½ storey building pursuant to the Zoning & Development By-law. 1. Covenant not required with existing house 2. No Strata Titling permitted 3. No A/C Unit proposed 4. Entire building to be sprinklered 13D 5. Schedule B: (Alan Prahalad) P.Eng (604.831.1431) Structural 6. Schedule B: (Alan Prahalad) P.Eng (604.831.1431) Geotechnical 7. HPO: Residential Builder- (Artius Developments Inc.) 8. HRV required for laneway house as of year 2022 | G N ELECTRIC LTD
SP-2024-00025 | 2024-01-10 | 6691 BERKELEY STREET #3, Vancouver, BC V5S 2J5 | Sprinkler Permit | Residential | New | Issued | Residential - New sprinkler system Entire building to be sprinklered 13D >BP: To construct a 2 storey laneway house building ($209,537.50) with 1 open parking pad, providing a total of 1 parking spaces, having vehicular access from the rear 20' Lane. Note: This is a 1 ½ storey building pursuant to the Zoning & Development By-law. 1. Covenant not required with existing house 2. No Strata Titling permitted 3. No A/C Unit proposed 4. Entire building to be sprinklered 13D 5. Schedule B: (Alan Prahalad) P.Eng (604.831.1431) Structural 6. Schedule B: (Alan Prahalad) P.Eng (604.831.1431) Geotechnical 7. HPO: Residential Builder- (Artius Developments Inc.) 8. HRV required for laneway house as of year 2022 ***This permit is issued under the VBBL 2019, with updated energy requirements as per bylaw # 12997 effective Jan 01, 2022.*** | Haven Fire Protection Ltd
PP-2023-02371 | 2023-07-06 | 7475 DUMFRIES STREET, Vancouver, BC | Plumbing Permit | Residential | New | Completed | Residential - Plumbing for new lanway house >BP: To construct a 2 storey laneway house building with an open parking pad, providing 1 parking space, having vehicular access from the lane. Note: This is a 1 ½ storey building pursuant to the Zoning & Development By-law Note: Bldg 1 (principal bldg) addressed 1491 E 59th Av retained on site. 1. No A/C unit proposed 2. Schedule B: Julian Bozsik P.Eng (604.431.0055) Structural & Geotechnical 3. HPO: Residential Builder- Amcata Homes Developments Ltd. #36668 4. Entire Building to have NFPA 13-D | Rain Coast Plumbing & Heating Ltd
PP-2023-02295 | 2023-06-28 | 7475 DUMFRIES STREET, Vancouver, BC | Plumbing Permit | Residential | New | Completed | Residential - Sump and sanitary connections for new laneway home | Canstar Excavating & Landscaping Ltd
EP-2023-06639 | 2023-08-04 | 7475 DUMFRIES STREET, Vancouver, BC | Electrical Permit | Residential | New | Completed | Installation / Repair - Residential - ROUGH WIRING , SERVICE AND FINISHING existing Main house address is 1491 E 59th >BP: To construct a 2 storey laneway house building ($198,847.50) with an open parking pad, providing 1 parking space, having vehicular access from the lane. Note: This is a 1 ½ storey building pursuant to the Zoning & Development By-law Note: Bldg 1 (principal bldg) addressed 1491 E 59th Av retained on site. 1. No A/C unit proposed 2. Schedule B: Julian Bozsik P.Eng (604.431.0055) Structural & Geotechnical 3. HPO: Residential Builder- Amcata Homes Developments Ltd. #36668 4. Entire Building to have NFPA 13-D ****ALL PROJECT COORDINATOR NOTES HAS BEEN ACCEPTED BY THE APPLICANT**** ***This permit is issued under the VBBL 2019, with updated energy requirements as per bylaw # 12997 effective Jan 01, 2022.*** | G G S ELECTRICAL LTD
MP-2023-01331 | 2023-07-20 | 7475 DUMFRIES STREET, Vancouver, BC | Mechanical Permit | NULL | NULL | Completed | NULL | Ultra Mechanical Ltd
SP-2023-01410 | 2023-08-02 | 7475 DUMFRIES STREET, Vancouver, BC | Sprinkler Permit | Residential | New | Completed | Residential - new sprinkler installation >BP: To construct a 2 storey laneway house building with an open parking pad, providing 1 parking space, having vehicular access from the lane. Note: This is a 1 ½ storey building pursuant to the Zoning & Development By-law Note: Bldg 1 (principal bldg) addressed 1491 E 59th Av retained on site. 1. No A/C unit proposed 2. Schedule B: Julian Bozsik P.Eng (604.431.0055) Structural & Geotechnical 3. HPO: Residential Builder- Amcata Homes Developments Ltd. #36668 4. Entire Building to have NFPA 13-D | Real Tech Fire Protection Ltd
EP-2023-07034 | 2023-08-03 | 7475 DUMFRIES STREET, Vancouver, BC | Electrical Permit | Residential | New | Completed | Installation / Repair - Residential - Roughing & Finishing Security systems, TV, Tel, Data & Doorbell. >BP: To construct a 2 storey laneway house building ($198,847.50) with an open parking pad, providing 1 parking space, having vehicular access from the lane. Note: This is a 1 ½ storey building pursuant to the Zoning & Development By-law Note: Bldg 1 (principal bldg) addressed 1491 E 59th Av retained on site. 1. No A/C unit proposed 2. Schedule B: Julian Bozsik P.Eng (604.431.0055) Structural & Geotechnical 3. HPO: Residential Builder- Amcata Homes Developments Ltd. #36668 4. Entire Building to have NFPA 13-D | Charanjit Singh
EP-2024-00656 | 2024-02-02 | 1255 E 63RD AVENUE #3, Vancouver, BC | Electrical Permit | Residential | New | Issued | Installation / Repair - Residential - Rough-in and Finishing Laneway house Main house overhead service 200 amps is staying as it is. No changes to the existing main house service. BC Hydro agreed to provide a new service to the laneway and keep the existing main house service as it is. BC Hydro is upgrading the pole transformer. >BP: To construct a 2 storey laneway house building ($220,940) with 1 open parking pad having vehicular access from the 20' Lane. Note: This is a 1 ½ storey building pursuant to the Zoning & Development By-law. 1. Covenant not required with existing house 2. No Strata Titling permitted 3. No A/C Unit proposed 4. Schedule B: (Shambhu N. Biswas) P.Eng (604.250.8666) Struct. & Geo. 5. HPO: Residential Builder- 0796333 BC Ltd. - #38631 6. Entire Building to have NFPA 13-D Please note: This permit is also for demolition of existing garage and WWOP walkway "bridge" connected to existing deck in the rearyard setback | Multi-Tech Electric Ltd
PP-2023-03615 | 2023-10-13 | 1255 E 63RD AVENUE #3, Vancouver, BC | Plumbing Permit | Residential | Addition | Issued | Residential - LWH - #3 - Lane way house >DB: To construct a 2 storey laneway house building with 1 open parking pad having vehicular access from the 20' Lane. Note: This is a 1 ½ storey building pursuant to the Zoning & Development By-law. 1. Covenant not required with existing house 2. No Strata Titling permitted 3. No A/C Unit proposed 6. Entire Building to have NFPA 13-D ***This permit is issued under the VBBL 2019, with updated energy requirements as per bylaw # 12997 effective Jan 01, 2022.*** Please note: This permit is also for demolition of existing garage and WWOP walkway "bridge" connected to existing deck in the rearyard setback | P V C PLUMIBNG & HEATING LTD
NULL | NULL | 1255 E 63RD AVENUE #3, Vancouver, BC | Plumbing Permit | Residential | New | Withdrawn | Residential - Plumbing | NULL
PP-2023-03202 | 2023-09-11 | 1255 E 63RD AVENUE #3, Vancouver, BC | Plumbing Permit | Residential | New | Issued | Residential - one sump without pump >BP: To construct a 2 storey laneway house building with 1 open parking pad having vehicular access from the 20' Lane. Note: This is a 1 ½ storey building pursuant to the Zoning & Development By-law. 1. Covenant not required with existing house 2. No Strata Titling permitted 3. No A/C Unit proposed 4. Schedule B: (Shambhu N. Biswas) P.Eng (604.250.8666) Struct. & Geo. 5. HPO: Residential Builder- 0796333 BC Ltd. - #38631 6. Entire Building to have NFPA 13-D | Bhullar Excavating and Demolition
SP-2023-01657 | 2023-09-11 | 3434 KAMLOOPS STREET, Vancouver, BC | Sprinkler Permit | Residential | New | Completed | Residential - Install sprinklers in lwh >BP: To construct a 2 storey laneway house building with an open parking pad, providing 1 parking space, having vehicular access from the lane. Note: This is a 1 ½ storey building pursuant to the Zoning & Development By-law Note: Bldg 1 (principal bldg) addressed 2506 E 18th Ave retained on site. 1. No A/C unit proposed 2. Schedule B: Xue Li Chen P.Eng (778.235.5447) Structural & Geotechnical 3. HPO: Residential Builder- Kennix Development Group Ltd. | Gold Key Fire Protection Ltd
EP-2023-08191 | 2023-09-11 | 3434 KAMLOOPS STREET, Vancouver, BC | Electrical Permit | Residential | New | Completed | Installation / Repair - Residential - Rough wiring of security, tv, data and completion of security alarm. >BP: To construct a 2 storey laneway house building ($198,250) with an open parking pad, providing 1 parking space, having vehicular access from the lane. Note: This is a 1 ½ storey building pursuant to the Zoning & Development By-law Note: Bldg 1 (principal bldg) addressed 2506 E 18th Ave retained on site. 1. No A/C unit proposed 2. Schedule B: Xue Li Chen P.Eng (778.235.5447) Structural & Geotechnical 3. HPO: Residential Builder- Kennix Development Group Ltd. ***This permit is issued under the VBBL 2019, with updated energy requirements as per bylaw # 12997 effective Jan 01, 2022.*** | Supersonic Security System Inc.
PP-2023-02861 | 2023-08-11 | 3434 KAMLOOPS STREET, Vancouver, BC | Plumbing Permit | Residential | New | Completed | Residential - Plumbing for new lanway house >BP: To construct a 2 storey laneway house building ($198,250) with an open parking pad, providing 1 parking space, having vehicular access from the lane. Note: This is a 1 ½ storey building pursuant to the Zoning & Development By-law Note: Bldg 1 (principal bldg) addressed 2506 E 18th Ave retained on site. 1. No A/C unit proposed 2. Schedule B: Xue Li Chen P.Eng (778.235.5447) Structural & Geotechnical 3. HPO: Residential Builder- Kennix Development Group Ltd. | Rain Coast Plumbing & Heating Ltd
EP-2023-07958 | 2023-09-11 | 3434 KAMLOOPS STREET, Vancouver, BC | Electrical Permit | Residential | New | Completed | Installation / Repair - Residential - ¦ LWH- 200A ¦ Complete wiring and finishing. Main service-200 amps Laneway 3434 meter-125 amps Main house 2506 meter-100 amps *An approved mechanical permit is required for the installation of air conditioning or heat pump unit at the time of installation before an electrical inspection will be performed >Permit Amendment Sep 14, 2023 -Change laneway house service amps 125 amps to 100 amps. New load calculations is attached *Document(s) uploaded to "Application Documents" tab for Electrical Inspector review. Documents are at pending status at time of permit amendment approval >BP: To construct a 2 storey laneway house building ($198,250) with an open parking pad, providing 1 parking space, having vehicular access from the lane. Note: This is a 1 ½ storey building pursuant to the Zoning & Development By-law Note: Bldg 1 (principal bldg) addressed 2506 E 18th Ave retained on site. 1. No A/C unit proposed 2. Schedule B: Xue Li Chen P.Eng (778.235.5447) Structural & Geotechnical 3. HPO: Residential Builder- Kennix Development Group Ltd. ***This permit is issued under the VBBL 2019, with updated energy requirements as per bylaw # 12997 effective Jan 01, 2022.*** | SUNSTONE ELECTRIC LTD
EP-2023-06422 | 2023-08-01 | 3919 W 20TH AVENUE #3, Vancouver, BC | Electrical Permit | Residential | New | Issued | Installation / Repair - Residential - 3919 W 20th Ave - One Family Dwelling (1st & 2nd floor, South side of basement) #2-3919 W 20th Ave - Secondary Suit (North side of basement) #3-3919 W 20th Ave- LWH >BP: To construct a 2 storey laneway house building with an open parking pad providing 1 parking space having vehicular access from the lane. The entire building to be sprinklered to NFPA 13D. NOTE: To achieve the required FSR a floor space exclusion of 3% has been applied to this application as per section 11.3.8.24 (d) of the district schedule, to accommodate improved building performance. Note: This is a 2 storey building pursuant to the Zoning and Development By-Law ******THIS PERMIT HAS BEEN ISSUED UNDER THE REQUIREMENTS OF VBBL 2019****** This permit is issued under the VBBL 2019, with updated energy requirements as per bylaw # 12997 effective Jan 01, 2022. 1. Covenant registered at the Land Title Office under CB465803 2. No Strata Titling permitted 3. External mechanical unit proposed in rear yard 4. Schedule B Yongkang Deng P.Eng (604-505-6816) Structural and Geotechnical 5. BC Housing Kouver Custom Homes Ltd Combustible projections or roof soffits on an exposing building face shall not project to less than .45m from the property line and shall be in compliance with VBBL 2019 9.10.15.5.(9) | AIGO TECHNOLOGY INC
EP-2023-02932 | 2023-04-03 | 5467 ELM STREET #3, Vancouver, BC V6N 1A2 | Electrical Permit | Residential | New | Issued | Temporary Power - Residential - To provide temporary power. | Aidea Solutions Ltd
EP-2023-06424 | 2023-07-18 | 2135 E 55TH AVENUE #3, Vancouver, BC | Electrical Permit | Residential | New | Issued | Installation / Repair - Residential - ¦ LWH#3/ 200A ¦ Installing fixture, receptacle , and power distribution for the new lane-way house. Total incoming service : 200amp - Main house : 125 Amp -Lane way house :100 Amp >BP: To construct a 2 storey laneway house building ($216,022.50) with 1 open parking pad, providing a total of 1 parking spaces, having vehicular access from the rear 20' Lane. Note: This is a 1 ½ storey building pursuant to the Zoning & Development By-law. 1. Covenant not required with existing house 2. No Strata Titling permitted 3. No A/C Unit proposed 4. Entire building to be sprinklered 13D 5. Schedule B: (ZHANCHAO ZHAO) P.Eng (604-526-1305) Structural 6. Schedule B: (ZHANCHAO ZHAO) P.Eng (604-526-1305) Geotechnical 7. HPO: Residential Builder- (AR Event Solutions Inc.) NOTE: To achieve the required FSR. A floor space exclusion of 3% has been applied to this application as per section 11.24.18 of the district schedule, to accommodate improved building performance. *EXISTING HOUSE* Note: Bldg 1 addressed #1-2135 E 55th Av retained on site. NOTE: Information regarding the principal building on the survey and site plan is for reference only. Any discrepancy between information regarding the principal building on the survey and/or site plan and approved permit drawings for the principal building are neither approved nor authorized under this laneway house permit. ***This permit is issued under the VBBL 2019, with updated energy requirements as per bylaw # 12997 effective Jan 01, 2022.*** | Allone Electric Ltd
EP-2023-05777 | 2023-06-28 | 2135 E 55TH AVENUE #3, Vancouver, BC | Electrical Permit | Residential | New | Issued | Temporary Power - Residential - To provide temporary power. | Allone Electric Ltd
PP-2023-03419 | 2023-09-26 | 2135 E 55TH AVENUE #3, Vancouver, BC | Plumbing Permit | Residential | New | Issued | Residential - Install one Outside storm sump | PTL Contracting Ltd
SP-2023-02007 | 2023-11-01 | 2135 E 55TH AVENUE #3, Vancouver, BC | Sprinkler Permit | Residential | New | Issued | Residential - To install a fire sprinkler system for the LWH >BP: To construct a 2 storey laneway house building with 1 open parking pad, providing a total of 1 parking spaces, having vehicular access from the rear 20' Lane. Note: This is a 1 ½ storey building pursuant to the Zoning & Development By-law. 1. Covenant not required with existing house 2. No Strata Titling permitted 3. No A/C Unit proposed 4. Entire building to be sprinklered 13D 5. Schedule B: (ZHANCHAO ZHAO) P.Eng (604-526-1305) Structural 6. Schedule B: (ZHANCHAO ZHAO) P.Eng (604-526-1305) Geotechnical 7. HPO: Residential Builder- (AR Event Solutions Inc.) | Bright Star Plumbing & Heating Supply Ltd
PP-2023-03798 | 2023-10-27 | 2135 E 55TH AVENUE #3, Vancouver, BC | Plumbing Permit | Residential | New | Issued | Residential - LWH - #3 - To install DWV and Water Pipe for the LWH, and install all plumbing fixtures too. >DB: To construct a 2 storey laneway house building with 1 open parking pad, providing a total of 1 parking spaces, having vehicular access from the rear 20' Lane. Note: This is a 1 ½ storey building pursuant to the Zoning & Development By-law. 1. Covenant not required with existing house 2. No Strata Titling permitted 3. No A/C Unit proposed 4. Entire building to be sprinklered 13D ***This permit is issued under the VBBL 2019, with updated energy requirements as per bylaw # 12997 effective Jan 01, 2022.*** | Bright Star Plumbing & Heating Supply Ltd
MP-2023-01942 | 2023-10-30 | 3425 E 25TH AVENUE #3, Vancouver, BC | Mechanical Permit | NULL | NULL | Issued | NULL | HKR Plumbing Ltd
PP-2023-03488 | 2023-10-03 | 3425 E 25TH AVENUE #3, Vancouver, BC | Plumbing Permit | Residential | New | Issued | Residential - LWH - #3 - Plumbing >DB: To construct a 2 storey laneway house building with 1 open parking pad having vehicular access from the rear 20' Lane. Note: The entire building to be sprinklered to NFPA 13D Note: This is a 1 ½ storey building pursuant to the Zoning & Development By-law. 1. Covenant registered at the Land Title Office under CB452478 2. No Strata Titling permitted 3. No A/C Unit proposed ***This permit is issued under the VBBL 2019, with updated energy requirements as per bylaw # 12997 effective Jan 01, 2022.*** | HKR Plumbing Ltd
SP-2023-02304 | 2023-12-20 | 3425 E 25TH AVENUE #3, Vancouver, BC | Sprinkler Permit | Residential | New | Issued | Residential - NEW HOME >>Note: The entire building to be sprinklered to NFPA 13D >BP: To construct a 2 storey laneway house building ($194,125) with 1 open parking pad having vehicular access from the rear 20' Lane. Note: This is a 1 ½ storey building pursuant to the Zoning & Development By-law. 1. Covenant registered at the Land Title Office under CB452478 2. No Strata Titling permitted 3. No A/C Unit proposed 4. Schedule B: (Shaozhe Guo) P.Eng (778.926.0525) Struct. & Geo. 5. HPO: Residential Builder- L.C. Contracting - #28275 | SBMS Construction Ltd
EP-2024-00050 | 2024-01-05 | 5819 HIGHBURY STREET, Vancouver, BC V6N 1Y9 | Electrical Permit | Commercial | Renovation | Issued | Temporary Power - Commercial - To provide temporary power. | O J ELECTRIC LTD
SP-2023-01033 | NULL | 5819 HIGHBURY STREET, Vancouver, BC V6N 1Y9 | Sprinkler Permit | Commercial | New | Applicant Revisions | Commercial - Conversion of the existing character single family dwelling into 4 units.. >BP: To add, alter and convert this existing character Single family building to a three-storey Multiple Conversion Dwelling containing four Dwelling Units and, an attached garage containing three parking spaces, having vehicular access from Highbury Street. Building Review Branch Notes: This building is to be sprinklered to NFPA 13R. Part 5 design Convert non-strata lot to strata-titled lot The existing building is upgraded to F4, S4, N4 and A4. | NULL
EP-2023-03364 | 2023-04-18 | 131 W 49TH AVENUE, Vancouver, BC | Electrical Permit | Commercial | New | Expired | Temporary Power - Commercial - To provide temporary power. | West Harbour Electric ltd
PP-2023-04263 | 2024-01-19 | 133 W 49TH AVENUE, Vancouver, BC | Plumbing Permit | Commercial | New | Issued | Commercial - Below Grade Plumbing work >BP: To construct a six-storey (five-storey)* mixed-use building with commercial units and offices on the first two levels, residential units on Levels 3-5, and indoor and outdoor amenities on the Roof Level. The building will be constructed over two levels of underground parkade. The below-grade and commercial levels will be of noncombustible construction, and residential and amenity levels will be of combustible construction consist of 69 strata-titled dwelling units. The building will be sprinklered throughout and provided with a monitored fire alarm system. *An AL to address the height of this building to a Five-Storey building. VBBL2019 - NFPA 13 - with Radio Antenna. Stage 1 - Excavation and Shoring issued on Sept. 26, 2023. Stage 2 - Foundation and grade issued on ______________. | Enersolv Design & Build
NULL | NULL | 133 W 49TH AVENUE, Vancouver, BC | Plumbing Permit | Commercial | New | Withdrawn | Commercial - Below Grade plumbing work in a multi unit mixed use development Installation of sumps, drains and associated pipework | Enersolv Design & Build Ltd
SP-2023-02059 | NULL | 133 W 49TH AVENUE, Vancouver, BC | Sprinkler Permit | Commercial | New | Applicant Revisions | Commercial - new sprinkler system >BP: To construct a six-storey (five-storey)* mixed-use building with commercial units and offices on the first two levels, residential units on Levels 3-5, and indoor and outdoor amenities on the Roof Level. The building will be constructed over two levels of underground parkade. The below-grade and commercial levels will be of noncombustible construction, and residential and amenity levels will be of combustible construction consist of 69 strata-titled dwelling units. The building will be sprinklered throughout and provided with a monitored fire alarm system. *An AL to address the height of this building to a Five-Storey building. VBBL2019 - NFPA 13 - with Radio Antenna. | Evolution Fire Suppression Ltd
EP-2023-09047 | 2023-10-18 | 163 W 49TH AVENUE, Vancouver, BC | Electrical Permit | Commercial | New | Issued | Temporary Power - Commercial - TO CONTINUE TEMP POWER STARTED BY OTHERS (EP-2023-03364) To provide temporary power. >>Amend: January 10th Change of FSR: Daniel Maurer FSR B CER-00003069 | Enersolv Design & Build Ltd
EP-2023-10025 | 2023-11-06 | 377 PENTICTON STREET, Vancouver, BC | Electrical Permit | Commercial | New | Issued | Temporary Power - Commercial - To provide temporary power. | Alpine Electric Ltd
EP-2023-10707 | 2023-12-07 | 4333 W 12TH AVENUE #3, Vancouver, BC | Electrical Permit | Residential | New | Issued | Installation / Repair - Residential - ¦ #3LWH- 200A ¦ Rough wiring, finishing and service of new LWH Main Service: 200 amps LWH : 125 amps Maine House : 125 amps *An approved mechanical permit is required for the installation of air conditioning or heat pump unit before a final electrical inspection will be performed >BP: To construct a 2 storey laneway house building with an open parking pad providing 1 parking space having vehicular access from the lane. The entire building to be sprinklered to NFPA 13D. Note: This is a 2 storey building pursuant to the Zoning and Development By-Law ******THIS PERMIT HAS BEEN ISSUED UNDER THE REQUIREMENTS OF VBBL 2019****** This permit is issued under the VBBL 2019, with updated energy requirements as per bylaw # 12997 effective Jan 01, 2022. NOTE: To achieve the required FSR a floor space exclusion of 3% has been applied to this application as per section 11.3.8.24 (d) of the district schedule, to accommodate improved building performance. 1. Covenant registered at the Land Title Office under CB515848 2. No strata titling permitted 3. External mechanical unit proposed in rear yard 4. Schedule B Alan Prahalad P.Eng (604-831-1431) Structural 5. Schedule B Thanh Van Le P.Eng (604-421-3288) Geotechnical 6. BC Housing ET Development Group Inc Combustible projections or roof soffits on an exposing building face shall not project to less than .45m from the property line and shall be in compliance with VBBL 2019 9.10.15.5.(9) | OPTIMUM ELECTRICAL LTD
PP-2023-04359 | 2023-12-18 | 4333 W 12TH AVENUE #3, Vancouver, BC | Plumbing Permit | Residential | New | Issued | Residential - New plumbing >BP: To construct a 2 storey laneway house building with an open parking pad providing 1 parking space having vehicular access from the lane. The entire building to be sprinklered to NFPA 13D. Note: This is a 2 storey building pursuant to the Zoning and Development By-Law ******THIS PERMIT HAS BEEN ISSUED UNDER THE REQUIREMENTS OF VBBL 2019****** | High End Plumbing & Heating Ltd
EP-2023-05355 | 2023-06-15 | 4558 PRINCE ALBERT STREET, Vancouver, BC | Electrical Permit | Residential | New | Completed | Installation / Repair - Residential - Low voltage wiring and finishing, basic cable, net, security system with wiring for cctv. >BP: To construct a 2-storey duplex with a secondary suite located in the Basement and a detached accessory building (garage) at the rear providing 2 parking spaces, and a small car surface parking having vehicular access from the lane. | AMBIENT CONNECTIONS INC
EP-2023-05370 | 2023-06-29 | 4558 PRINCE ALBERT STREET, Vancouver, BC | Electrical Permit | Residential | New | Completed | Installation / Repair - Residential - ¦ 2FD + 1 SS ¦ 2 SEPARATE SERVICES ¦ 1FD- 200A ¦ 1FD- 200A 4558 Prince Albert St- 200A ¦4556 Prince Albert St- 200A New Construction Duplex with one suite >Permit Amendment Aug 17, 2023 -"Service is now 2x200amp single phase with separate meters" *Service details change: 1-400A to 2 SEPARATE SERVICES ¦ 1FD- 200A ¦ 1FD- 200A >BP: To construct a 2-storey duplex with a secondary suite located in the Basement and a detached accessory building (garage) at the rear providing 2 parking spaces, and a small car surface parking having vehicular access from the lane. ******THIS PERMIT HAS BEEN ISSUED UNDER THE REQUIREMENTS OF VBBL 2019****** This permit is issued under the VBBL 2019, with updated energy requirements as per bylaw # 12997 effective Jan 01, 2022. The entire building to be sprinklered to 2x NFPA 13D. As shown on the building permit floor plans and/or elevations, exit protection is required to be provided in accordance with Articles 9.9.4.4., 9.9.4.6., and/or 9.37.2.8. of the 2019 VBBL. NOTE: To achieve the required FSR a floor space exclusion of 2% has been applied to this application as per section 10.15.1 of the district schedule, to accommodate improved building performance. 3. A/C proposed in rear yard 4. Schedule B Jason Hui P.Eng (778 319 3403) Structural and Geotechnical 5. BC Housing Rungur Sherhomes Group Ltd All rooms adjacent to North and South exposing building face shall be sprinklered. Combustible projections or roof soffits on an exposing building face shall not project to less than .45m from the property line and shall be in compliance with VBBL 2019 9.10.15.5.(9) | Eagle West Electrical Ltd.
MP-2023-00982 | 2023-06-06 | 4558 PRINCE ALBERT STREET, Vancouver, BC | Mechanical Permit | NULL | NULL | Completed | NULL | East West Plumbing (2007) Ltd
PP-2023-01744 | 2023-05-17 | 4558 PRINCE ALBERT STREET, Vancouver, BC | Plumbing Permit | Residential | New | Completed | Residential - fixtures >BP: To construct a 2-storey duplex with a secondary suite located in the Basement and a detached accessory building (garage) at the rear providing 2 parking spaces, and a small car surface parking having vehicular access from the lane. | East West Plumbing (2007) Ltd
SP-2023-01148 | 2023-06-27 | 4558 PRINCE ALBERT STREET, Vancouver, BC | Sprinkler Permit | Residential | New | Completed | Residential - fixtures >BP: To construct a 2-storey duplex with a secondary suite located in the Basement and a detached accessory building (garage) at the rear providing 2 parking spaces, and a small car surface parking having vehicular access from the lane. Note: This is a 2 storey building pursuant to the Zoning and Development By-Law ******THIS PERMIT HAS BEEN ISSUED UNDER THE REQUIREMENTS OF VBBL 2019****** This permit is issued under the VBBL 2019, with updated energy requirements as per bylaw # 12997 effective Jan 01, 2022. The entire building to be sprinklered to 2x NFPA 13D. | East West Plumbing (2007) Ltd
GP-2023-01919 | 2023-06-26 | 4558 PRINCE ALBERT STREET, Vancouver, BC | Gas Permit | Residential | New | Completed | Residential - 3 Range, 2 BBQ & 3 Dryer 3 Dryers and 1 Range - Rough in Only >BP: To construct a 2-storey duplex with a secondary suite **Amendment - October 18, 2023 - Added 1 more Range and Dryer **Amendment - October 24, 2023 - Added 3 Dryers and 1 Range Rough In Only | East West Plumbing (2007) Ltd
PP-2023-02608 | 2023-07-24 | 1419 E 29TH AVENUE #3, Vancouver, BC | Plumbing Permit | Residential | New | Issued | Residential - Sentry and storm con | AKAL DEMOLITION & EXCAVATING LTD
EP-2023-10576 | 2023-11-29 | 1419 E 29TH AVENUE #3, Vancouver, BC | Electrical Permit | Residential | New | Issued | Installation / Repair - Residential - Rough-in and finishing of cable, data, Tel, CCTV and complete security alarm. >BP: To construct a 2 storey laneway house building ($218,227.50) with an attached garage and 1 open parking pad, providing a total of 2 parking spaces, having vehicular access from the lane. | VISION NETWORKS LTD.
PP-2023-03815 | 2023-10-31 | 1419 E 29TH AVENUE #3, Vancouver, BC | Plumbing Permit | Residential | New | Issued | Residential - LWH - #3 - plumbing >DB: To construct a 2 storey laneway house building with an attached garage and 1 open parking pad, providing a total of 2 parking spaces, having vehicular access from the lane. Note: This is a 1 ½ storey building pursuant to the Zoning & Development By-law 1. Covenant registered at the Land Title Office under CB709453 2. No Strata Titling permitted 3. No A/C unit proposed ***This permit is issued under the VBBL 2019, with updated energy requirements as per bylaw # 12997 effective Jan 01, 2022.*** | Killarney Mechanical Ltd
EP-2023-09481 | 2023-11-01 | 1419 E 29TH AVENUE #3, Vancouver, BC | Electrical Permit | Residential | New | Issued | Installation / Repair - Residential - ¦#3 LWH- 400A ¦ New electrical work in Laneway house >BP: To construct a 2 storey laneway house building ($218,227.50) with an attached garage and 1 open parking pad, providing a total of 2 parking spaces, having vehicular access from the lane. Note: This is a 1 ½ storey building pursuant to the Zoning & Development By-law 1. Covenant registered at the Land Title Office under CB709453 2. No Strata Titling permitted 3. No A/C unit proposed 4. Schedule B: Julian Bozsik P.Eng (604.431.0055) Structural & Geotechnical 5. HPO: Residential Builder - Sodhi Development Ltd. ***This permit is issued under the VBBL 2019, with updated energy requirements as per bylaw # 12997 effective Jan 01, 2022.*** | SAAB ELECTRIC LTD
SP-2023-01766 | 2023-12-18 | 1419 E 29TH AVENUE #3, Vancouver, BC | Sprinkler Permit | Residential | New | Issued | Residential - LWH - #3 - fire sprinkler system >DB: To construct a 2 storey laneway house building with an attached garage and 1 open parking pad, providing a total of 2 parking spaces, having vehicular access from the lane. Note: This is a 1 ½ storey building pursuant to the Zoning & Development By-law 1. Covenant registered at the Land Title Office under CB709453 2. No Strata Titling permitted 3. No A/C unit proposed ***This permit is issued under the VBBL 2019, with updated energy requirements as per bylaw # 12997 effective Jan 01, 2022.*** | Killarney Mechanical Ltd
MP-2023-01652 | 2023-09-10 | 1419 E 29TH AVENUE #3, Vancouver, BC | Mechanical Permit | NULL | NULL | Issued | NULL | Killarney Mechanical Ltd
MP-2023-01049 | 2023-06-08 | 4994 RUBY STREET, Vancouver, BC V5R 4K2 | Mechanical Permit | NULL | NULL | Issued | NULL | Competition HVAC Inc
NULL | NULL | 3605 MONMOUTH AVENUE, Vancouver, BC V5R 4K2 | Gas Permit | Residential | New | Draft | Residential - fixture | East West Plumbing (2007) Ltd
GP-2023-01819 | 2023-06-14 | 3605 MONMOUTH AVENUE, Vancouver, BC V5R 4K2 | Gas Permit | Residential | Addition | Completed | Residential - Air testing the piping system for 1 Range, 1 Boiler & 1 BBQ fixture CF-2023-005956 | East West Plumbing (2007) Ltd
MP-2023-01048 | 2023-06-08 | 3605 MONMOUTH AVENUE, Vancouver, BC V5R 4K2 | Mechanical Permit | NULL | NULL | Issued | NULL | Competition HVAC Inc
PP-2023-04445 | 2024-01-02 | 7546 SELKIRK STREET #3, Vancouver, BC | Plumbing Permit | Residential | New | Issued | Residential - To install piping and fixtures for a new laneway house. <BP: To construct a 2 storey laneway house building with an attached garage and 1 open parking pad, providing a total of 2 parking spaces, having vehicular access from the 20' East Lane. Note: The entire building, INCLUDING THE ATTACHED GARAGE (if applicable), to be sprinklered to NFPA 13R Note: This is a 1 ½ storey building pursuant to the Zoning & Development By-law. 1. Covenant registered at the Land Title Office under CB433902 2. No Strata Titling permitted 3. No external mechanical unit proposed 4. Schedule B: (A.D.A. Prahalad) P.Eng (604.831-1431) Structural & Geotechnical 5. HPO: Residential Builder - Indra Construction Ltd. | Skyway Plumbing & gas Ltd
PP-2023-03833 | 2023-10-31 | 395 E 55TH AVENUE #3, Vancouver, BC | Plumbing Permit | Residential | New | Issued | Residential - LWH - #3 - New Laneway house >DB: To construct a 2 storey laneway house building with 1 open parking pad, having vehicular access from the 20' Lane. Note: This is a 1 ½ storey building pursuant to the Zoning & Development By-law. 1. Covenant not required with existing house 2. No External Mechanical Unit proposed *EXISTING HOUSE* Note: Bldg 1 (principal bldg) addressed #1-395 E 55th Av retained on site. ***This permit is issued under the VBBL 2019, with updated energy requirements as per bylaw # 12997 effective Jan 01, 2022.*** | Atlantic Coast Mechanical Ltd
NULL | NULL | 395 E 55TH AVENUE #3, Vancouver, BC | Plumbing Permit | Residential | New | Draft | Residential - New laneway house | Atlantic Coast Mechanical Ltd
EP-2023-09794 | 2024-01-17 | 395 E 55TH AVENUE #3, Vancouver, BC | Electrical Permit | Residential | New | Issued | Installation / Repair - Residential - New wiring for LWH. includes Kitchen wiring, Stove, Heater, Car Charger and 200 amp service. Main house 100 amp Lanewy 100 amo >BP: To construct a 2 storey laneway house building ($162,150.00) with 1 open parking pad, having vehicular access from the 20' Lane. Note: This is a 1 ½ storey building pursuant to the Zoning & Development By-law.*EXISTING HOUSE* Note: Bldg 1 (principal bldg) addressed #1-395 E 55th Av retained on site. 1. Covenant not required with existing house 2. No External Mechanical Unit proposed 3. Schedule B: (Shambhu N. Biswas) P.Eng (604.250.8666) Structural + Geotechnical 4. HPO: Residential Builder- (Nicons Enterprises Ltd.) NOTE: Information regarding the principal building on the survey and site plan is for reference only. Any discrepancy between information regarding the principal building on the survey and/or site plan and approved permit drawings for the principal building are neither approved nor authorized under this laneway house permit. ¦ #LWH- 200A ¦ *EXISTING HOUSE* Note: Bldg 1 (principal bldg) addressed #1-395 E 55th Av retained on site. ***This permit is issued under the VBBL 2019, with updated energy requirements as per bylaw # 12997 effective Jan 01, 2022.*** | Power Can Electrical Corp
PP-2023-03931 | 2023-11-07 | 395 E 55TH AVENUE #3, Vancouver, BC | Plumbing Permit | Residential | New | Issued | Residential - LWH - #3 - Sump and sanitary connections for new laneway home | Canstar Excavating & Landscaping Ltd
EP-2023-09260 | 2023-10-12 | 3942 W 19TH AVENUE #3, Vancouver, BC V6S 1E1 | Electrical Permit | Residential | New | Issued | Temporary Power - Residential - To provide temporary power. | Boss Electric Ltd.
PP-2023-03740 | 2023-10-24 | 4243 W 12TH AVENUE, Vancouver, BC V6R 2P8 | Plumbing Permit | Residential | New | Issued | Residential - 1FD+SS - plumbing rough-in and finish >DB: Exterior and Interior alterations to provide improvements and change the use from single detached house to single detached house with a secondary suite on this site. Scope of work includes to lift, move, add new foundations and a secondary suite. Additions to main, second and third floors The building is to be sprinklered in accordance with NFPA 13D requirements. A separate Sprinkler Permit is required. Scope of working includes sprinkler and the addition of 7 fixtures | ARCO PLUMBING & HEATING LTD
EP-2023-09776 | 2023-11-09 | 4243 W 12TH AVENUE, Vancouver, BC V6R 2P8 | Electrical Permit | Residential | Renovation | Issued | Installation / Repair - Residential - Full house re-wire. Original garage to remain with 200A service already installed on site. Basement suite. Branch circuits and appliance circuits. Heat pump to be installed.DCC-12 to be installed for car charger. See load calculation for single service. >BP: Exterior and Interior alterations to provide improvements and change the use from single detached house to single detached house with a secondary suite on this site. Scope of work includes to lift, move, add new foundations and a secondary suite. Additions to main, second and third floors The building is to be sprinklered in accordance with NFPA 13D requirements. A separate Sprinkler Permit is required. Scope of working includes sprinkler and the addition of 7 fixtures REUP submitted by Ke Jiang - Capital Hme Energy Structural Schedule B submitted by Jeff Allester, P. Eng. - 604-228-0518 Schedule D submitted by Sunhil Bhanot - 604-575-8220 Schedule A, Architectural Schedule B submitted by Eric Stine - 604-783-4545 Note: - No strata titling is permitted. - This is a two-storey building pursuant to the Zoning and Development By-law. - An annual Vancouver Business License must be obtained prior to the rental of this approved one-family dwelling and/or secondary suite on this site. - Install interconnected, hardwired, 120 volt smoke alarms with battery back-up and silencing feature, in each sleeping unit and within 5 m outside each sleeping area on each storey as per Building By-law 9.1019. - Install carbon monoxide alarm as per Building By-la 9.32.4.2. & Bulletin 2007-007-BU/EL. - Upgrade work under Part 11 (based on value of work - energuide related 11.2.1.1.4). | F & S Electrical Ltd
PP-2023-02824 | 2023-08-09 | 4243 W 12TH AVENUE, Vancouver, BC V6R 2P8 | Plumbing Permit | Residential | Renovation | Issued | Residential - sump NOTE: Engineering Assurance letter will be submitted to the Plumbing Inspector on the site. Letter shall conform to the requirements of Vancouver Bulletin 2000-008-EL/PL. | Canstar Excavating & Landscaping Ltd
SP-2024-00091 | 2024-01-26 | 4243 W 12TH AVENUE, Vancouver, BC V6R 2P8 | Sprinkler Permit | Residential | New | Issued | Residential - 1FD+SS - #1 & #2 - installation of a new fire sprinkler system >DB: Exterior and Interior alterations to provide improvements and change the use from single detached house to single detached house with a secondary suite on this site. Scope of work includes to lift, move, add new foundations and a secondary suite. Additions to main, second and third floors The building is to be sprinklered in accordance with NFPA 13D requirements. A separate Sprinkler Permit is required. Scope of working includes sprinkler and the addition of 7 fixtures | CENTRE LINE FIRE SPRINKLERS LTD
EP-2023-02070 | 2023-04-03 | 4243 W 12TH AVENUE, Vancouver, BC V6R 2P8 | Electrical Permit | Residential | Renovation | Issued | Installation / Repair - Residential - New 200A Service >BP: Exterior and Interior alterations to provide improvements and change the use from single detached house to single detached house with a secondary suite on this site. Scope of work includes to lift, move, add new foundations and a secondary suite. Additions to main, second and third floors The building is to be sprinklered in accordance with NFPA 13D requirements. A separate Sprinkler Permit is required. Scope of working includes sprinkler and the addition of 7 fixtures REUP submitted by Ke Jiang - Capital Hme Energy Structural Schedule B submitted by Jeff Allester, P. Eng. - 604-228-0518 | Castle Electric Inc
NULL | NULL | 5912 CAMBIE STREET, Vancouver, BC V5Z 3A9 | Electrical Permit | Commercial | New | Draft | Temporary Power - Commercial - To provide temporary power. | NULL
SP-2023-01207 | 2023-07-06 | 1620 E 53RD AVENUE, Vancouver, BC | Sprinkler Permit | Residential | New | Completed | Residential - DUPLEX WITH NEW SPRINKLERS >BP: To construct a 2.5 storey duplex with 2 secondary suites located in the Basement with a detached accessory building (garage) and 1 open parking at the rear providing 2 parking spaces, having vehicular access from the lane. 1. Covenant registered at the Land Title Office under CB503880-CB503881 2. A/C proposed – Exterior component located in front and rear yard, Interior component located in closets on second floor. 3. Bar sink not proposed. 4. Schedule B: (Jason Hui) P.Eng (778.319.3403) Structural + Geotechnical 5. HPO: Residential Builder- (Singh Development Ltd) | BC Fire Sprinklers Ltd
EP-2023-11127 | 2024-01-24 | 4588 W 1ST AVENUE #3, Vancouver, BC | Electrical Permit | Residential | New | Issued | Installation / Repair - Residential - ¦ #3LWH- 400A ¦ Permit for #3-4588 W 1st Ave Address Location:4588 W 1st Ave One Family Dwelling and #3-4588 W 1st Ave LWH (Primary building of this permit) This is a new single dwelling: single-phase service, all outlets, roughing and connection, lighting system, and all electrical equipment connection. In rough in procedure also pre-wire the data and TV communication cables. 2 Electrical Meter system with 400 A service Main House Service:200A LWH: 150A *An approved mechanical permit is required for the installation of air conditioning or heat pump unit before a final electrical inspection will be performed >BP: To construct a 1 storey laneway house building ($216,200.00) and 1 open parking pad, providing having vehicular access from the 20' Lane. 1. Covenant registered at the Land Title Office under CB462725 2. No Strata Titling permitted 3. Heat Pump Proposed – Exterior component located in rear yard 4. Schedule B: (Li Qing Shi) P.Eng (778.772.7508) Structural, Architectural 5. Schedule B: (Jian Zhong Jin) P.Eng (604.362.7021) Geotechnical 6. HPO: Residential Builder- (Llano Developments Inc.) NOTE: To achieve the required FSR. A floor space exclusion of 3% has been applied to this application as per section 11.24.18 of the district schedule, to accommodate improved building performance. ***This permit is issued under the VBBL 2019, with updated energy requirements as per bylaw # 12997 effective Jan 01, 2022.*** | AIGO TECHNOLOGY INC
EP-2023-10538 | 2023-11-22 | 4033 W 11TH AVENUE #3, Vancouver, BC | Electrical Permit | Residential | New | Issued | Installation / Repair - Residential - Laneway House Data, Security Alarm System Rough-in >BP: To construct a 2 storey laneway house building ($165,750) with an attached garage and 1 open parking pad, providing a total of 2 parking spaces, having vehicular access from the 20' Lane. Note: The entire building, INCLUDING THE ATTACHED GARAGE (if applicable), to be sprinklered to NFPA 13D Note: This is a 1 ½ storey building pursuant to the Zoning & Development By-law. 1. Covenant registered at the Land Title Office under CA9963625 2. No Strata Titling permitted 3. No A/C Unit proposed 4. Schedule B: (J.J.S.Hui) P.Eng (778.319.3403) Structural & Geotechnical 5. HPO: Residential Builder- Polis & MCCM Development Co Ltd NOTE: To achieve the required FSR. A floor space exclusion of 3% has been applied to this application as per section 11.24.18 of the district schedule, to accommodate improved building performance. *NEW HOUSE* Note: See DB-2021-06718 for Bldg 1 on site (principal bldg) addressed #1-4033 W 11th Av **THIS PERMIT HAS BEEN ISSUED UNDER THE REQUIREMENTS OF VBBL #12511 (2019) ** | ICove Technology Inc
NULL | NULL | 4033 W 11TH AVENUE #3, Vancouver, BC | Electrical Permit | Residential | New | Draft | Installation / Repair - Residential - Data, Security Alarm Rough-In Only | ICove Technology Inc
SP-2023-01760 | 2023-09-25 | 4033 W 11TH AVENUE #3, Vancouver, BC | Sprinkler Permit | Residential | New | Issued | Residential - To Install 10 sprinkler heads >BP: To construct a 2 storey laneway house building with an attached garage and 1 open parking pad, providing a total of 2 parking spaces, having vehicular access from the 20' Lane. Note: The entire building, INCLUDING THE ATTACHED GARAGE (if applicable), to be sprinklered to NFPA 13D Note: This is a 1 ½ storey building pursuant to the Zoning & Development By-law. 1. Covenant registered at the Land Title Office under CA9963625 2. No Strata Titling permitted 3. No A/C Unit proposed 4. Schedule B: (J.J.S.Hui) P.Eng (778.319.3403) Structural & Geotechnical 5. HPO: Residential Builder- Polis & MCCM Development Co Ltd | General Sprinkler Systems Ltd
EP-2023-02041 | 2023-03-14 | 4033 W 11TH AVENUE #3, Vancouver, BC | Electrical Permit | Residential | New | Issued | Installation / Repair - Residential - Install service, wiring for lighting, plugs, and appliances >BP: To construct a 2 storey laneway house building ($165,750) with an attached garage and 1 open parking pad, providing a total of 2 parking spaces, having vehicular access from the 20' Lane. Note: The entire building, INCLUDING THE ATTACHED GARAGE (if applicable), to be sprinklered to NFPA 13D Note: This is a 1 ½ storey building pursuant to the Zoning & Development By-law. 1. Covenant registered at the Land Title Office under CA9963625 2. No Strata Titling permitted 3. No A/C Unit proposed 4. Schedule B: (J.J.S.Hui) P.Eng (778.319.3403) Structural & Geotechnical 5. HPO: Residential Builder- Polis & MCCM Development Co Ltd NOTE: To achieve the required FSR. A floor space exclusion of 3% has been applied to this application as per section 11.24.18 of the district schedule, to accommodate improved building performance. NOTE: Information regarding the principal building on the survey and site plan is for reference only. Any discrepancy between information regarding the principal building on the survey and/or site plan and approved permit drawings for the principal building are neither approved nor authorized under this laneway house permit. *NEW HOUSE* Note: See DB-2021-06718 for Bldg 1 on site (principal bldg) addressed #1-4033 W 11th Av **THIS PERMIT HAS BEEN ISSUED UNDER THE REQUIREMENTS OF VBBL #12511 (2019) ** | 523 Construction Ltd
PP-2023-01155 | 2023-04-03 | 4033 W 11TH AVENUE #3, Vancouver, BC | Plumbing Permit | Residential | New | Issued | Residential - LWH - #3 - plumbing work at new build laneway house >DB: To construct a 2 storey laneway house building with an attached garage and 1 open parking pad, providing a total of 2 parking spaces, having vehicular access from the 20' Lane. Note: The entire building, INCLUDING THE ATTACHED GARAGE (if applicable), to be sprinklered to NFPA 13D Note: This is a 1 ½ storey building pursuant to the Zoning & Development By-law. 1. Covenant registered at the Land Title Office under CA9963625 2. No Strata Titling permitted 3. No A/C Unit proposed | PROWORK PLUMBING & HEATING LTD.
EP-2023-11285 | 2023-12-21 | 2550 GARDEN DRIVE, Vancouver, BC V5N 4X6 | Electrical Permit | Commercial | NULL | Issued | Annual / Operating - New AOP for EPS 9133 (taking over AOP from MPN Pacific EP-2023-00535) Maintenance of existing electrical operating equipment. | Houle Electric Limited
PP-2024-00135 | 2024-01-19 | 3659 W 4TH AVENUE, Vancouver, BC | Plumbing Permit | Commercial | Renovation | Issued | Commercial - Adding plumbing fixtures for ice cream business | FIRST CONTACT MECHANICAL LTD.
MP-2023-02146 | 2023-12-03 | 1750 E 28TH AVENUE #3, Vancouver, BC V5N 2X6 | Mechanical Permit | NULL | NULL | Issued | NULL | DAYLIGHT HEATING AND AIR CONDITIONING LTD
EP-2023-05720 | 2023-06-27 | 1750 E 28TH AVENUE #3, Vancouver, BC V5N 2X6 | Electrical Permit | Residential | New | Issued | Installation / Repair - Residential - Install tv, telephone, alarm prewire and complete. >BP: To construct a 2 storey laneway house building ($215,062.50) with 1 open parking pad, having vehicular access from the 20' Lane. Note: This is a 1 ½ storey building pursuant to the Zoning & Development By-law. 1. Covenant not required with existing house 2. No Strata Titling permitted 3. No A/C Unit proposed 4. Entire building to be sprinklered 13D 5. Schedule B: (Md. Shahidul Alam) P.Eng (604.653.7475) Structural 6. Schedule B: (Md. Shahidul Alam) P.Eng (604.653.7475) Geotechnical 7. HPO: Residential Builder- (Bright Star Holding Incorporated) NOTE: To achieve the required FSR. A floor space exclusion of 3% has been applied to this application as per section 11.24.18 of the district schedule, to accommodate improved building performance. NOTE: Information regarding the principal building on the survey and site plan is for reference only. Any discrepancy between information regarding the principal building on the survey and/or site plan and approved permit drawings for the principal building are neither approved nor authorized under this laneway house permit. ***This permit is issued under the VBBL 2019, with updated energy requirements as per bylaw # 12997 effective Jan 01, 2022.*** | Tvisha Technologies Ltd
SP-2023-00983 | 2023-06-05 | 1750 E 28TH AVENUE #3, Vancouver, BC V5N 2X6 | Sprinkler Permit | Residential | New | Issued | Residential - sprinkler >BP: To construct a 2 storey laneway house building with 1 open parking pad, having vehicular access from the 20' Lane. Note: This is a 1 ½ storey building pursuant to the Zoning & Development By-law. 1. Covenant not required with existing house 2. No Strata Titling permitted 3. No A/C Unit proposed 4. Entire building to be sprinklered 13D 5. Schedule B: (Md. Shahidul Alam) P.Eng (604.653.7475) Structural 6. Schedule B: (Md. Shahidul Alam) P.Eng (604.653.7475) Geotechnical 7. HPO: Residential Builder- (Bright Star Holding Incorporated) | Ghuman Mechanical Ltd
EP-2023-04606 | 2023-06-05 | 1750 E 28TH AVENUE #3, Vancouver, BC V5N 2X6 | Electrical Permit | Residential | New | Issued | Installation / Repair - Residential - Rough wiring, service and finishing of new LWH *An approved mechanical permit is required for the installation of air conditioning or heat pump unit at the time of installation before an electrical inspection will be performed >BP: To construct a 2 storey laneway house building ($215,062.50) with 1 open parking pad, having vehicular access from the 20' Lane. Note: This is a 1 ½ storey building pursuant to the Zoning & Development By-law. 1. Covenant not required with existing house 2. No Strata Titling permitted 3. No A/C Unit proposed 4. Entire building to be sprinklered 13D 5. Schedule B: (Md. Shahidul Alam) P.Eng (604.653.7475) Structural 6. Schedule B: (Md. Shahidul Alam) P.Eng (604.653.7475) Geotechnical 7. HPO: Residential Builder- (Bright Star Holding Incorporated) Note: As a result of the addition of a laneway house, the main house / principal dwelling will be assigned a suite number and the site will be as follows: #1-1750 E 28th Av - Principal Dwelling | OPTIMUM ELECTRICAL LTD
PP-2023-01797 | 2023-05-23 | 1750 E 28TH AVENUE #3, Vancouver, BC V5N 2X6 | Plumbing Permit | Residential | New | Issued | Residential - Plumbing >BP: To construct a 2 storey laneway house building with 1 open parking pad, having vehicular access from the 20' Lane. Note: This is a 1 ½ storey building pursuant to the Zoning & Development By-law. 1. Covenant not required with existing house 2. No Strata Titling permitted 3. No A/C Unit proposed 4. Entire building to be sprinklered 13D 5. Schedule B: (Md. Shahidul Alam) P.Eng (604.653.7475) Structural 6. Schedule B: (Md. Shahidul Alam) P.Eng (604.653.7475) Geotechnical 7. HPO: Residential Builder- (Bright Star Holding Incorporated) | Ghuman Mechanical Ltd
PP-2023-01785 | 2023-05-23 | 1750 E 28TH AVENUE #3, Vancouver, BC V5N 2X6 | Plumbing Permit | Residential | New | Issued | Residential - one sump without pump | Bhullar Excavating and Demolition
PP-2023-02155 | 2023-06-19 | 4557 REID STREET #3, Vancouver, BC | Plumbing Permit | Residential | New | Issued | Residential - Sentry and storm con with sump | AKAL DEMOLITION & EXCAVATING LTD
MP-2023-02112 | 2023-11-29 | 4557 REID STREET #3, Vancouver, BC | Mechanical Permit | NULL | NULL | Issued | NULL | Ultra Mechanical Ltd
PP-2023-03355 | 2023-09-20 | 4557 REID STREET #3, Vancouver, BC | Plumbing Permit | Residential | New | Issued | Residential - Plumbing >BP: To construct a 2 storey laneway house building with 1 open parking pad, providing a total of 1 parking space, having vehicular access from the 20' Northwest Lane. Note: The entire building, INCLUDING THE ATTACHED GARAGE (if applicable), to be sprinklered to NFPA 13D Note: This is a 1 ½ storey building pursuant to the Zoning & Development By-law. 1. Covenant registered at the Land Title Office under CB595101 2. No Strata Titling permitted 3. No external mechanical unit proposed 4. Schedule B: (J.J.S. Hui) P.Eng (778.319.3403) Structural & Geotechnical 5. HPO: Residential Builder - UR Land Construction Ltd. | Touchone Plumbing & Heating Ltd
SP-2023-01638 | 2023-09-07 | 4557 REID STREET #3, Vancouver, BC | Sprinkler Permit | Residential | New | Issued | Residential - Piping and fixture installation >DB: To construct a 2 storey laneway house building with 1 open parking pad, providing a total of 1 parking space, having vehicular access from the 20' Northwest Lane. Note: The entire building, INCLUDING THE ATTACHED GARAGE (if applicable), to be sprinklered to NFPA 13D Note: This is a 1 ½ storey building pursuant to the Zoning & Development By-law. 1. Covenant registered at the Land Title Office under CB595101 2. No Strata Titling permitted 3. No external mechanical unit proposed ***This permit is issued under the VBBL 2019, with updated energy requirements as per bylaw # 12997 effective Jan 01, 2022.*** | RG Plumbing Ltd
EP-2023-07619 | 2023-08-23 | 4557 REID STREET #3, Vancouver, BC | Electrical Permit | Residential | New | Issued | Installation / Repair - Residential - TV, telephone, security alarm prewire and complete installation. >BP: To construct a 2 storey laneway house building ($129,800) with 1 open parking pad, providing a total of 1 parking space, having vehicular access from the 20' Northwest Lane. Note: The entire building, INCLUDING THE ATTACHED GARAGE (if applicable), to be sprinklered to NFPA 13D Note: This is a 1 ½ storey building pursuant to the Zoning & Development By-law. 1. Covenant registered at the Land Title Office under CB595101 2. No Strata Titling permitted 3. No external mechanical unit proposed 4. Schedule B: (J.J.S. Hui) P.Eng (778.319.3403) Structural & Geotechnical 5. HPO: Residential Builder - UR Land Construction Ltd. | Tvisha Technologies Ltd
EP-2023-07456 | 2023-08-30 | 4557 REID STREET #3, Vancouver, BC | Electrical Permit | Residential | New | Issued | Installation / Repair - Residential - ¦ #3LWH- 200A ¦ New installation >BP: To construct a 2 storey laneway house building ($129,800) with 1 open parking pad, providing a total of 1 parking space, having vehicular access from the 20' Northwest Lane. Note: The entire building, INCLUDING THE ATTACHED GARAGE (if applicable), to be sprinklered to NFPA 13D Note: This is a 1 ½ storey building pursuant to the Zoning & Development By-law. 1. Covenant registered at the Land Title Office under CB595101 2. No Strata Titling permitted 3. No external mechanical unit proposed 4. Schedule B: (J.J.S. Hui) P.Eng (778.319.3403) Structural & Geotechnical 5. HPO: Residential Builder - UR Land Construction Ltd. NOTE: To achieve the required FSR. A floor space exclusion of 3% has been applied to this application as per section 11.24.18 of the district schedule, to accommodate improved building performance. ***This permit is issued under the VBBL 2019, with updated energy requirements as per bylaw # 12997 effective Jan 01, 2022.*** | Wiremaster Electrical Ltd
NULL | NULL | 4557 REID STREET #3, Vancouver, BC | Mechanical Permit | NULL | NULL | Draft | NULL | NULL
PP-2023-02864 | 2023-08-14 | 3525 W 38TH AVENUE #3, Vancouver, BC | Plumbing Permit | Residential | New | Issued | Residential - plumbing >BP: To construct a 2 storey laneway house bldg with an attached garage and 1 open parking pad, providing a total of 2 parking spaces, having vehicular access from the rear 20' Lane. Note: This is a 1 ½ storey bldg pursuant to the Zoning & Development By-law. 1. Covenant registered under CB490253 2. No Strata Titling permitted 3. Entire bldg to be sprinklered NFPA 13-D 4. Heat pump unit – Ext. unit in rear yard / Int. unit in upper floor 5. Sch B: (Ken Jian, Ma) P.Eng (604.599.8890) Structural 6. Sch B: (Jian Zhong Jin) P.Eng (604.362.7021) Geotechnical 7. HPO: Owner Builder: (Sun, Shaoyan) 8. HRV required for LWH as of yr 2022 | Forbes Mechanical Ltd
EP-2023-07837 | 2023-08-30 | 3525 W 38TH AVENUE #3, Vancouver, BC | Electrical Permit | Residential | New | Issued | Installation / Repair - Residential - Installation of Alarm,Tel, TV, Data, Intercom. >BP: To construct a 2 storey laneway house bldg ($218,072.50) with an attached garage and 1 open parking pad, providing a total of 2 parking spaces, having vehicular access from the rear 20' Lane. Note: This is a 1 ½ storey bldg pursuant to the Zoning & Development By-law. 1. Covenant registered under CB490253 2. No Strata Titling permitted 3. Entire bldg to be sprinklered NFPA 13-D 4. Heat pump unit – Ext. unit in rear yard / Int. unit in upper floor 5. Sch B: (Ken Jian, Ma) P.Eng (604.599.8890) Structural 6. Sch B: (Jian Zhong Jin) P.Eng (604.362.7021) Geotechnical 7. HPO: Owner Builder: (Sun, Shaoyan) 8. HRV required for LWH as of yr 2022 NOTE: To achieve the required FSR. A floor space exclusion of 3% has been applied to this application as per section 11.24.18 of the district schedule, to accommodate improved building performance. ***This permit is issued under the VBBL 2019, with updated energy requirements as per bylaw # 12997 effective Jan 01, 2022.*** | AIGO TECHNOLOGY INC
SP-2023-01542 | 2023-08-23 | 3525 W 38TH AVENUE #3, Vancouver, BC | Sprinkler Permit | Residential | New | Issued | Residential - New fire sprinkler installation >BP: To construct a 2 storey laneway house bldg with an attached garage and 1 open parking pad, providing a total of 2 parking spaces, having vehicular access from the rear 20' Lane. Note: This is a 1 ½ storey bldg pursuant to the Zoning & Development By-law. 1. Covenant registered under CB490253 2. No Strata Titling permitted 3. Entire bldg to be sprinklered NFPA 13-D 4. Heat pump unit – Ext. unit in rear yard / Int. unit in upper floor 5. Sch B: (Ken Jian, Ma) P.Eng (604.599.8890) Structural 6. Sch B: (Jian Zhong Jin) P.Eng (604.362.7021) Geotechnical 7. HPO: Owner Builder: (Sun, Shaoyan) 8. HRV required for LWH as of yr 2022 | Spectrum Fire Protection Ltd
PP-2023-02274 | NULL | 3525 W 38TH AVENUE #3, Vancouver, BC | Plumbing Permit | Residential | New | Withdrawn | Residential - One outside sump | East West Excavating 2022 ltd
EP-2023-06868 | 2023-08-14 | 3525 W 38TH AVENUE #3, Vancouver, BC | Electrical Permit | Residential | New | Issued | Installation / Repair - Residential - Complete Electric Wiring for the Laneway House including the lighting, AC, Heating, 2 Car chargers, washer and dryer, Hot water tank etc. >BP: To construct a 2 storey laneway house bldg ($218,072.50) with an attached garage and 1 open parking pad, providing a total of 2 parking spaces, having vehicular access from the rear 20' Lane. Note: This is a 1 ½ storey bldg pursuant to the Zoning & Development By-law. 1. Covenant registered under CB490253 2. No Strata Titling permitted 3. Entire bldg to be sprinklered NFPA 13-D 4. Heat pump unit – Ext. unit in rear yard / Int. unit in upper floor 5. Sch B: (Ken Jian, Ma) P.Eng (604.599.8890) Structural 6. Sch B: (Jian Zhong Jin) P.Eng (604.362.7021) Geotechnical 7. HPO: Owner Builder: (Sun, Shaoyan) 8. HRV required for LWH as of yr 2022 NOTE: To achieve the required FSR. A floor space exclusion of 3% has been applied to this application as per section 11.24.18 of the district schedule, to accommodate improved building performance. ***This permit is issued under the VBBL 2019, with updated energy requirements as per bylaw # 12997 effective Jan 01, 2022.*** | A-Class Electrical Ltd
PP-2023-00713 | 2023-03-03 | 3525 W 38TH AVENUE #3, Vancouver, BC | Plumbing Permit | Residential | New | Issued | Residential - LWH - #3 - One outside sump AMEND: JUN 28/2023 Please change address for #3-3525-W.38th Ave. | East West Excavating 2022 ltd
PP-2023-03736 | 2023-10-26 | 747 SMITHE STREET, Vancouver, BC | Plumbing Permit | Commercial | Tenant Improvement | Completed | Commercial - relocate mop sink and basin and toilet >DB: Scope of work is for SHELL only and CHANGE OF MAJOR OCCUPANCY. Exterior and Interior alterations to divide the existing Retail suite (Group E) with the subsidiary occupancy of office (Group D) on the second storey into 2 tenant spaces and change the major occupancy of the east unit into Restaurant (Group A-2) in this existing 2 storey commercial building on this site. Scope of work includes: Exterior alteration to the building entrance on Smithe Street for new CRU. | Crystal Creek Property Services Limited
GP-2023-01157 | 2023-04-06 | 1938 VENABLES STREET, Vancouver, BC V5L 2H8 | Gas Permit | Residential | New | Completed | Residential - Install Gas 2 Ranges >BP: To construct a 2.5 storey two-family dwelling ($768,885) , with an open parking pad and detached accessory building (garage) at the rear providing 3 parking spaces, having vehicular access from the lane. | MAPLE APPLIANCE LTD
EP-2023-08973 | 2023-10-04 | 4408 FRASER STREET, Vancouver, BC V5V 4G5 | Electrical Permit | Commercial | New | Issued | Temporary Power - Commercial - To provide temporary power. | Ozz Electric BC Inc
EP-2023-09753 | 2023-10-27 | 4408 FRASER STREET, Vancouver, BC V5V 4G5 | Electrical Permit | Commercial | New | Issued | Temporary Power - Commercial - To provide temporary power. | Ozz Electric BC Inc
SP-2023-02230 | NULL | 708 E 28TH AVENUE, Vancouver, BC V5V 4G5 | Sprinkler Permit | Commercial | New | Applicant Revisions | Commercial - Installation of an automatic sprinkler system >BP: To construct a 7-storey mixed-use building consisting of: 1st to 2nd Storey - 7 CRU's; 5 two-level townhouses; 2 single-level dwelling units on Level 2 3rd to 7th Storey - 93 dwelling units; Amenity Room on Level 3 Rooftop - outdoor amenity with partially covered roof all over 2 levels of underground parking accessed from lane. Note: 1. This permit has been reviewed under the provisions of VBBL 2019. 2. CRU#2 thru CRU#6 shall not be tenanted as restaurants with Class 1 cooking in the future. 3. Pre-shaft: Two 2-hr vertical shafts with kitchen exhaust duct will be installed. 2-hr horizontal shafts connected to these vertical shafts from CRU#1 and CRU#7 will also be installed. ****Radio antenna system is required.**** STAGED CONSTRUCTION STAGE I: Excavation & Shoring (S.Yoo) ISSUED: Sept. 21, 2023 STAGE II: Full Construction - In review | NULL
SP-2023-02231 | NULL | 708 E 28TH AVENUE, Vancouver, BC V5V 4G5 | Sprinkler Permit | Commercial | New | Applicant Revisions | Commercial - Installation of an automatic sprinkler system >BP: To construct a 7-storey mixed-use building consisting of: 1st to 2nd Storey - 7 CRU's; 5 two-level townhouses; 2 single-level dwelling units on Level 2 3rd to 7th Storey - 93 dwelling units; Amenity Room on Level 3 Rooftop - outdoor amenity with partially covered roof all over 2 levels of underground parking accessed from lane. Note: 1. This permit has been reviewed under the provisions of VBBL 2019. 2. CRU#2 thru CRU#6 shall not be tenanted as restaurants with Class 1 cooking in the future. 3. Pre-shaft: Two 2-hr vertical shafts with kitchen exhaust duct will be installed. 2-hr horizontal shafts connected to these vertical shafts from CRU#1 and CRU#7 will also be installed. ****Radio antenna system is required.**** STAGED CONSTRUCTION STAGE I: Excavation & Shoring (S.Yoo) ISSUED: Sept. 21, 2023 STAGE II: Full Construction - In review | NULL
EP-2024-00533 | NULL | 708 E 28TH AVENUE, Vancouver, BC V5V 4G5 | Electrical Permit | Commercial | New | Application Incomplete | Installation / Repair - Commercial - electrical installation new construction including fire alarm, heat trace, security, access control, low voltage communications, unit sub and ecomm >BP: To construct a 7-storey mixed-use building consisting of: 1st to 2nd Storey - 7 CRU's; 5 two-level townhouses; 2 single-level dwelling units on Level 2 3rd to 7th Storey - 93 dwelling units; Amenity Room on Level 3 Rooftop - outdoor amenity all over 2 levels of underground parking accessed from lane. Notes: 1. This permit has been reviewed under the provisions of VBBL 2019. 2. A radio antenna system is required. 3. CRU#2 thru CRU#6 shall not be tenanted as restaurants with Class 1 cooking in the future. 4. Pre-shaft: Two 2-hr vertical shafts with kitchen exhaust duct will be installed. 2-hr horizontal shafts connected to these vertical shafts from CRU#1 and CRU#7 will also be installed. STAGED CONSTRUCTION STAGE I: Excavation & Shoring (S.Yoo) ISSUED: Sept. 21, 2023 STAGE II: Full Construction (S.Yoo) ISSUED: Dec. 12, 2023 | Ozz Electric BC Inc
NULL | NULL | 708 E 28TH AVENUE, Vancouver, BC V5V 4G5 | Sprinkler Permit | Commercial | New | Payment Pending | Commercial - New sprinkler system | Haven Fire Protection Ltd
PP-2024-00189 | 2024-01-25 | 708 E 28TH AVENUE, Vancouver, BC V5V 4G5 | Plumbing Permit | Commercial | New | Issued | Commercial - 7 story wood frame multi residential *** below slab only *** | MV Mechanical
SP-2023-01531 | 2023-08-22 | 2610 BOBOLINK AVENUE #3, Vancouver, BC | Sprinkler Permit | Residential | New | Issued | Residential - To install piping and fixtures for a new laneway house. >BP: Note: The entire building, INCLUDING THE ATTACHED GARAGE, is to be sprinklered to NFPA 13 D To construct a 2 storey laneway house building with an attached garage and 1 open parking pad, providing a total of 2 parking spaces, having vehicular access from the 20' Lane. Note: This is a 1 ½ storey building pursuant to the Zoning & Development By-law. 1. Covenant registered at the Land Title Office under CB228210 2. No Strata Titling permitted 3. No A/C Unit proposed 4. Schedule B: (A.S. Rathod) P.Eng (778-885-0551) Structural / Geotechnical 5. HPO: Residential Builder- (Maplewest Homes Ltd) | Skyway Plumbing & gas Ltd
EP-2023-07042 | 2023-08-03 | 2610 BOBOLINK AVENUE #3, Vancouver, BC | Electrical Permit | Residential | New | Issued | Installation / Repair - Residential - TV/Data/Tel. Wiring, Alarm System, CCTV Camera System, Central Vacuum System and Doorbells. | Westend Sound And Security Inc.
MP-2023-01313 | 2023-07-24 | 2610 BOBOLINK AVENUE #3, Vancouver, BC | Mechanical Permit | NULL | NULL | Issued | NULL | Skyway Plumbing & gas Ltd
PP-2023-02355 | 2023-07-04 | 2610 BOBOLINK AVENUE #3, Vancouver, BC | Plumbing Permit | Residential | New | Issued | Residential - To install piping and fixtures for a new laneway house. >BP: To construct a 2 storey laneway house building with an attached garage and 1 open parking pad, providing a total of 2 parking spaces, having vehicular access from the 20' Lane. Note: This is a 1 ½ storey building pursuant to the Zoning & Development By-law. 1. Covenant registered at the Land Title Office under CB228210 2. No Strata Titling permitted 3. No A/C Unit proposed 4. Schedule B: (A.S. Rathod) P.Eng (778-885-0551) Structural / Geotechnical 5. HPO: Residential Builder- (Maplewest Homes Ltd) | Skyway Plumbing & gas Ltd
EP-2023-04959 | 2023-07-05 | 2610 BOBOLINK AVENUE #3, Vancouver, BC | Electrical Permit | Residential | New | Issued | Installation / Repair - Residential - Rough wire and finishing of laneway house >BP: Note: The entire building, INCLUDING THE ATTACHED GARAGE, is to be sprinklered to NFPA 13 R per 3.2.5.12.(3)(d) To construct a 2 storey laneway house building ($225,000.00) with an attached garage and 1 open parking pad, providing a total of 2 parking spaces, having vehicular access from the 20' Lane. Note: This is a 1 ½ storey building pursuant to the Zoning & Development By-law. 1. Covenant registered at the Land Title Office under CB228210 2. No Strata Titling permitted 3. No A/C Unit proposed 4. Schedule B: (A.S. Rathod) P.Eng (778-885-0551) Structural / Geotechnical 5. HPO: Residential Builder- (Maplewest Homes Ltd) | Hayat Electrical Ltd
PP-2023-01668 | 2023-05-11 | 3525 W 10TH AVENUE #3, Vancouver, BC V6R 2E9 | Plumbing Permit | Residential | New | Issued | Residential - Gravity sump installation for laneway house | Finest Construction & Renovation Ltd
PP-2023-02461 | 2023-07-12 | 3525 W 10TH AVENUE #3, Vancouver, BC V6R 2E9 | Plumbing Permit | Residential | New | Issued | Residential - LWH - #3 - Laneway house >DB: To construct a 2 storey laneway house building with 1 open parking pad providing 1 parking space having vehicular access from the lane. The entire building to be sprinklered to NFPA 13D. Note: This is a 1 ½ storey building pursuant to the Zoning & Development By-law Note: Bldg 1 (principal bldg) addressed 3525 W 10TH AVE retained on site. Note: See permit BP-2023-00388 for main house deck alteration. The Main House exterior alteration work to be completed prior to the Final inspection of the Laneway House. 1. No A/C unit proposed ***This permit is issued under the VBBL 2019, with updated energy requirements as per bylaw # 12997 effective Jan 01, 2022.*** | JAI Plumbing & Heating Ltd
NULL | NULL | 3525 W 10TH AVENUE #3, Vancouver, BC V6R 2E9 | Electrical Permit | Residential | New | Draft | Installation / Repair - Residential - 200 A service,Wiring and finishing the electrical work for laneway house. | NULL
EP-2023-03650 | 2023-05-09 | 3525 W 10TH AVENUE #3, Vancouver, BC V6R 2E9 | Electrical Permit | Residential | New | Issued | Installation / Repair - Residential - Electrical rough wiring,service and finishing. >BP: To construct a 2 storey laneway house building ($189,770) with 1 open parking pad providing 1 parking space having vehicular access from the lane. The entire building to be sprinklered to NFPA 13D. Note: This is a 1 ½ storey building pursuant to the Zoning & Development By-law Note: Bldg 1 (principal bldg) addressed 3525 W 10TH AVE retained on site. Note: See permit BP-2023-00388 for main house deck alteration. The Main House exterior alteration work to be completed prior to the Final inspection of the Laneway House. 1. No A/C unit proposed 2. Schedule B: Yongkang Deng P.Eng (604.505.6816) Structural & Geotechnical 3. HPO: Residential Builder- Greatvan Builders Inc ***This permit is issued under the VBBL 2019, with updated energy requirements as per bylaw # 12997 effective Jan 01, 2022.*** | Ying Shi dba York Electrical Services
EP-2023-07706 | 2023-08-24 | 3525 W 10TH AVENUE #3, Vancouver, BC V6R 2E9 | Electrical Permit | Residential | New | Issued | Installation / Repair - Residential - Install Low Voltage wiring (networking), TV, Data, Tel. Rough-In and Finishing. >BP: To construct a 2 storey laneway house building ($189,770) with 1 open parking pad providing 1 parking space having vehicular access from the lane. The entire building to be sprinklered to NFPA 13D. Note: This is a 1 ½ storey building pursuant to the Zoning & Development By-law Note: Bldg 1 (principal bldg) addressed 3525 W 10TH AVE retained on site | Magnificent Security Inc.
SP-2023-01500 | 2023-08-16 | 3525 W 10TH AVENUE #3, Vancouver, BC V6R 2E9 | Sprinkler Permit | Residential | New | Issued | Residential - LWH - #3 - new laneway house >DB: To construct a 2 storey laneway house building with 1 open parking pad providing 1 parking space having vehicular access from the lane. The entire building to be sprinklered to NFPA 13D. Note: This is a 1 ½ storey building pursuant to the Zoning & Development By-law 1. No A/C unit proposed ***This permit is issued under the VBBL 2019, with updated energy requirements as per bylaw # 12997 effective Jan 01, 2022.*** | Yu Fire Protection Inc.
SP-2024-00094 | NULL | 2617 CAROLINA STREET, Vancouver, BC | Sprinkler Permit | Residential | New | In Review | Residential - New piping and new sprinkler head installation >BP: To construct a 3 storey row housing, containing a total of three dwelling units, with a detached 2-car garage accessory building and one at grade parking space at the rear of the site, having vehicular access from the lane. Building Review Notes: - Building to be sprinklered to NFPA 13D | MP FIRE PROTECTION LTD
EP-2023-10934 | 2023-12-06 | 6850 RALEIGH STREET #3, Vancouver, BC | Electrical Permit | Residential | New | Issued | Installation / Repair - Residential - Laneway house extra low voltage. Data/Voice/TV Cable,Security prewire, Door bell. >BP: To construct a 2 storey laneway house building ($225,000.00) with an open parking pad, providing 1 parking space, having vehicular access from the lane. Note: This is a 1 ½ storey building pursuant to the Zoning & Development By-law 1. Covenant registered at the Land Title Office under CB320862 2. No Strata Titling permitted 3. No A/C unit proposed 4. Entire building to be sprinklered 13D 5. Schedule B: Alan Prahalad P.Eng (604.831.1431) Structural & Geotechnical 6. HPO: Residential Builder - Artius Developments Inc. ***This permit is issued under the VBBL 2019, with updated energy requirements as per bylaw # 12997 effective Jan 01, 2022.*** | SECUTECH DEVELOPMENT LTD.
EP-2023-10827 | 2023-12-11 | 6850 RALEIGH STREET #3, Vancouver, BC | Electrical Permit | Residential | New | Issued | Installation / Repair - Residential - ¦ #3LWH- 200A ¦ New laneway house wiring and finishing main service is 200 amp laneway house for 125 amp and main house for 150 amp >BP: To construct a 2 storey laneway house building ($225,000.00) with an open parking pad, providing 1 parking space, having vehicular access from the lane. Note: This is a 1 ½ storey building pursuant to the Zoning & Development By-law 1. Covenant registered at the Land Title Office under CB320862 2. No Strata Titling permitted 3. No A/C unit proposed 4. Entire building to be sprinklered 13D 5. Schedule B: Alan Prahalad P.Eng (604.831.1431) Structural & Geotechnical 6. HPO: Residential Builder - Artius Developments Inc. | G N ELECTRIC LTD
SP-2023-02128 | 2023-11-23 | 6850 RALEIGH STREET #3, Vancouver, BC | Sprinkler Permit | Residential | New | Issued | Residential - LWH - #3 - New sprinkler system >DB: To construct a 2 storey laneway house building with an open parking pad, providing 1 parking space, having vehicular access from the lane. Note: This is a 1 ½ storey building pursuant to the Zoning & Development By-law 1. Covenant registered at the Land Title Office under CB320862 2. No Strata Titling permitted 3. No A/C unit proposed 4. Entire building to be sprinklered 13D ***This permit is issued under the VBBL 2019, with updated energy requirements as per bylaw # 12997 effective Jan 01, 2022.*** | Haven Fire Protection Ltd
PP-2023-03486 | 2023-10-03 | 6850 RALEIGH STREET #3, Vancouver, BC | Plumbing Permit | Residential | New | Issued | Residential - LWH - #3 - Plumbing >DB: To construct a 2 storey laneway house building with an open parking pad, providing 1 parking space, having vehicular access from the lane. Note: This is a 1 ½ storey building pursuant to the Zoning & Development By-law 1. Covenant registered at the Land Title Office under CB320862 2. No Strata Titling permitted 3. No A/C unit proposed 4. Entire building to be sprinklered 13D ***This permit is issued under the VBBL 2019, with updated energy requirements as per bylaw # 12997 effective Jan 01, 2022.*** | HKR Plumbing Ltd
PP-2023-02795 | 2023-08-08 | 6850 RALEIGH STREET #3, Vancouver, BC | Plumbing Permit | Residential | New | Issued | Residential - LWH - #3 - Install sump and hook up with city for new Laneway home | CANLAND EXCAVATING LTD.
EP-2023-08138 | 2023-10-04 | 286 E 63RD AVENUE #3, Vancouver, BC | Electrical Permit | Residential | New | Issued | Installation / Repair - Residential - ¦ #3LWH- 200A ¦ Laneway wiring and finishing >BP: To construct a 2 storey laneway house bldg ($197,647.50) with 1 open parking pad, providing a total of 1 parking spaces, having vehicular access from the rear 20' Lane. Note: This is a 1 ½ storey building pursuant to the Zoning & Development By-law. 1. Covenant not required with existing house 2. No Strata Titling permitted 3. No external mechanical unit proposed 4. Entire building to be sprinklered 13D 5. Schedule B: (Makham S. Dhillon) P.Eng (604.537.6271) Structural + Geotechnical 6. HPO: Golden Fortune Construction Ltd 7. HRV required for laneway house as of year 2022 Note: As a result of the addition of a laneway house, the existing single detached house / principal dwelling, is to be assigned a suite number. At permit issuance, the site will be as follows: #1-286 E 63rd Av - Single Detached House (retained on site) #3-286 E 63rd Av - Laneway House NOTE: Information regarding the principal building on the survey and site plan is for reference only. Any discrepancy between information regarding the principal building on the survey and/or site plan and approved permit drawings for the principal building are neither approved nor authorized under this laneway house permit. ***This permit is issued under the VBBL 2019, with updated energy requirements as per bylaw # 12997 effective Jan 01, 2022.*** | Maple Leaf Electrical Ltd
PP-2023-03266 | 2023-09-15 | 286 E 63RD AVENUE #3, Vancouver, BC | Plumbing Permit | Residential | New | Issued | Residential - Laneway house sump | Gateway Landscaping & Excavating Ltd
PP-2023-03238 | 2023-09-13 | 286 E 63RD AVENUE #3, Vancouver, BC | Plumbing Permit | Residential | New | Issued | Residential - LWH - #3 - To install piping and fixtures for a new laneway house. >DB: To construct a 2 storey laneway house bldg with 1 open parking pad, providing a total of 1 parking spaces, having vehicular access from the rear 20' Lane. Note: This is a 1 ½ storey building pursuant to the Zoning & Development By-law. 1. Covenant not required with existing house 2. No Strata Titling permitted 3. No external mechanical unit proposed 4. Entire building to be sprinklered 13D ***This permit is issued under the VBBL 2019, with updated energy requirements as per bylaw # 12997 effective Jan 01, 2022.*** | Skyway Plumbing & gas Ltd
EP-2023-08633 | 2023-09-26 | 286 E 63RD AVENUE #3, Vancouver, BC | Electrical Permit | Residential | New | Issued | Installation / Repair - Residential - Extra low voltage: Data Cables, coax cable and security alarm. >BP: To construct a 2 storey laneway house bldg ($197,647.50) with 1 open parking pad, providing a total of 1 parking spaces, having vehicular access from the rear 20' Lane. Note: This is a 1 ½ storey building pursuant to the Zoning & Development By-law. 1. Covenant not required with existing house 2. No Strata Titling permitted 3. No external mechanical unit proposed 4. Entire building to be sprinklered 13D 5. Schedule B: (Makham S. Dhillon) P.Eng (604.537.6271) Structural + Geotechnical 6. HPO: Golden Fortune Construction Ltd 7. HRV required for laneway house as of year 2022 NOTE: To achieve the required FSR. A floor space exclusion of 3% has been applied to this application as per section 11.24.18 of the district schedule, to accommodate improved building performance. | AJ INTEGRATED SERVICES LTD
SP-2023-01820 | 2023-09-29 | 286 E 63RD AVENUE #3, Vancouver, BC | Sprinkler Permit | Residential | New | Issued | Residential - LWH - #3 - To install piping and fixtures for a new laneway house. >DB: To construct a 2 storey laneway house bldg with 1 open parking pad, providing a total of 1 parking spaces, having vehicular access from the rear 20' Lane. Note: This is a 1 ½ storey building pursuant to the Zoning & Development By-law. 1. Covenant not required with existing house 2. No Strata Titling permitted 3. No external mechanical unit proposed 4. Entire building to be sprinklered 13D ***This permit is issued under the VBBL 2019, with updated energy requirements as per bylaw # 12997 effective Jan 01, 2022.*** | Skyway Plumbing & gas Ltd
PP-2023-02939 | 2023-08-18 | 3826 W 26TH AVENUE #3, Vancouver, BC | Plumbing Permit | Residential | New | Issued | Residential - plumbing >BP: To construct a 2 storey laneway house building with an attached garage providing 2 parking and a surface parking having vehicular access from the lane. Note: This is a 2 storey building pursuant to the Zoning and Development By-Law ******THIS PERMIT HAS BEEN ISSUED UNDER THE REQUIREMENTS OF VBBL 2019****** This permit is issued under the VBBL 2019, with updated energy requirements as per bylaw # 12997 effective Jan 01, 2022. The entire building to be sprinklered to NFPA 13D. 1. Covenant registration to be completed prior to sheathing inspection 2. No Strata Titling permitted 3. A/C unit proposed in rear yard. 4. Schedule B Jason Hui, P.Eng (778-319-3403) Structural and Geotechnical 5. BC Housing Vandot Home Services & Development Ltd | WDR CONTRACTING LTD
EP-2023-09449 | 2023-10-30 | 3826 W 26TH AVENUE #3, Vancouver, BC | Electrical Permit | Residential | New | Issued | Installation / Repair - Residential - rough in and completion for alarm data and tel >BP: To construct a 2 storey laneway house building with an attached garage providing 2 parking and a surface parking having vehicular access from the lane. Note: This is a 2 storey building pursuant to the Zoning and Development By-Law ******THIS PERMIT HAS BEEN ISSUED UNDER THE REQUIREMENTS OF VBBL 2019****** This permit is issued under the VBBL 2019, with updated energy requirements as per bylaw # 12997 effective Jan 01, 2022. The entire building to be sprinklered to NFPA 13D. 1. Covenant registration to be completed prior to sheathing inspection 2. No Strata Titling permitted 3. A/C unit proposed in rear yard. 4. Schedule B Jason Hui, P.Eng (778-319-3403) Structural and Geotechnical 5. BC Housing Vandot Home Services & Development Ltd NOTE: To achieve the required FSR a floor space exclusion of 3% has been applied to this application as per section 11.3.8.24 (d) of the district schedule, to accommodate improved building performance. "Combustible projections or roof soffits on an exposing building face shall not project to less than .45m from the property line and shall be in compliance with VBBL 2019 9.10.15.5.(9)" | Guardian Security Systems ltd
SP-2023-02083 | 2023-11-15 | 3826 W 26TH AVENUE #3, Vancouver, BC | Sprinkler Permit | Residential | New | Issued | Residential - LWH - #3 - new laneway house >DB: To construct a 2 storey laneway house building with an attached garage providing 2 parking and a surface parking having vehicular access from the lane. Note: This is a 2 storey building pursuant to the Zoning and Development By-Law ******THIS PERMIT HAS BEEN ISSUED UNDER THE REQUIREMENTS OF VBBL 2019****** This permit is issued under the VBBL 2019, with updated energy requirements as per bylaw # 12997 effective Jan 01, 2022. The entire building to be sprinklered to NFPA 13D. 1. Covenant registration to be completed prior to sheathing inspection 2. No Strata Titling permitted 3. A/C unit proposed in rear yard. | Yu Fire Protection Inc.
EP-2023-10483 | 2023-12-06 | 3826 W 26TH AVENUE #3, Vancouver, BC | Electrical Permit | Residential | New | Issued | Installation / Repair - Residential - ¦ #3LWH: 400A ¦ The wiring of and the installation of: -receptacles and switches -various appliances -service >BP: To construct a 2 storey laneway house building with an attached garage providing 2 parking and a surface parking having vehicular access from the lane. Note: This is a 2 storey building pursuant to the Zoning and Development By-Law ******THIS PERMIT HAS BEEN ISSUED UNDER THE REQUIREMENTS OF VBBL 2019****** This permit is issued under the VBBL 2019, with updated energy requirements as per bylaw # 12997 effective Jan 01, 2022. The entire building to be sprinklered to NFPA 13D. 1. Covenant registration to be completed prior to sheathing inspection 2. No Strata Titling permitted 3. A/C unit proposed in rear yard. 4. Schedule B Jason Hui, P.Eng (778-319-3403) Structural and Geotechnical 5. BC Housing Vandot Home Services & Development Ltd | GV ELECTRICAL INC
EP-2023-10624 | 2023-11-24 | 1095 ALBERNI STREET, Vancouver, BC | Electrical Permit | Commercial | Renovation | Completed | Installation / Repair - Commercial - HVAC Extra low-voltage >BP: 1095 Alberni St Interior alterations to change the use of Restaurant Class-1 to Retail Store in unit 708 Thurlow Street and combine the two units 708 Thurlow Street and 710 Thurlow Street into one unit on the ground floor of this existing commercial building. Storefront glazing is to remain clear and unobstructed. No translucent or opaque film, artwork, shelving, display case, curtains or similar elements are to be installed on or directly outside or inside of the approved glazing, except as indicated in the approved drawings. Separate permit is required for all signage. | Control Solutions Ltd
EP-2024-00634 | 2024-02-01 | 1095 ALBERNI STREET, Vancouver, BC | Electrical Permit | Commercial | Tenant Improvement | Completed | Installation / Repair - Commercial - CCTV, data and security wiring | Quality Guaranteed Services Inc
EP-2023-10422 | 2023-11-30 | 1095 ALBERNI STREET, Vancouver, BC | Electrical Permit | Commercial | Tenant Improvement | Completed | Installation / Repair - Commercial - Supply, install and verify operation of fire alarm reconfiguration to suit tenant renovations. >BP: 1095 Alberni St Interior alterations to change the use of Restaurant Class-1 to Retail Store in unit 708 Thurlow Street and combine the two units 708 Thurlow Street and 710 Thurlow Street into one unit on the ground floor of this existing commercial building. Scope of work includes coring of the slab for new mechanical equipment, new drop ceilings and interior bulkheads. Related to CP permit BP-2022-01712. New Tenant: Balenciaga | Corporate Electric Limited
EP-2023-09713 | 2023-11-07 | 1095 ALBERNI STREET, Vancouver, BC | Electrical Permit | Commercial | New | Completed | Installation / Repair - Commercial - Install electronic article security antennas for theft. >BP: 1095 Alberni St Interior alterations to change the use of Restaurant Class-1 to Retail Store in unit 708 Thurlow Street and combine the two units 708 Thurlow Street and 710 Thurlow Street into one unit on the ground floor of this existing commercial building. Scope of work includes coring of the slab for new mechanical equipment, new drop ceilings and interior bulkheads. Related to CP permit BP-2022-01712. New Tenant: Balenciaga | SCE Telecom Inc
EP-2023-08911 | 2023-10-04 | 1095 ALBERNI STREET, Vancouver, BC | Electrical Permit | Commercial | Tenant Improvement | Completed | Installation / Repair - Commercial - Installation of data cabling only as part of TI. >BP: Interior alterations to change the use of Restaurant Class-1 to Retail Store in unit 708 Thurlow Street and combine the two units 708 Thurlow Street and 710 Thurlow Street into one unit on the ground floor of this existing commercial building. Scope of work includes coring of the slab for new mechanical equipment, new drop ceilings and interior bulkheads. Related to CP permit BP-2022-01712. New Tenant: Balenciaga Ok for field review per J. Zhang - Mar 9, 2023 Ok'd by POD per Mehdi - Apr 13, 2023 Notes: - DBI to determine on site if a seismic letter is required for racking/shelving over 6ft high. - This building is sprinklered. A separate permit is required for all related work. - Schedule A and B, Architectural, Renante Solivar, Architect, 604-687-2990. - Schedule B, Structural, Dennis Gam, P. Eng, 604-738-0048. - Schedule B, Electrical, Bruce I. Campbell, P. Eng, 604-926-3251. - Schedule B, Mechanical & Plumbing, Irsan Tjioe, P. L. Eng, 604-684-5995. Storefront glazing is to remain clear and unobstructed. No translucent or opaque film, artwork, shelving, display case, curtains or similar elements are to be installed on or directly outside or inside of the approved glazing, except as indicated in the approved drawings. Separate permit is required for all signage. | Ampac Electric Ltd
EP-2023-05841 | 2023-06-29 | 1095 ALBERNI STREET, Vancouver, BC | Electrical Permit | Commercial | Tenant Improvement | Completed | Installation / Repair - Commercial - Retail tenant improvement. New power and lighting/lighting control. Device Modification to fire alarm system. Loadcenter relocation (reusing existing feed) We are only relocating (extending) the existing 200amp feed to the CRU 20 feet from original location. We will not be modifying any distribution equipment feeding the unit. >BP: Interior alterations to change the use of Restaurant Class-1 to Retail Store in unit 708 Thurlow Street and combine the two units 708 Thurlow Street and 710 Thurlow Street into one unit on the ground floor of this existing commercial building. Scope of work includes coring of the slab for new mechanical equipment, new drop ceilings and interior bulkheads. Related to CP permit BP-2022-01712. New Tenant: Balenciaga Ok for field review per J. Zhang - Mar 9, 2023 Ok'd by POD per Mehdi - Apr 13, 2023 Notes: - DBI to determine on site if a seismic letter is required for racking/shelving over 6ft high. - This building is sprinklered. A separate permit is required for all related work. - Schedule A and B, Architectural, Renante Solivar, Architect, 604-687-2990. - Schedule B, Structural, Dennis Gam, P. Eng, 604-738-0048. - Schedule B, Electrical, Bruce I. Campbell, P. Eng, 604-926-3251. - Schedule B, Mechanical & Plumbing, Irsan Tjioe, P. L. Eng, 604-684-5995. Amend: Aug 8, 2023 change this to match the building permit for the new tenant improvement. The new address would be 1095 Alberni Street. The associated building permit is BP-2023-00872 | SOMATIC HVAC SOLUTIONS LTD
PP-2023-02337 | 2023-07-06 | 1095 ALBERNI STREET, Vancouver, BC | Plumbing Permit | Commercial | Tenant Improvement | Completed | Commercial - Fixtures >BP: 1095 Alberni St Interior alterations to change the use of Restaurant Class-1 to Retail Store in unit 708 Thurlow Street and combine the two units 708 Thurlow Street and 710 Thurlow Street into one unit on the ground floor of this existing commercial building. Scope of work includes coring of the slab for new mechanical equipment, new drop ceilings and interior bulkheads. Related to CP permit BP-2022-01712. | DAVIDSON BROS MECHANICAL CONTRACTORS
SP-2023-00676 | 2023-07-27 | 1095 ALBERNI STREET, Vancouver, BC | Sprinkler Permit | Commercial | Tenant Improvement | Completed | Commercial - For sprinkler system alterations to the 2019 VBBL and NFPA 13, 2013 for the tenant improvements to provide interior alterations to change the use of Restaurant Class-1 to Retail Store in unit 708 Thurlow Street and combine the two units 708 Thurlow Street and 710 Thurlow Street into one unit on the ground floor of this existing commercial building. Notes: 1 - Engineer of Record: Dan Wong; 778-847-0572; denveng7@gmail.com 2 - Flexible Sprinkler Pipe - Balenciaga - Automatic sprinkler system has been designed for the use of Victaulic AH2 flexible sprinkler drops with 3/4" outlets, up to 48" with a maximum of 8 90° degree bends at a 2" bend radius for use with standard spray pendent sprinklers as noted on the sprinkler system shop drawings in the tenant improvement area only. 3 - Storage Arrangements for Rolling Storage Racks - Table 13.2.1 of NFPA 13, 2013 Class III, IV, and Group A Commodities to OH2 – 10' rolling rack storage with a maximum storage height of 10' to top of storage. A minimum of 18" to be maintained between top of storage and sprinkler, and 6" rubber stoppers to be installed between rolling shelves to maintain a gap of 6" between the shelving. Sprinkler system for the rolling storage rack storage (compact mobile storage) is designed to OH2 as outlined in Table 13.2.1 of NFPA 13, 2013. Sprinkler density of 0.3 USgpm/sq.ft. Sprinkler heads within the storage areas are quick response with a K-factor of K = 8.0, temperature of 155°F, and a maximum sprinkler coverage area of 130 sq. ft. per sprinkler. | Priority Fire Systems Ltd
EP-2023-09474 | 2023-10-31 | 3438 SAWMILL CRESCENT, Vancouver, BC V5S 0E3 | Electrical Permit | Commercial | NULL | Issued | Annual / Operating - Maintenance of existing operating electrical equipment. Two inspections with reports and digital worklogs. Renewal of EP-2022-08774 | Nightingale Electric Ltd
EP-2023-09050 | 2023-10-06 | 4858 EARLES STREET, Vancouver, BC V5R 3R5 | Electrical Permit | Commercial | New | Issued | Temporary Power - Commercial - To provide temporary power. >>Amend Address to: 4858 Earles St to match associated BP NOTE: Work authorized by this permit is for placement of a temporary power pole only and does not authorize any site construction and/or excavation. A separate Building Permit will be required prior to commencement of any other work on this site. | AZ ELECTRICAL SERVICES LTD
PP-2023-03627 | 2023-10-16 | 3957 W 36TH AVENUE, Vancouver, BC V6N 2S7 | Plumbing Permit | Residential | New | Issued | Residential - Install one sump without pump | Van-City Excavating Ltd
EP-2023-07277 | 2023-09-05 | 3957 W 36TH AVENUE, Vancouver, BC V6N 2S7 | Electrical Permit | Residential | New | Issued | Installation / Repair - Residential - ¦ 1FD- 200A ¦ New single house electric and low voltage installation. *An approved mechanical permit is required for the installation of air conditioning or heat pump unit at the time of installation before an electrical inspection will be performed | Higo Electric Ltd
PP-2023-03887 | 2023-11-03 | 1371 W 26TH AVENUE, Vancouver, BC | Plumbing Permit | Residential | New | Issued | Residential - Sump and sanitary connections for new duplex | Canstar Excavating & Landscaping Ltd
PP-2024-00028 | 2024-01-08 | 1371 W 26TH AVENUE, Vancouver, BC | Plumbing Permit | Residential | New | Issued | Residential - Plumbing for new duplex house >BP: To construct a 2.5 storey duplex with one secondary suite located in the Basement ($1,115,750.00) with a detached accessory building (garage) and 1 open parking at the rear providing 4 parking spaces, having vehicular access from the lane. 1. Covenant registered at the Land Title Office under CA9784900 2. External Mechanical Unit Proposed – Exterior components located in rear yard, Interior components located in closets on Top Floor 3. Bar sink located in basement Rec. Room. 4. Schedule B: (HENRY S.N HSU) P.Eng (604-322-7158) Structural, Geotechnical 5. HPO: Residential Builder- (Kasza Developments Ltd.) | Rain Coast Plumbing & Heating Ltd
EP-2023-06273 | 2023-07-12 | 1371 W 26TH AVENUE, Vancouver, BC | Electrical Permit | Residential | New | Issued | Temporary Power - Residential - To provide temporary power. | Clay Electric Ltd
EP-2023-10400 | 2023-12-01 | 1375 W 26TH AVENUE #3, Vancouver, BC | Electrical Permit | Residential | New | Issued | Installation / Repair - Residential - Wire for laneway house.. >BP: To construct a 2 storey laneway house building ($250,000.00) with an attached garage and 1 open parking pad, providing a total of 2 parking spaces, having vehicular access from the 20' Lane. Note: This is a 1 ½ storey building pursuant to the Zoning & Development By-law. 1. Covenant registered at the Land Title Office under CA9626830 2. No External Mechanical Unit proposed 3. Schedule B: (HEMRY S.N HSU) P.eng (604-322-7158) – Structural + Geotechnical 4. HPO: Residential Builder- (Tang & Walker Construction Ltd.) NOTE: To achieve the required FSR. A floor space exclusion of 3% has been applied to this application as per section 11.24.18 of the district schedule, to accommodate improved building performance. Note: The entire building, INCLUDING THE ATTACHED GARAGE, is to be sprinklered to NFPA 13 D per 3.2.5.12.(3)(d) *NEW HOUSE* Note: See DB-2022-00452 for Bldg 1 on site (principal bldg). **THIS PERMIT HAS BEEN ISSUED UNDER THE REQUIREMENTS OF VBBL #12511 (2019) ** | Clay Electric Ltd
EP-2023-10401 | NULL | 1375 W 26TH AVENUE #3, Vancouver, BC | Electrical Permit | Residential | New | Withdrawn | Installation / Repair - Residential - Wire for laneway house. | Clay Electric Ltd
EP-2023-09781 | 2023-11-07 | 3608 PRINCE EDWARD STREET, Vancouver, BC | Electrical Permit | Residential | New | Issued | Installation / Repair - Residential - LOW VOLTAGE PREWIRING AND FINISH >BP: To construct a 2 storey laneway house building ($205,960) with 1 open parking pad, providing a total of 1 parking spaces, having vehicular access from the 20' Lane. Note: The entire building to be sprinklered to NFPA 13D Note: This is a 1 ½ storey building pursuant to the Zoning & Development By-law. 1. Covenant not required with existing house 2. No Strata Titling permitted 3. Mechanical unit proposed – Exterior component located in north yard 4. Schedule B: (J.J.S. Hui) P.Eng (778.319.3403) Structural and Geotechnical 5. HPO: Silvercrest Custom Homes and Renovations Inc. NOTE: To achieve the required FSR. A floor space exclusion of 3% has been applied to this application as per section 11.24.18 of the district schedule, to accommodate improved building performance. *EXISTING HOUSE* Note: Bldg 1 (principal bldg) addressed 408 E 20th Ave retained on site. ***This permit is issued under the VBBL 2019, with updated energy requirements as per bylaw # 12997 effective Jan 01, 2022.*** | Aslan Security Systems Ltd
MP-2023-01885 | 2023-10-20 | 3608 PRINCE EDWARD STREET, Vancouver, BC | Mechanical Permit | NULL | NULL | Issued | NULL | Killarney Mechanical Ltd
SP-2023-01723 | 2023-09-19 | 3608 PRINCE EDWARD STREET, Vancouver, BC | Sprinkler Permit | Residential | New | Issued | Residential - LWH - fire sprinkler system >DB: To construct a 2 storey laneway house building with 1 open parking pad, providing a total of 1 parking spaces, having vehicular access from the 20' Lane. Note: The entire building to be sprinklered to NFPA 13D Note: This is a 1 ½ storey building pursuant to the Zoning & Development By-law. 1. Covenant not required with existing house 2. No Strata Titling permitted 3. Mechanical unit proposed – Exterior component located in north yard ***This permit is issued under the VBBL 2019, with updated energy requirements as per bylaw # 12997 effective Jan 01, 2022.*** | Killarney Mechanical Ltd
EP-2023-08440 | 2023-09-25 | 3608 PRINCE EDWARD STREET, Vancouver, BC | Electrical Permit | Residential | New | Issued | Installation / Repair - Residential - Rough wire and finishing of new built laneway house. >BP: To construct a 2 storey laneway house building ($205,960) with 1 open parking pad, providing a total of 1 parking spaces, having vehicular access from the 20' Lane. Note: The entire building to be sprinklered to NFPA 13D Note: This is a 1 ½ storey building pursuant to the Zoning & Development By-law. 1. Covenant not required with existing house 2. No Strata Titling permitted 3. Mechanical unit proposed – Exterior component located in north yard 4. Schedule B: (J.J.S. Hui) P.Eng (778.319.3403) Structural and Geotechnical 5. HPO: Silvercrest Custom Homes and Renovations Inc. *EXISTING HOUSE* Note: Bldg 1 (principal bldg) addressed 408 E 20th Ave retained on site. ***This permit is issued under the VBBL 2019, with updated energy requirements as per bylaw # 12997 effective Jan 01, 2022.*** | Hayat Electrical Ltd
PP-2023-03260 | 2023-09-15 | 3608 PRINCE EDWARD STREET, Vancouver, BC | Plumbing Permit | Residential | New | Issued | Residential - LWH - new plumbing >DB: To construct a 2 storey laneway house building with 1 open parking pad, providing a total of 1 parking spaces, having vehicular access from the 20' Lane. Note: The entire building to be sprinklered to NFPA 13D Note: This is a 1 ½ storey building pursuant to the Zoning & Development By-law. 1. Covenant not required with existing house 2. No Strata Titling permitted 3. Mechanical unit proposed – Exterior component located in north yard ***This permit is issued under the VBBL 2019, with updated energy requirements as per bylaw # 12997 effective Jan 01, 2022.*** | Killarney Mechanical Ltd
PP-2023-02573 | 2023-07-20 | 3608 PRINCE EDWARD STREET, Vancouver, BC | Plumbing Permit | Residential | New | Issued | Residential - LWH - One sump out of the Laneway house | Jewel Mini Excavating Ltd
EP-2023-07218 | 2023-08-08 | 6820 ADERA STREET, Vancouver, BC V6P 1J3 | Electrical Permit | Residential | New | Issued | Temporary Power - Residential - To provide temporary power. | M.K. Electric Ltd
PP-2024-00025 | 2024-01-04 | 6820 ADERA STREET, Vancouver, BC V6P 1J3 | Plumbing Permit | Residential | New | Issued | Residential - all new plumbing work >BP: To construct a 2 storey + cellar one-family dwelling ($1,846,030.00) with total 3 site parking spaces, having vehicular access from the lane. Note: This is a 2 storey building pursuant to the Zoning and Development By-Law 1- Bar/Sink proposed in the cellar 2- External mechanical unit proposed in the rear yard 3- Schedule B: Yeming Li, P.Eng. (604-385-2666) Structural & Geotechnical 4- Schedule B: Gong Zuo Zhou, P.Eng (604-838-2586) Geotechnical 5- HPO: Residential Builder – Leecon Development Ltd. 6- The entire building to be sprinklered to NFPA 13D. | THANDI PLUMBING LTD
EP-2023-11378 | 2024-01-09 | 6820 ADERA STREET, Vancouver, BC V6P 1J3 | Electrical Permit | Residential | New | Issued | Installation / Repair - Residential - Electrical wiring for single family dwelling , installation of 400amp underground service with two meters, 1st meter-300 amp for main house. 2nd meter -125 amp for laneway house. >BP: To construct a 2 storey + cellar one-family dwelling ($1,846,030.00) with total 3 site parking spaces, having vehicular access from the lane. Note: This is a 2 storey building pursuant to the Zoning and Development By-Law 1- Bar/Sink proposed in the cellar 2- External mechanical unit proposed in the rear yard 3- Schedule B: Yeming Li, P.Eng. (604-385-2666) Structural & Geotechnical 4- Schedule B: Gong Zuo Zhou, P.Eng (604-838-2586) Geotechnical 5- HPO: Residential Builder – Leecon Development Ltd. 6- The entire building to be sprinklered to NFPA 13D. | Altech Electric Ltd
EP-2023-03617 | NULL | 4240 CAMBIE STREET, Vancouver, BC V5Z 2Y4 | Electrical Permit | Commercial | NULL | Application Incomplete | Annual / Operating - Regular or ongoing maintenance | Chambers Electrical Corp
PP-2023-02633 | 2023-07-25 | 1574 W 66TH AVENUE #3, Vancouver, BC V6P 2R9 | Plumbing Permit | Residential | New | Issued | Residential - Plumbing >BP: To construct a 2 storey laneway house building ($159,037.50) with an attached garage and 1 open parking pad, providing a total of 2 parking spaces, having vehicular access from the 20' Lane. Note: The entire building, INCLUDING THE ATTACHED GARAGE (if applicable), to be sprinklered to NFPA 13D Note: This is a 1 ½ storey building pursuant to the Zoning & Development By-law. 1. Covenant registered at the Land Title Office under CB428662 2. A/C proposed – Exterior component located in Porch, Interior component located in Upper Floor at bedroom #2. 3. Schedule B: (J.J.S.Hui) P.Eng (778.319.3403) Structural & Geotechnical 4. HPO: Residential Builder- Milkyway Industry Ltd | Lally Plumbing & Heating Ltd
SP-2023-01478 | 2023-08-11 | 1574 W 66TH AVENUE #3, Vancouver, BC V6P 2R9 | Sprinkler Permit | Residential | New | Issued | Residential - Install Sprinkler Heads -Note: The entire building, INCLUDING THE ATTACHED GARAGE (if applicable), to be sprinklered to NFPA 13D >BP: To construct a 2 storey laneway house building ($159,037.50) with an attached garage and 1 open parking pad, providing a total of 2 parking spaces, having vehicular access from the 20' Lane. Note: This is a 1 ½ storey building pursuant to the Zoning & Development By-law. 1. Covenant registered at the Land Title Office under CB428662 2. A/C proposed – Exterior component located in Porch, Interior component located in Upper Floor at bedroom #2. 3. Schedule B: (J.J.S.Hui) P.Eng (778.319.3403) Structural & Geotechnical 4. HPO: Residential Builder- Milkyway Industry Ltd NOTE: To achieve the required FSR. A floor space exclusion of 3% has been applied to this application as per section 11.24.18 of the district schedule, to accommodate improved building performance. *NEW HOUSE* Note: See DB-2022-05287 for Bldg 1 on site (principal bldg) addressed (1-2) 1574 W 66th Ave ***This permit is issued under the VBBL 2019, with updated energy requirements as per bylaw # 12997 effective Jan 01, 2022.*** | RAHELU PLUMBING & HEATING LTD.
EP-2023-07580 | 2023-08-30 | 1574 W 66TH AVENUE #3, Vancouver, BC V6P 2R9 | Electrical Permit | Residential | New | Issued | Installation / Repair - Residential - Wiring new laneway house 2x200 amp service >BP: To construct a 2 storey laneway house building ($159,037.50) with an attached garage and 1 open parking pad, providing a total of 2 parking spaces, having vehicular access from the 20' Lane. Note: The entire building, INCLUDING THE ATTACHED GARAGE (if applicable), to be sprinklered to NFPA 13D Note: This is a 1 ½ storey building pursuant to the Zoning & Development By-law. 1. Covenant registered at the Land Title Office under CB428662 2. A/C proposed – Exterior component located in Porch, Interior component located in Upper Floor at bedroom #2. 3. Schedule B: (J.J.S.Hui) P.Eng (778.319.3403) Structural & Geotechnical 4. HPO: Residential Builder- Milkyway Industry Ltd | MILKYWAY INDUSTRY LTD
EP-2023-07749 | 2023-08-28 | 1574 W 66TH AVENUE #3, Vancouver, BC V6P 2R9 | Electrical Permit | Residential | New | Issued | Installation / Repair - Residential - Install Low Voltage wiring (networking), Security Alarm, TV, Data, Tel. Rough-In and Finishing. >BP: To construct a 2 storey laneway house building ($159,037.50) with an attached garage and 1 open parking pad, providing a total of 2 parking spaces, having vehicular access from the 20' Lane. Note: The entire building, INCLUDING THE ATTACHED GARAGE (if applicable), to be sprinklered to NFPA 13D | Magnificent Security Inc.
SP-2023-01555 | 2023-08-25 | 2608 E 45TH AVENUE #3, Vancouver, BC | Sprinkler Permit | Residential | New | Issued | Residential - New sprinkler system >BP: To construct a 2 storey laneway house building ($214,970) with 1 open parking pad, having vehicular access from the 20' Lane. Entire building sprinklered to NFPA-13D requirements. Note: This is a 1 ½ storey building pursuant to the Zoning & Development By-law. Note: Bldg 1 (principal bldg) addressed #1-2608 E 45TH AVE retained on site. 1. Covenant not required with existing house 2. No Strata Titling permitted 3. No A/C Unit proposed 4. Schedule B: (Jason Hui) P.Eng (778.319.3403) Struct. & Geo. 5. HPO: Residential Builder- Devine Homes Ltd. #46931 6. Entire Building to have NFPA 13-D | Haven Fire Protection Ltd
EP-2023-08025 | 2023-10-26 | 2608 E 45TH AVENUE #3, Vancouver, BC | Electrical Permit | Residential | New | Issued | Installation / Repair - Residential - 100 A LWH MAIN SERVICE ONLY/ 1FD HAS AN EXISTING SEPARATE SERVICE TO REMAIN Wiring for 2 storey laneway house >BP: To construct a 2 storey laneway house building ($214,970) with 1 open parking pad, having vehicular access from the 20' Lane. Entire building sprinklered to NFPA-13D requirements. Note: This is a 1 ½ storey building pursuant to the Zoning & Development By-law. Note: Bldg 1 (principal bldg) addressed #1-2608 E 45TH AVE retained on site. 1. Covenant not required with existing house 2. No Strata Titling permitted 3. No A/C Unit proposed 4. Schedule B: (Jason Hui) P.Eng (778.319.3403) Struct. & Geo. 5. HPO: Residential Builder- Devine Homes Ltd. #46931 6. Entire Building to have NFPA 13-D | AECOM ELECTRIC LTD
PP-2023-02352 | 2023-07-04 | 2608 E 45TH AVENUE #3, Vancouver, BC | Plumbing Permit | Residential | New | Issued | Residential - New plumbing in lane way house >BP: To construct a 2 storey laneway house building with 1 open parking pad, having vehicular access from the 20' Lane. Entire building sprinklered to NFPA-13D requirements. Note: This is a 1 ½ storey building pursuant to the Zoning & Development By-law. Note: Bldg 1 (principal bldg) addressed #1-2608 E 45TH AVE retained on site. 1. Covenant not required with existing house 2. No Strata Titling permitted 3. No A/C Unit proposed 4. Schedule B: (Jason Hui) P.Eng (778.319.3403) Struct. & Geo. 5. HPO: Residential Builder- Devine Homes Ltd. #46931 6. Entire Building to have NFPA 13-D | Finest Plumbing & Heating Ltd
PP-2023-01585 | 2023-05-05 | 2608 E 45TH AVENUE #3, Vancouver, BC | Plumbing Permit | Residential | New | Issued | Residential - Sump no pump >BP: To construct a 2 storey laneway house building with 1 open parking pad, having vehicular access from the 20' Lane. Entire building sprinklered to NFPA-13D requirements. | Bhullar Excavating and Demolition
EP-2023-05996 | 2023-07-17 | 33 WORTHINGTON PLACE, Vancouver, BC V5M 3K8 | Electrical Permit | Residential | New | Issued | Temporary Power - Residential - To provide temporary power. | HY Electric Company Ltd
EP-2023-06887 | 2023-08-17 | 33 WORTHINGTON PLACE, Vancouver, BC V5M 3K8 | Electrical Permit | Residential | New | Issued | Installation / Repair - Residential - ¦ 1FD + 1SS- 150A ¦ new house electric wiring and installation *An approved mechanical permit is required for the installation of air conditioning or heat pump unit at the time of installation before an electrical inspection will be performed >BP: To construct a 2 storey single detached house with a secondary suite located in the basement with an open surface parking in the rear, having vehicular access from the lane. The entire building to be sprinklered to NFPA 13D. Note: This is a 2 storey building pursuant to the Zoning and Development By-Law ******THIS PERMIT HAS BEEN ISSUED UNDER THE REQUIREMENTS OF VBBL 2019****** ***This permit is issued under the VBBL 2019, with updated energy requirements as per bylaw # 12997 effective Jan 01, 2022.*** 1. Covenant registered at the Land Title Office under CB509062 2. No strata titling permitted 3. External mechanical unit proposed in rear yard 4. Schedule B H. M. Kwon P.Eng (604 856 1680) Structural 5. Schedule B Qiyan Jiang P.Eng (604 856 1680) Geotechnical 6. BC Housing Cansim Construction Ltd. | HY Electric Company Ltd
PP-2023-02923 | 2023-08-17 | 33 WORTHINGTON PLACE, Vancouver, BC V5M 3K8 | Plumbing Permit | Residential | New | Issued | Residential - sump | CANTON EXCAVATING LTD.
NULL | NULL | 33 WORTHINGTON PLACE, Vancouver, BC V5M 3K8 | Mechanical Permit | NULL | NULL | Draft | NULL | Chen's Plumbing & Heating Ltd
NULL | NULL | 33 WORTHINGTON PLACE, Vancouver, BC V5M 3K8 | Mechanical Permit | NULL | NULL | Draft | NULL | Chen's Plumbing & Heating Ltd
NULL | NULL | 33 WORTHINGTON PLACE, Vancouver, BC V5M 3K8 | Mechanical Permit | NULL | NULL | Withdrawn | NULL | Chen's Plumbing & Heating Ltd
MP-2024-00047 | 2024-01-17 | 33 WORTHINGTON PLACE, Vancouver, BC V5M 3K8 | Mechanical Permit | NULL | NULL | Issued | NULL | Chen's Plumbing & Heating Ltd
PP-2023-04179 | 2023-11-28 | 33 WORTHINGTON PLACE, Vancouver, BC V5M 3K8 | Plumbing Permit | Residential | New | Issued | Residential - 1FD+SS - #1 & #2 - new house >DB: To construct a 2 storey single detached house with a secondary suite located in the basement with an open surface parking in the rear, having vehicular access from the lane. The entire building to be sprinklered to NFPA 13D. Note: This is a 2 storey building pursuant to the Zoning and Development By-Law ******THIS PERMIT HAS BEEN ISSUED UNDER THE REQUIREMENTS OF VBBL 2019****** ***This permit is issued under the VBBL 2019, with updated energy requirements as per bylaw # 12997 effective Jan 01, 2022.*** 1. Covenant registered at the Land Title Office under CB509062 2. No strata titling permitted 3. External mechanical unit proposed in rear yard All rooms adjacent to West, North & South exposing building face shall be sprinklered. | Chen's Plumbing & Heating Ltd
PP-2023-04180 | 2023-11-28 | 33 WORTHINGTON PLACE #3, Vancouver, BC V5M 3K8 | Plumbing Permit | Residential | New | Issued | Residential - LWH - #3 - Laneway house >DB: To construct a 1 storey laneway house building with an attached garage and an open parking pad providing total of 2 parking space having vehicular access from the lane. The entire building, INCLUDING THE ATTACHED GARAGE, to be sprinklered to NFPA 13R. To achieve the required FSR a floor space exclusion of 3% has been applied to this application as per section 11.3.8.24 (d) of the district schedule, to accommodate improved building performance. Note: This is a 2 storey building pursuant to the Zoning and Development By-Law ******THIS PERMIT HAS BEEN ISSUED UNDER THE REQUIREMENTS OF VBBL 2019****** ***This permit is issued under the VBBL 2019, with updated energy requirements as per bylaw # 12997 effective Jan 01, 2022.*** 1. Covenant registered at the Land Title Office under CB509062 2. No Strata Titling permitted 3. Exterior mechanical unit proposed in rear yard | Chen's Plumbing & Heating Ltd
PP-2023-04077 | 2023-11-20 | 33 WORTHINGTON PLACE #3, Vancouver, BC V5M 3K8 | Plumbing Permit | Residential | New | Issued | Residential - install one outside sump without pump | CANTON EXCAVATING LTD.
EP-2023-06987 | 2023-08-17 | 33 WORTHINGTON PLACE #3, Vancouver, BC V5M 3K8 | Electrical Permit | Residential | New | Issued | Installation / Repair - Residential - ¦ #3LWH- 200A ¦ laneway house permit -electric wiring and installation To construct a 1 storey laneway house building with an attached garage and an open parking pad providing total of 2 parking space having vehicular access from the lane. The entire building, INCLUDING THE ATTACHED GARAGE, to be sprinklered to NFPA 13R. To achieve the required FSR a floor space exclusion of 3% has been applied to this application as per section 11.3.8.24 (d) of the district schedule, to accommodate improved building performance. | HY Electric Company Ltd
NULL | NULL | 1935 WHYTE AVENUE, Vancouver, BC V6J 1B4 | Sprinkler Permit | NULL | NULL | Draft | Residential - new sprinkler system duplex | Alco Fire Protection Ltd
EP-2023-07090 | 2023-08-18 | 1935 WHYTE AVENUE, Vancouver, BC V6J 1B4 | Electrical Permit | Residential | Renovation | Issued | Installation / Repair - Residential - ¦MCD- 200A ¦ Wiring of renovation *An approved mechanical permit is required for the installation of air conditioning or heat pump unit at the time of installation before an electrical inspection will be performed To alter and convert this existing Heritage B one-family dwelling to a multiple conversion dwelling containing two dwelling units with a detached accessory building (garage) at the rear providing two parking spaces having vehicular access from the lane. | Empire Electric Ltd
EP-2023-04609 | 2023-05-25 | 1935 WHYTE AVENUE, Vancouver, BC V6J 1B4 | Electrical Permit | Residential | Renovation | Issued | Temporary Power - Residential - To provide temporary power. | Empire Electric Ltd
MP-2023-01961 | 2023-11-02 | 1935 WHYTE AVENUE, Vancouver, BC V6J 1B4 | Mechanical Permit | NULL | NULL | Issued | NULL | Avante Plumbing & Heating 21 Ltd
NULL | NULL | 1935 WHYTE AVENUE, Vancouver, BC V6J 1B4 | Mechanical Permit | NULL | NULL | Draft | NULL | Avante Plumbing & Heating 21 Ltd
NULL | NULL | 1935 WHYTE AVENUE, Vancouver, BC V6J 1B4 | Mechanical Permit | NULL | NULL | Draft | NULL | Avante Plumbing & Heating 21 Ltd
PP-2023-02927 | 2023-08-18 | 1935 WHYTE AVENUE, Vancouver, BC V6J 1B4 | Plumbing Permit | Residential | New | Issued | Residential - 1x outside gravity sump | J & R Excavation & Demolition Ltd.
SP-2023-01516 | 2023-08-25 | 1935 WHYTE AVENUE, Vancouver, BC V6J 1B4 | Sprinkler Permit | Residential | New | Issued | Residential - NEW duplex sprinkler system - Entire building to be sprinklered to NFPA 13R requirements. >BP: To alter and convert this existing Heritage B one-family dwelling to a multiple conversion dwelling containing two dwelling units with a detached accessory building (garage) at the rear providing two parking spaces having vehicular access from the lane. ******THIS PERMIT HAS BEEN REVIEWED & ISSUED UNDER THE REQUIREMENTS OF VBBL 2019 AND AMENDMENT EFFECTIVE JANUARY 1ST, 2022. ******** Building Review Branch Notes: 1. Sch. A, Struct. B and Geo. B are submitted. 2. Entire building is fully upgraded per category of work -stratifcation-VBBL 2019 11.4.7.1(a) - F4,S4,N4 & A4.. 3. Entire building to be sprinklered to NFPA 13R requirements. 4. All new windows, doors, and skylights shall conform to AAMA/WDMA/CSA101/I.S.2/A440, NAFS. | Alco Fire Protection Ltd
PP-2023-02835 | 2023-08-11 | 1935 WHYTE AVENUE, Vancouver, BC V6J 1B4 | Plumbing Permit | Residential | Renovation | Issued | Residential - Plumbing for: >BP: To alter and convert this existing Heritage B one-family dwelling to a multiple conversion dwelling containing two dwelling units with a detached accessory building (garage) at the rear providing two parking spaces having vehicular access from the lane. ******THIS PERMIT HAS BEEN REVIEWED & ISSUED UNDER THE REQUIREMENTS OF VBBL 2019 AND AMENDMENT EFFECTIVE JANUARY 1ST, 2022. ******** Building Review Branch Notes: 1. Sch. A, Struct. B and Geo. B are submitted. 2. Entire building is fully upgraded per category of work -stratifcation-VBBL 2019 11.4.7.1(a) - F4,S4,N4 & A4.. 3. Entire building to be sprinklered to NFPA 13R requirements. 4. All new windows, doors, and skylights shall conform to AAMA/WDMA/CSA101/I.S.2/A440, NAFS. | Avante Plumbing & Heating 21 Ltd
GP-2024-00085 | 2024-01-11 | 1935 WHYTE AVENUE, Vancouver, BC V6J 1B4 | Gas Permit | Residential | New | Issued | Residential - Installation of 2 gas fireplaces - venting and hook up only >BP: To alter and convert this existing Heritage B one-family dwelling to a multiple conversion dwelling containing two dwelling units with a detached accessory building (garage) at the rear providing two parking spaces having vehicular access from the lane. | Urban Fireplaces Ltd
MP-2024-00045 | 2024-01-10 | 1935 WHYTE AVENUE, Vancouver, BC V6J 1B4 | Mechanical Permit | NULL | NULL | Issued | NULL | Centigrade Mechanical Ltd
GP-2024-00073 | 2024-01-10 | 1935 WHYTE AVENUE, Vancouver, BC V6J 1B4 | Gas Permit | Residential | New | Issued | Residential - 2 Fireplaces, 2 Ranges & 2 BBQ's To install 2 range 2 bbq 2 fireplace There is piping for 2 fireplace >BP: To alter and convert this existing Heritage B one-family dwelling to a multiple conversion dwelling containing two dwelling units with a detached accessory building (garage) at the rear providing two parking spaces having vehicular access from the lane. | JOT MECHANICAL LTD
PP-2023-02031 | 2023-06-08 | 58 E 38TH AVENUE #3, Vancouver, BC | Plumbing Permit | Residential | New | Issued | Residential - Plumbing >BP: To construct a 2 storey laneway house building with an open parking pad, providing 1 parking space, having vehicular access from the lane. Note: This is a 1 ½ storey building pursuant to the Zoning & Development By-law 1. No Strata Titling permitted 2. No A/C unit proposed 3. Schedule B: Alan Prahalad P.Eng (604.831.1431) Structural & Geotechnical 4. HPO: Residential Builder- Ayka Development And Constructions Ltd | Lally Plumbing & Heating Ltd
PP-2023-01816 | 2023-05-24 | 58 E 38TH AVENUE #3, Vancouver, BC | Plumbing Permit | Residential | New | Issued | Residential - One outside sump | East West Excavating 2022 ltd
EP-2023-06513 | 2023-07-19 | 58 E 38TH AVENUE #3, Vancouver, BC | Electrical Permit | Residential | New | Issued | Installation / Repair - Residential - Roughin and finishing of tv, data, phone camera and alarm. >BP: To construct a 2 storey laneway house building ($185,750) with an open parking pad, providing 1 parking space, having vehicular access from the lane. Note: This is a 1 ½ storey building pursuant to the Zoning & Development By-law 1. No Strata Titling permitted 2. No A/C unit proposed 3. Schedule B: Alan Prahalad P.Eng (604.831.1431) Structural & Geotechnical 4. HPO: Residential Builder- Ayka Development And Constructions Ltd ***This permit is issued under the VBBL 2019, with updated energy requirements as per bylaw # 12997 effective Jan 01, 2022.*** | Simplypro Enterprise Ltd
SP-2023-01287 | 2023-07-18 | 58 E 38TH AVENUE #3, Vancouver, BC | Sprinkler Permit | Residential | New | Issued | Residential - LWH - #3 - LWH WITH NEW SPRINKLERS >DB: To construct a 2 storey laneway house building with an open parking pad, providing 1 parking space, having vehicular access from the lane. Note: This is a 1 ½ storey building pursuant to the Zoning & Development By-law 1. No Strata Titling permitted 2. No A/C unit proposed ***This permit is issued under the VBBL 2019, with updated energy requirements as per bylaw # 12997 effective Jan 01, 2022.*** | BC Fire Sprinklers Ltd
EP-2023-06238 | 2023-07-25 | 58 E 38TH AVENUE #3, Vancouver, BC | Electrical Permit | Residential | New | Issued | Installation / Repair - Residential - ¦ #3LWH/ 200A ¦ New laneway house Main service:200 amp Phase : single phase 3 wires Volt:120/240 Laneway main panel amp: 125 amp Main panel in the house :100 amp >BP: To construct a 2 storey laneway house building ($185,750) with an open parking pad, providing 1 parking space, having vehicular access from the lane. Note: This is a 1 ½ storey building pursuant to the Zoning & Development By-law 1. No Strata Titling permitted 2. No A/C unit proposed 3. Schedule B: Alan Prahalad P.Eng (604.831.1431) Structural & Geotechnical 4. HPO: Residential Builder- Ayka Development And Constructions Ltd ***This permit is issued under the VBBL 2019, with updated energy requirements as per bylaw # 12997 effective Jan 01, 2022.*** | Samreet Electrical Services Ltd
EP-2024-00605 | 2024-01-30 | 80 PENTICTON STREET, Vancouver, BC | Electrical Permit | Residential | New | Issued | Installation / Repair - Residential - Alarm pre-wire, telephone, tv, doorbell wiring installations. >BP: To construct a 2 storey laneway house building ($176,000) with an open parking pad, providing 1 parking space, having vehicular access from the lane. Note: This is a 1 ½ storey building pursuant to the Zoning & Development By-law Note: Bldg 1 (principal bldg) addressed 2603 Triumph retained on site. 1. External mechanical unit proposed 2. Schedule B: P.K.L. FONG P.Eng (604 837 3205) Structural & Geotechnical 3. HPO: Residential Builder- Smallworks Studios and Laneway Housing Inc. 4. HRV required for laneway house as of year 2022 ******THIS PERMIT HAS BEEN ISSUED UNDER THE REQUIREMENTS OF VBBL #12511 (2019)****** ***This permit is issued under the VBBL 2019, with updated energy requirements as per bylaw # 12997 effective Jan 01, 2022.*** | Best Built-In Centre Ltd
MP-2023-02265 | 2023-12-19 | 80 PENTICTON STREET, Vancouver, BC | Mechanical Permit | NULL | NULL | Issued | NULL | Next Level Plumbing Ltd
MP-2023-02262 | 2023-12-19 | 80 PENTICTON STREET, Vancouver, BC | Mechanical Permit | NULL | NULL | Issued | NULL | Heritage Mountain Heating and Cooling (2015) Inc
EP-2023-10734 | 2023-12-11 | 80 PENTICTON STREET, Vancouver, BC | Electrical Permit | Residential | New | Issued | Installation / Repair - Residential - New service 200 amp main, 100 amp existing main house, 125 amp laneway house. New laneway house construction >Permit Amendment Dec 18, 2023 -"Please chance laneway service from 125 to 150 amp" -Main service located at laneway: 200A -'See attached new load calculation" *Document(s) uploaded to "Application Documents" tab for Electrical Inspector review. Documents are at pending status at time of permit amendment approval >BP: To construct a 2 storey laneway house building ($176,000) with an open parking pad, providing 1 parking space, having vehicular access from the lane. Note: This is a 1 ½ storey building pursuant to the Zoning & Development By-law Note: Bldg 1 (principal bldg) addressed 2603 Triumph retained on site. 1. External mechanical unit proposed 2. Schedule B: P.K.L. FONG P.Eng (604 837 3205) Structural & Geotechnical 3. HPO: Residential Builder- Smallworks Studios and Laneway Housing Inc. 4. HRV required for laneway house as of year 2022 ******THIS PERMIT HAS BEEN ISSUED UNDER THE REQUIREMENTS OF VBBL #12511 (2019)****** ***This permit is issued under the VBBL 2019, with updated energy requirements as per bylaw # 12997 effective Jan 01, 2022.*** | O J ELECTRIC LTD
PP-2023-04218 | 2023-12-01 | 80 PENTICTON STREET, Vancouver, BC | Plumbing Permit | Residential | New | Issued | Residential - LWH - New Laneway House >DB: To construct a 2 storey laneway house building with an open parking pad, providing 1 parking space, having vehicular access from the lane. Note: This is a 1 ½ storey building pursuant to the Zoning & Development By-law Note: Bldg 1 (principal bldg) addressed 2603 Triumph retained on site. 1. External mechanical unit proposed ******THIS PERMIT HAS BEEN ISSUED UNDER THE REQUIREMENTS OF VBBL #12511 (2019)****** ***This permit is issued under the VBBL 2019, with updated energy requirements as per bylaw # 12997 effective Jan 01, 2022.*** | Next Level Plumbing Ltd
PP-2023-04150 | 2023-11-24 | 80 PENTICTON STREET, Vancouver, BC | Plumbing Permit | Residential | New | Issued | Residential - Install one outside sump without pump | Octiscapes Site Services Ltd
PP-2023-02858 | NULL | 2854 W 37TH AVENUE #3, Vancouver, BC | Plumbing Permit | Residential | New | Application Incomplete | Residential - Plumbing for new: >DB: To construct a 2 storey laneway house building ($250,000.00) with an open parking pad, providing 1 parking space, having vehicular access from the lane. Note: This is a 1 ½ storey building pursuant to the Zoning & Development By-law Note: Bldg 1 (principal bldg) addressed #1-2854 W 37th Av retained on site. 1. A/C unit proposed 2. Schedule B: Jason Hui P.Eng (778.319.3403) Structural & Geotechnical 3. HPO: Residential Builder- Rishi Holdings Ltd 4. Entire building to be sprinklered 13D 5. No Strata Titling permitted | MAKE IT WORTH PLUMBING AND HEATING
GP-2023-02369 | 2023-08-14 | 2854 W 37TH AVENUE #3, Vancouver, BC | Gas Permit | Residential | New | Issued | Residential - 1 Range & 1 BBQ >BP: To construct a 2 storey laneway house building ($250,000.00) with an open parking pad, providing 1 parking space, having vehicular access from the lane. | Koolmax Heating and Cooling Ltd
SP-2023-01486 | 2023-08-14 | 2854 W 37TH AVENUE #3, Vancouver, BC | Sprinkler Permit | Residential | New | Issued | Residential - Install sprinklers in LWH >BP: To construct a 2 storey laneway house building ($250,000.00) with an open parking pad, providing 1 parking space, having vehicular access from the lane. Note: This is a 1 ½ storey building pursuant to the Zoning & Development By-law Note: Bldg 1 (principal bldg) addressed #1-2854 W 37th Av retained on site. 1. A/C unit proposed 2. Schedule B: Jason Hui P.Eng (778.319.3403) Structural & Geotechnical 3. HPO: Residential Builder- Rishi Holdings Ltd 4. Entire building to be sprinklered 13D 5. No Strata Titling permitted | Gold Key Fire Protection Ltd
MP-2023-01533 | 2023-08-20 | 2854 W 37TH AVENUE #3, Vancouver, BC | Mechanical Permit | NULL | NULL | Issued | NULL | Wespac Mechanical Ltd
PP-2023-02400 | 2023-07-10 | 2854 W 37TH AVENUE #3, Vancouver, BC | Plumbing Permit | Residential | New | Issued | Residential - Sump | Canadian Excavating Ltd
PP-2023-02414 | 2023-07-10 | 2854 W 37TH AVENUE #3, Vancouver, BC | Plumbing Permit | Residential | New | Issued | Residential - Plumbing >BP: To construct a 2 storey laneway house building ($250,000.00) with an open parking pad, providing 1 parking space, having vehicular access from the lane. Note: This is a 1 ½ storey building pursuant to the Zoning & Development By-law Note: Bldg 1 (principal bldg) addressed #1-2854 W 37th Av retained on site. 1. A/C unit proposed 2. Schedule B: Jason Hui P.Eng (778.319.3403) Structural & Geotechnical 3. HPO: Residential Builder- Rishi Holdings Ltd 4. Entire building to be sprinklered 13D 5. No Strata Titling permitted | MAKE IT WORTH PLUMBING AND HEATING
EP-2023-06865 | 2023-08-15 | 2854 W 37TH AVENUE #3, Vancouver, BC | Electrical Permit | Residential | New | Issued | Installation / Repair - Residential - new electrical wiring will be install in laneway, appliances circuits, heat pump wiring, new electrical service will be install, extra low voltage circuits will be install 2x200 amp separate services >BP: To construct a 2 storey laneway house building ($250,000.00) with an open parking pad, providing 1 parking space, having vehicular access from the lane. Note: This is a 1 ½ storey building pursuant to the Zoning & Development By-law Note: Bldg 1 (principal bldg) addressed #1-2854 W 37th Av retained on site. 1. A/C unit proposed 2. Schedule B: Jason Hui P.Eng (778.319.3403) Structural & Geotechnical 3. HPO: Residential Builder- Rishi Holdings Ltd 4. Entire building to be sprinklered 13D 5. No Strata Titling permitted ***This permit is issued under the VBBL 2019, with updated energy requirements as per bylaw # 12997 effective Jan 01, 2022.*** | AMJ ELECTRIC SERVICES INC
PP-2023-03629 | 2023-10-20 | 589 BEATTY STREET, Vancouver, BC | Plumbing Permit | Commercial | Tenant Improvement | Issued | Commercial - Plumbing to be done for Japanese restaurant >BP: Minor Renovation Interior alteration to combine the two existing Restaurant Class -1 units (#104 & #115) into one unit and provide TI to a new restaurant tenant on the ground floor of this existing high rise commercial (office/restaurant) building. 1. One Class-1 and one Class 2 Cooking operations 2. Occupant load is 110 person 3. Was reviewed for conformance with VBBL 2019 Revision 1 To modify electrical, mechanical, and plumbing drawings per the itemized list in Revision-1 application | Concorde Mechanical Solutions Ltd
NULL | NULL | 589 BEATTY STREET, Vancouver, BC | Electrical Permit | Commercial | Tenant Improvement | Draft | Installation / Repair - Commercial - Wiring for lights, receptacles, kitchen equipment. | Levan Electrical Services Inc
EP-2023-09410 | 2023-10-18 | 589 BEATTY STREET, Vancouver, BC | Electrical Permit | Commercial | Tenant Improvement | Issued | Installation / Repair - Commercial - Wiring for lighting, and power, receptacles, exit signs. Amendment: "Adding 7 fire alarm devices, to existing system. (heat detectors, smoke detectors, manual station)" >BP: Minor Renovation Interior alteration to combine the two existing Restaurant Class -1 units (#104 & #115) into one unit and provide TI to a new restaurant tenant on the ground floor of this existing high rise commercial (office/restaurant) building. 1. One Class-1 and one Class 2 Cooking operations 2. Occupant load is 110 person 3. Was reviewed for conformance with VBBL 2019 Revision 1 To modify electrical, mechanical, and plumbing drawings per the itemized list in Revision-1 application | Levan Electrical Services Inc
SP-2023-01878 | 2024-01-11 | 589 BEATTY STREET, Vancouver, BC | Sprinkler Permit | Commercial | Tenant Improvement | Issued | Commercial - For sprinkler system alterations to the 2019 VBBL and NFPA 13, 2013 for the tenant improvements to provide interior alteration to combine the two existing Restaurant Class -1 units (#104 & #115) into one unit and provide TI to a new restaurant tenant on the ground floor of this existing high rise commercial (office/restaurant) building. Engineer of Record: Satwinder Singh 604-564-6800 sat@tagengineering.ca | Aqueduct Life Safety Ltd
PP-2023-04064 | 2023-11-20 | 1720 W 43RD AVENUE, Vancouver, BC | Plumbing Permit | Residential | New | Issued | Residential - LWH - Plumbing whole laneway >DB: To construct a 2 storey laneway house building with an attached garage and 1 open parking pad, providing a total of 3 parking spaces, having vehicular access from the rear 20' Lane. Note: The entire building, INCLUDING THE ATTACHED GARAGE, to be sprinklered to NFPA 13D Note: This is a 1 ½ storey building pursuant to the Zoning & Development By-law. 1. Covenant registered at the Land Title Office under CB753259 2. No Strata Titling permitted 3. No A/C Unit proposed ***This permit is issued under the VBBL 2019, with updated energy requirements as per bylaw # 12997 effective Jan 01, 2022.*** | Busy Boys Plumbing & Heating Limited
PP-2023-03432 | 2023-09-27 | 1720 W 43RD AVENUE, Vancouver, BC | Plumbing Permit | Residential | New | Issued | Residential - Sump Installation | G & H Demolition & Excavation Ltd.
PP-2023-03020 | 2023-08-24 | 166 E 58TH AVENUE #3, Vancouver, BC | Plumbing Permit | Residential | New | Issued | Residential - LWH - #3 - New Plumbing >DB: To construct a 2 storey laneway house building with 1 open parking pad, providing a total of 1 parking space, having vehicular access from the 20' Lane. Note: This is a 1 ½ storey building pursuant to the Zoning & Development By-law. 1. Covenant registered at the Land Title Office under CB533427 2. No Strata Titling permitted 3. External mechanical component located in rear yard, Interior component located in main floor closet. ***This permit is issued under the VBBL 2019, with updated energy requirements as per bylaw # 12997 effective Jan 01, 2022.*** | L G PLUMBING AND HEATING LTD
SP-2023-02057 | 2023-11-07 | 166 E 58TH AVENUE #3, Vancouver, BC | Sprinkler Permit | Residential | New | Issued | Residential - LWH - #3 - Install sprinklers in LWH >DB: To construct a 2 storey laneway house building with 1 open parking pad, providing a total of 1 parking space, having vehicular access from the 20' Lane. Note: This is a 1 ½ storey building pursuant to the Zoning & Development By-law. 1. Covenant registered at the Land Title Office under CB533427 2. No Strata Titling permitted 3. External mechanical component located in rear yard, Interior component located in main floor closet. ***This permit is issued under the VBBL 2019, with updated energy requirements as per bylaw # 12997 effective Jan 01, 2022.*** | Gold Key Fire Protection Ltd
EP-2023-09079 | 2023-10-24 | 166 E 58TH AVENUE #3, Vancouver, BC | Electrical Permit | Residential | New | Issued | Installation / Repair - Residential - ¦ #3LWH- 400A ¦ Rough and Finish Wiring for Laneway House. Main Service 400 A. Laneway Main Switch 100 A. Main House Main Switch 150 A. Secondary Suite Main Switch 60 A, Triplex meter.LAneway Heated with Electrical Baseboard Heater. Nain House Heated with Heat Pump. Secondary suite heated with Electrical baseboard heater >BP: To construct a 2 storey laneway house building ($250,000.00) with 1 open parking pad, providing a total of 1 parking space, having vehicular access from the 20' Lane. Note: This is a 1 ½ storey building pursuant to the Zoning & Development By-law. 1. Covenant registered at the Land Title Office under CB533427 2. No Strata Titling permitted 3. External mechanical component located in rear yard, Interior component located in main floor closet. 4. Schedule B: (Shambhu N. Biswas) P.Eng (604.250.8666) Structural 5. Schedule B: (GongZuo Zhou) P.Eng (604.838.2586) Geotechnical 6. HPO: Residential Builder- (Py Chue Construction Ltd) ***This permit is issued under the VBBL 2019, with updated energy requirements as per bylaw # 12997 effective Jan 01, 2022.*** | AMTEK Electric Ltd
SP-2023-01534 | 2023-08-23 | 3282 WILLIAM STREET #3, Vancouver, BC | Sprinkler Permit | Residential | New | Completed | Residential - LWH - #3 - Piping and fixture installation >DB: In accordance with Board of Variance Appeal No. Z36051 dated June 20th 2023 relaxing the site coverage and thereby permitting the construction of a 2 storey laneway house building with 1 open parking pad, providing 1 parking space, having vehicular access from the 20' Lane at this flowing artesian site. Note: The entire building to be sprinklered to NFPA 13D Note: This is a 1 ½ storey building pursuant to the Zoning & Development By-law. 1. Covenant not required with existing house 2. No Strata Titling permitted 3. No external mechanical Unit proposed ***This permit is issued under the VBBL 2019, with updated energy requirements as per bylaw # 12997 effective Jan 01, 2022.*** | RG Plumbing Ltd
NULL | NULL | 3282 WILLIAM STREET #3, Vancouver, BC | Electrical Permit | Residential | New | Draft | Installation / Repair - Residential - rough in and complete security alarm, telephone, cable, doorbell. | AC/DC Security & Communications
EP-2023-07555 | 2023-08-18 | 3282 WILLIAM STREET #3, Vancouver, BC | Electrical Permit | Residential | New | Completed | Installation / Repair - Residential - Rough in and complete security alarm, tel, cable, and low voltage. >BP: In accordance with Board of Variance Appeal No. Z36051 dated June 20th 2023 relaxing the site coverage and thereby permitting the construction of a 2 storey laneway house building ($16,979.50) with 1 open parking pad, providing 1 parking space, having vehicular access from the 20' Lane at this flowing artesian site. Note: The entire building to be sprinklered to NFPA 13D Note: This is a 1 ½ storey building pursuant to the Zoning & Development By-law. 1. Covenant not required with existing house 2. No Strata Titling permitted 3. No external mechanical Unit proposed 4. Schedule B: (X.L. Chen) P.Eng (778.235.5447) Architectural, Structural and Geotechnical 5. HPO: Residential Builder- Empire West Construction Ltd. NOTE: To achieve the required FSR. A floor space exclusion of 3% has been applied to this application as per section 11.24.18 of the district schedule, to accommodate improved building performance. ***This permit is issued under the VBBL 2019, with updated energy requirements as per bylaw # 12997 effective Jan 01, 2022.*** | AC/DC Security & Communications
EP-2023-07465 | 2023-08-24 | 3282 WILLIAM STREET #3, Vancouver, BC | Electrical Permit | Residential | New | Issued | Installation / Repair - Residential - ¦ #3LWH- 200A ¦ Main service 200A Main house breaker size 100A Laneway house breaker size 125A the construction of a 2 storey laneway house building with 1 open parking pad, providing 1 parking space, having vehicular access from the 20' Lane at this flowing artesian site. Note: The entire building to be sprinklered to NFPA 13D Note: This is a 1 ½ storey building pursuant to the Zoning & Development By-law. 1. Covenant not required with existing house 2. No Strata Titling permitted 3. No external mechanical Unit proposed 4. Schedule B: (X.L. Chen) P.Eng (778.235.5447) Architectural, Structural and Geotechnical 5. HPO: Residential Builder- Empire West Construction Ltd. | Kooner Electrical Ltd
NULL | NULL | 3282 WILLIAM STREET #3, Vancouver, BC | Electrical Permit | Residential | New | Withdrawn | Installation / Repair - Residential - Main service 200A Main house breaker size 100A Laneway house breaker size 125A | Kooner Electrical Ltd
PP-2023-02696 | 2023-07-28 | 3282 WILLIAM STREET #3, Vancouver, BC | Plumbing Permit | Residential | New | Issued | Residential - LWH - #3 - Lwh - AREA DRAIN | BESTWAY EXCAVATING & DEMOLITION 2008 LTD
PP-2023-02787 | 2023-08-08 | 3282 WILLIAM STREET #3, Vancouver, BC | Plumbing Permit | Residential | New | Completed | Residential - new plumbing >DB: In accordance with Board of Variance Appeal No. Z36051 dated June 20th 2023 relaxing the site coverage and thereby permitting the construction of a 2 storey laneway house building with 1 open parking pad, providing 1 parking space, having vehicular access from the 20' Lane at this flowing artesian site. Note: The entire building to be sprinklered to NFPA 13D Note: This is a 1 ½ storey building pursuant to the Zoning & Development By-law. 1. Covenant not required with existing house 2. No Strata Titling permitted 3. No external mechanical Unit proposed ***This permit is issued under the VBBL 2019, with updated energy requirements as per bylaw # 12997 effective Jan 01, 2022.*** | Killarney Mechanical Ltd
PP-2023-03335 | 2023-09-19 | 85 W 48TH AVENUE #3, Vancouver, BC | Plumbing Permit | Residential | New | Issued | Residential - LWH - #3 - Install one outside sump without pump | Octiscapes Site Services Ltd
EP-2023-04707 | 2023-10-19 | 85 W 48TH AVENUE #3, Vancouver, BC | Electrical Permit | Residential | New | Issued | Installation / Repair - Residential - ¦ #3LWH- 400A ¦ -laneway house wiring *An approved mechanical permit is required for the installation of air conditioning or heat pump unit at the time of installation before an electrical inspection will be performed *Cannot feed branch circuits located in the main house from the attached laneway garage | Arcwest Electric Ltd
PP-2023-02873 | 2023-08-17 | 2608 E 42ND AVENUE #3, Vancouver, BC | Plumbing Permit | Residential | New | Issued | Residential - Laneway house - sump | Gateway Landscaping & Excavating Ltd
PP-2023-03228 | 2023-09-12 | 2608 E 42ND AVENUE #3, Vancouver, BC | Plumbing Permit | Residential | New | Issued | Residential - This is a new laneway house with 9 fixtures >BP: To construct a 2 storey laneway house building with an open parking pad, having vehicular access from the lane. Note: This is a 1 ½ storey building pursuant to the Zoning & Development By-law Note: Bldg 1 (principal bldg) addressed #1-2608 E 42nd Av retained on site. 1. No Strata Titling permitted 2. No A/C unit proposed 3. Schedule B: Md. Shahidul Alam P.Eng (604.653.7475) Structural 4. Schedule B: Yatendra Kumar Sharma P.Eng (778.863.7076) Geotechnical 5. HPO: Residential Builder - Metro-City Projects Inc. | AKAL Plumbing & Heating Ltd
SP-2023-01887 | 2023-10-12 | 2608 E 42ND AVENUE #3, Vancouver, BC | Sprinkler Permit | Residential | New | Issued | Residential - Install sprinklers in LWH >BP: To construct a 2 storey laneway house building ($220,000.00) with an open parking pad, having vehicular access from the lane. Note: This is a 1 ½ storey building pursuant to the Zoning & Development By-law Note: Bldg 1 (principal bldg) addressed #1-2608 E 42nd Av retained on site. 1. No Strata Titling permitted 2. No A/C unit proposed 3. Schedule B: Md. Shahidul Alam P.Eng (604.653.7475) Structural 4. Schedule B: Yatendra Kumar Sharma P.Eng (778.863.7076) Geotechnical 5. HPO: Residential Builder - Metro-City Projects Inc. | Gold Key Fire Protection Ltd
EP-2023-09493 | 2023-10-31 | 2608 E 42ND AVENUE #3, Vancouver, BC | Electrical Permit | Residential | New | Issued | Installation / Repair - Residential - ¦ #3LWH- 200A ¦ Complete Rough in and Finish Wiring for LWH and Service Upgrade to 200 A. Main House Panel 100 A. LWH Panel 100 A. Electrical Base Board Heat. Rough in for Extra Low Voltage. >BP: To construct a 2 storey laneway house building ($220,000.00) with an open parking pad, having vehicular access from the lane. Note: This is a 1 ½ storey building pursuant to the Zoning & Development By-law Note: Bldg 1 (principal bldg) addressed #1-2608 E 42nd Av retained on site. 1. No Strata Titling permitted 2. No A/C unit proposed 3. Schedule B: Md. Shahidul Alam P.Eng (604.653.7475) Structural 4. Schedule B: Yatendra Kumar Sharma P.Eng (778.863.7076) Geotechnical 5. HPO: Residential Builder - Metro-City Projects Inc. ***This permit is issued under the VBBL 2019, with updated energy requirements as per bylaw # 12997 effective Jan 01, 2022.*** | AMTEK Electric Ltd
EP-2024-00383 | 2024-01-17 | 38 E 46TH AVENUE, Vancouver, BC | Electrical Permit | Residential | Addition | Issued | Installation / Repair - Residential - Installation of 24 PV Solar Panels on a sloped roof. DB: *** NET ZERO ***To construct a 2 storey two-family dwelling with 2 secondary suite) located in the Basement ($910,750) with a detached accessory building (garage) and 2 open parking at the rear providing 4 parking spaces total, having vehicular access from the lane. Note: The entire building, INCLUDING THE ATTACHED GARAGE (if applicable), to be sprinklered to 2 x NFPA 13D Note: As shown by an asterisk (*) on the building permit floor plans and/or elevations, exit protection is required to be provided in accordance with Articles 9.9.4.4., 9.9.4.6., and/or 9.37.2.8. of the 2019 VBBL. Note: This is a 2 storey building pursuant to the Zoning and Development By-Law 1. Covenant to be registered at the Land Title Office prior to sheathing inspection. 2. Heat Pump proposed – Exterior component located in Rear 3. Schedule B: (A.C.M. Wang) P.Eng (604.618.6236) Structural & Geotechnical 4. HPO: Residential Builder- Welbourn Construction Ltd 5. CHBA Net Zero Standard Address Information: Principle Dwelling (Front): 40 E 46th Ave Principle Dwelling (Rear): 38 E 36th Ave Address and suite numbers assigned as per approved plans for Fire and Emergency response. The address numbers are to be posted to the building to be visible from the street and the suite numbers are to be posted at the suite entries in accordance with the Building By-law prior to final inspection ***This permit is issued under the VBBL 2019, with updated energy requirements as per bylaw # 12997 effective Jan 01, 2022.*** | Penfolds Roofing Inc.
EP-2023-10613 | 2023-12-05 | 4465 W 6TH AVENUE #3, Vancouver, BC | Electrical Permit | Residential | New | Issued | Installation / Repair - Residential - Electrical wiring for laneway house and install 400amp overhead service with two separate meters, 1st meter- 200amp for main house and 2nd meter-125amp for laneway house. >BP: To construct a 1 storey laneway house building ($147,627.5) with an attached garage and 1 open parking pad, providing a total of 2 parking spaces, having vehicular access from the 20' Lane. 1. Covenant registered at the Land Title Office under CB533832 2. No Strata Titling permitted 3. No Heat Pump Unit proposed 4. Entire building to be sprinklered 13D 5. HRV required for laneway house 6. Schedule B: (Ke Jian Ma) P.Eng (604.599.8890) Structural 7. Schedule B: (Ke Jian Ma) P.Eng (604.599.8890) Geotechnical 8. HPO: Residential Builder- Calvin & Collin Construction Ltd. *NEW HOUSE* Note: See DB-2023-00744 for Bldg 1 on site (principal bldg) addressed #1-4465 W 6th Av ***This permit is issued under the VBBL 2019, with updated energy requirements as per bylaw # 12997 effective Jan 01, 2022.*** | Altech Electric Ltd
NULL | NULL | 4465 W 6TH AVENUE #3, Vancouver, BC | Plumbing Permit | Residential | New | Draft | Residential - New Laneway Home with 7 Fixtures | AKAL Plumbing & Heating Ltd
PP-2023-04043 | 2023-11-17 | 4465 W 6TH AVENUE #3, Vancouver, BC | Plumbing Permit | Residential | New | Issued | Residential - Brand new LWH - 6 fixtures 1. water closet 2. Wash basin 3. Tub/Shower 4. Kitchen Sink 5. Auto Washer 6. 3' Floor Drain >BP: To construct a 1 storey laneway house building with an attached garage and 1 open parking pad, providing a total of 2 parking spaces, having vehicular access from the 20' Lane. 1. Covenant registered at the Land Title Office under CB533832 2. No Strata Titling permitted 3. No Heat Pump Unit proposed 4. Entire building to be sprinklered 13D 5. HRV required for laneway house 6. Schedule B: (Ke Jian Ma) P.Eng (604.599.8890) Structural 7. Schedule B: (Ke Jian Ma) P.Eng (604.599.8890) Geotechnical 8. HPO: Residential Builder- Calvin & Collin Construction Ltd. | AKAL Plumbing & Heating Ltd
GP-2023-03602 | NULL | 3134 E 63RD AVENUE, Vancouver, BC | Gas Permit | Residential | New | Withdrawn | Residential - VENTING, INSTALLATION & FINAL HOOK UP OF GAS FIREPLACE | Mainland Fireplaces Inc
PP-2023-02174 | NULL | 608 W 58TH AVENUE, Vancouver, BC V6P 0J8 | Plumbing Permit | Commercial | New | Withdrawn | Commercial - We hung the new Hvac Units for the new CRUs. >BP: 608 W 58th - Ground level (changed from 7413 & 7423 Cambie) Interior alterations to provide a first tenant improvement and change of use from retail (shell) to financial institution (Branch office) on the ground level (608 W 58th) in this existing commercial building. (partial OC-2022-00727 issued) Scope of work: full tenant fit out to shell space including a staffroom, security deposit room, ATM room, private offices and meeting room. Electrical, Plumbing, Sprinklers to suit. No Exterior work proposed. | WestCoast Water Solutions Ltd
EP-2023-10113 | 2023-11-10 | 8282 HEATHER STREET, Vancouver, BC | Electrical Permit | Residential | New | Issued | Installation / Repair - Residential - ¦ LWH- 400A ¦ Installing fixture, receptacle , and power distribution for the new lane-way house. Total incoming service : 400amp - Main house : 200Amp -Lane way house :150 Amp *An approved mechanical permit is required for the installation of air conditioning or heat pump unit at the time of installation before a final electrical inspection will be performed >Permit Amendment Nov 15, 2023 -"Installed triplex meter-base on the laneway house. Secondary suite 100Amp" | Allone Electric Ltd
PP-2023-03836 | 2023-11-01 | 233 W 46TH AVENUE #3, Vancouver, BC | Plumbing Permit | Residential | New | Issued | Residential - Lane way home plumbing >BP: To construct a 2 storey laneway house building with 1 open parking pad, providing a total of 1 parking spaces, having vehicular access from the 20' Lane. Note: The entire building to be sprinklered to NFPA 13D Note: This is a 1 ½ storey building pursuant to the Zoning & Development By-law. 1. Covenant not required with existing house 2. No Strata Titling permitted 3. A/C proposed – Exterior component located south of LWH, Interior component located in second floor 4. Schedule B: (Alan Prahalad) P.Eng (604.831.1431) Struct. & Geo. 5. HPO: Residential Builder- Arsh Construction Ltd. #20386 | Rav United Plumbing and Heating Ltd
PP-2023-03565 | 2023-10-11 | 233 W 46TH AVENUE #3, Vancouver, BC | Plumbing Permit | Residential | New | Issued | Residential - Sentry and storm con with sump | AKAL DEMOLITION & EXCAVATING LTD
EP-2023-10831 | 2024-01-09 | 233 W 46TH AVENUE #3, Vancouver, BC | Electrical Permit | Residential | New | Issued | Installation / Repair - Residential - 400 amp service upragde, plus laneway house >BP: To construct a 2 storey laneway house building ($250,000) with 1 open parking pad, providing a total of 1 parking spaces, having vehicular access from the 20' Lane. Note: The entire building to be sprinklered to NFPA 13D Note: This is a 1 ½ storey building pursuant to the Zoning & Development By-law. 1. Covenant not required with existing house 2. No Strata Titling permitted 3. A/C proposed – Exterior component located south of LWH, Interior component located in second floor 4. Schedule B: (Alan Prahalad) P.Eng (604.831.1431) Struct. & Geo. 5. HPO: Residential Builder- Arsh Construction Ltd. #20386 ***This permit is issued under the VBBL 2019, with updated energy requirements as per bylaw # 12997 effective Jan 01, 2022.*** | Quinn D Pearson
SP-2023-02181 | 2023-12-04 | 233 W 46TH AVENUE #3, Vancouver, BC | Sprinkler Permit | Residential | New | Issued | Residential - LWH - #3 - Install sprinklers in lwh >DB: To construct a 2 storey laneway house building with 1 open parking pad, providing a total of 1 parking spaces, having vehicular access from the 20' Lane. Note: The entire building to be sprinklered to NFPA 13D Note: This is a 1 ½ storey building pursuant to the Zoning & Development By-law. 1. Covenant not required with existing house 2. No Strata Titling permitted 3. A/C proposed – Exterior component located south of LWH, Interior component located in second floor ***This permit is issued under the VBBL 2019, with updated energy requirements as per bylaw # 12997 effective Jan 01, 2022.*** | Gold Key Fire Protection Ltd
EP-2023-11207 | 2023-12-15 | 233 W 46TH AVENUE #3, Vancouver, BC | Electrical Permit | Residential | New | Issued | Installation / Repair - Residential - Extra low voltage prewire and finishing. To construct a 2 storey laneway house building with 1 open parking pad, providing a total of 1 parking spaces, having vehicular access from the 20' Lane. Note: The entire building to be sprinklered to NFPA 13D Note: This is a 1 ½ storey building pursuant to the Zoning & Development By-law. 1. Covenant not required with existing house 2. No Strata Titling permitted 3. A/C proposed – Exterior component located south of LWH, Interior component located in second floor 4. Schedule B: (Alan Prahalad) P.Eng (604.831.1431) Struct. & Geo. 5. HPO: Residential Builder- Arsh Construction Ltd. #20386 | Karma Communications Ltd.
EP-2024-00723 | NULL | 4466 CHALDECOTT STREET #3, Vancouver, BC | Electrical Permit | Residential | New | Applicant Revisions | Installation / Repair - Residential - ¦ #3LWH- 200A ¦ electrical wiring and installation for new laneway house >BP: To construct a 2 storey laneway house building ($250,000.00) with an attached garage and 1 open parking pad, providing a total of 2 parking spaces, having vehicular access from the 20' Lane. Note: This is a 1 ½ storey building pursuant to the Zoning & Development By-law. 1. Covenant not required with existing house 2. No Strata Titling permitted 3. No A/C Unit proposed 4. Entire building to be sprinklered 13R 5. Schedule B: (Yongkang Deng) P.Eng (604.505.6816) Structural/Geotechnical 6. HPO: Residential Builder- (Orange Construction Ltd) | Dragon Electric Ltd
EP-2023-07281 | 2023-08-10 | 6860 ST. GEORGE STREET, Vancouver, BC | Electrical Permit | Residential | New | Issued | Installation / Repair - Residential - Installation of Extra Low Voltage Pre wire and Finishing for TV, Tel, Data and Security Alarm System. >BP: To construct a 2 storey laneway house building ($182,540.00) with an open parking pad, providing 1 parking space, having vehicular access from the lane. Note: This is a 1 ½ storey building pursuant to the Zoning & Development By-law. 1. No Strata Titling permitted 2. No A/C unit proposed 3. Schedule B: MD. Shahidul Alam P.Eng (604.653.7475) Structural & Geotechnical 4. HPO: Residential Builder- Mezetta Homes Ltd NOTE: Information regarding the principal building on the survey and site plan is for reference only. Any discrepancy between information regarding the principal building on the survey and/or site plan and approved permit drawings for the principal building are neither approved nor authorized under this laneway house permit. ******THIS PERMIT HAS BEEN ISSUED UNDER THE REQUIREMENTS OF VBBL #12511 (2019)****** ***This permit is issued under the VBBL 2019, with updated energy requirements as per bylaw # 12997 effective Jan 01, 2022.*** | Secure Worx AV & Automation Inc
SP-2023-01562 | 2023-08-25 | 6860 ST. GEORGE STREET, Vancouver, BC | Sprinkler Permit | Residential | New | Issued | Residential - Install sprinklers in lwh >BP: To construct a 2 storey laneway house building ($182,540.00) with an open parking pad, providing 1 parking space, having vehicular access from the lane. Note: This is a 1 ½ storey building pursuant to the Zoning & Development By-law. 1. No Strata Titling permitted 2. No A/C unit proposed 3. Schedule B: MD. Shahidul Alam P.Eng (604.653.7475) Structural & Geotechnical 4. HPO: Residential Builder- Mezetta Homes Ltd | Gold Key Fire Protection Ltd
EP-2023-06953 | 2023-08-15 | 6860 ST. GEORGE STREET, Vancouver, BC | Electrical Permit | Residential | New | Issued | Installation / Repair - Residential - Wiring of new laneway of being built >BP: To construct a 2 storey laneway house building ($182,540.00) with an open parking pad, providing 1 parking space, having vehicular access from the lane. Note: This is a 1 ½ storey building pursuant to the Zoning & Development By-law. 1. No Strata Titling permitted 2. No A/C unit proposed 3. Schedule B: MD. Shahidul Alam P.Eng (604.653.7475) Structural & Geotechnical 4. HPO: Residential Builder- Mezetta Homes Ltd | Coast Electric Ltd.
PP-2023-01919 | 2023-05-30 | 6860 ST. GEORGE STREET, Vancouver, BC | Plumbing Permit | Residential | New | Issued | Residential - This is a new laneway house with 9 fixtures. >BP: To construct a 2 storey laneway house building with an open parking pad, providing 1 parking space, having vehicular access from the lane. Note: This is a 1 ½ storey building pursuant to the Zoning & Development By-law. 1. No Strata Titling permitted 2. No A/C unit proposed 3. Schedule B: MD. Shahidul Alam P.Eng (604.653.7475) Structural & Geotechnical 4. HPO: Residential Builder- Mezetta Homes Ltd | AKAL Plumbing & Heating Ltd
PP-2023-02090 | 2023-06-14 | 6860 ST. GEORGE STREET, Vancouver, BC | Plumbing Permit | Residential | New | Issued | Residential - Sentry and storm con with sump >BP: To construct a 2 storey laneway house building with an open parking pad, providing 1 parking space, having vehicular access from the lane. | AKAL DEMOLITION & EXCAVATING LTD
EP-2023-06941 | 2023-08-18 | 5454 EARLES STREET #3, Vancouver, BC | Electrical Permit | Residential | New | Completed | Installation / Repair - Residential - Wiring and finishing of new laneway home >BP: To construct a 2 storey laneway house building ($200,000) with 1 open parking pad, providing a total of 1 parking spaces, having vehicular access from the rear 20' Lane. Note: This is a 1 ½ storey building pursuant to the Zoning & Development By-law. 1. Covenant not required with existing house 2. No Strata Titling permitted 3. No external mechanical unit proposed 4. Entire building to be sprinklered 13D 5. Schedule B Structural & Geotechnical: (Jason Hui) P.Eng (778.319.3403) 6. HPO: E-Loyal Construction Ltd. 7. HRV required for laneway house as of year 2022 | Vanline Electric Ltd
PP-2023-02660 | 2023-07-26 | 5454 EARLES STREET #3, Vancouver, BC | Plumbing Permit | Residential | New | Completed | Residential - One sump out of the Lanway house | Jewel Mini Excavating Ltd
PP-2023-02905 | 2023-08-17 | 5454 EARLES STREET #3, Vancouver, BC | Plumbing Permit | Residential | New | Completed | Residential - Plumbing >BP: To construct a 2 storey laneway house building with 1 open parking pad, providing a total of 1 parking spaces, having vehicular access from the rear 20' Lane. Note: This is a 1 ½ storey building pursuant to the Zoning & Development By-law. 1. Covenant not required with existing house 2. No Strata Titling permitted 3. No external mechanical unit proposed 4. Entire building to be sprinklered 13D 5. Schedule B Structural & Geotechnical: (Jason Hui) P.Eng (778.319.3403) 6. HPO: E-Loyal Construction Ltd. 7. HRV required for laneway house as of year 2022 | KSS Mechanical Ltd
SP-2023-01705 | 2023-09-18 | 5454 EARLES STREET #3, Vancouver, BC | Sprinkler Permit | Residential | New | Completed | Residential - To Install 10 sprinkler heads >BP: To construct a 2 storey laneway house building with 1 open parking pad, providing a total of 1 parking spaces, having vehicular access from the rear 20' Lane. Note: This is a 1 ½ storey building pursuant to the Zoning & Development By-law. 1. Covenant not required with existing house 2. No Strata Titling permitted 3. No external mechanical unit proposed 4. Entire building to be sprinklered 13D 5. Schedule B Structural & Geotechnical: (Jason Hui) P.Eng (778.319.3403) 6. HPO: E-Loyal Construction Ltd. 7. HRV required for laneway house as of year 2022 | General Sprinkler Systems Ltd
EP-2023-08596 | 2023-09-22 | 5454 EARLES STREET #3, Vancouver, BC | Electrical Permit | Residential | New | Completed | Installation / Repair - Residential - Installation of Alarm, cctv, Tel, tv, data, intercom. >BP: To construct a 2 storey laneway house building ($200,000) with 1 open parking pad, providing a total of 1 parking spaces, having vehicular access from the rear 20' Lane. Note: This is a 1 ½ storey building pursuant to the Zoning & Development By-law. 1. Covenant not required with existing house 2. No Strata Titling permitted 3. No external mechanical unit proposed 4. Entire building to be sprinklered 13D 5. Schedule B Structural & Geotechnical: (Jason Hui) P.Eng (778.319.3403) 6. HPO: E-Loyal Construction Ltd. 7. HRV required for laneway house as of year 2022 NOTE: To achieve the required FSR. A floor space exclusion of 3% has been applied to this application as per section 11.24.18 of the district schedule, to accommodate improved building performance. | AIGO TECHNOLOGY INC
EP-2023-04589 | 2023-05-26 | 6812 OAK STREET, Vancouver, BC V6P 1H3 | Electrical Permit | Commercial | NULL | Issued | Annual / Operating - Maintenance of existing operating electrical equipment. Fire Alarm / Life safety for 6812 Oaks St residential buildings. | Faraday Electrical Contractors Ltd
NULL | NULL | 6812 OAK STREET, Vancouver, BC V6P 1H3 | Electrical Permit | Commercial | NULL | Draft | Annual / Operating - Annual Operating | Faraday Electrical Contractors Ltd
PP-2023-02551 | 2023-07-18 | 2370 W 2ND AVENUE #607, Vancouver, BC V6K 1J2 | Plumbing Permit | Commercial | Renovation - Dwelling Unit(s) only | Completed | Commercial - Re and re of 3 piece bathroom, kitchen sink and faucet plus add laundry >BP: #607 - 6th floor Interior alterations to renovate this unit #607 on the 6th floor of this existing multiple dwelling building on this site. | Precise Plumbing & Heating Inc
EP-2023-07972 | 2023-09-01 | 2370 W 2ND AVENUE #607, Vancouver, BC V6K 1J2 | Electrical Permit | Residential | Renovation | Completed | Installation / Repair - Residential - Condo Renovation, upgrading old panel to a new 100amp rated panel with a main breaker. This will only be an upgrading of the panel. No increase in size to feeder cable. Same location as current panel. Install new kitchen branch circuits, updated the bathroom, upgrading all devices. Install x2 new potlights in the bathroom. >BP: Interior alterations to renovate this unit #607 on the 6th floor of this existing multiple dwelling building on this site. OK to process as DTI as per J. Zhang June 1, 2023 | Castle Electric Inc
PP-2023-03838 | 2023-11-01 | 2366 W 18TH AVENUE #3, Vancouver, BC | Plumbing Permit | Residential | New | Issued | Residential - Sump and sanitary connections for new laneway home | Canstar Excavating & Landscaping Ltd
MP-2024-00063 | 2024-01-13 | 2366 W 18TH AVENUE #3, Vancouver, BC | Mechanical Permit | NULL | NULL | Issued | NULL | Century Twenty One Gas & Heating Co. Ltd
NULL | NULL | 2366 W 18TH AVENUE #3, Vancouver, BC | Electrical Permit | Residential | New | Draft | Installation / Repair - Residential - Laneway wiring | Morning Star Electrical Ltd
EP-2024-00166 | 2024-01-16 | 2366 W 18TH AVENUE #3, Vancouver, BC | Electrical Permit | Residential | New | Issued | Installation / Repair - Residential - ¦ #3LWH- 200A ¦ Laneway wiring -"i m not doing any solar panels roughing" *MP-2024-00063: Issued (Heating and Cooling) To construct a 1 storey laneway house building with 1 open parking pad, having vehicular access from the rear 20' Lane. *An approved mechanical permit is required for the installation of air conditioning or heat pump unit before a final electrical inspection will be performed 1. Covenant not required with existing house 2. No Strata Titling permitted 3. External Mechanical Unit – Exterior component located in rear yard, Interior component located in 4. Schedule B: (Jason Hui) P.Eng (778.319.3403) Struct. & Geo. 5. Schedule B: (Suhoon Bae) P.Eng (778.302.8224) Struct. Solar 6. HPO: Residential Builder- Mankaran Sidhu - #38011 7. Solar panels are proposed. Flat mount on the roof. | Morning Star Electrical Ltd
MP-2023-02129 | 2023-11-30 | 2366 W 18TH AVENUE #3, Vancouver, BC | Mechanical Permit | NULL | NULL | Issued | NULL | Rav United Plumbing and Heating Ltd
PP-2023-04165 | 2023-11-28 | 2366 W 18TH AVENUE #3, Vancouver, BC | Plumbing Permit | Residential | New | Issued | Residential - LWH - #3 - Plumbing >DB: To construct a 1 storey laneway house building with 1 open parking pad, having vehicular access from the rear 20' Lane. 1. Covenant not required with existing house 2. No Strata Titling permitted 3. External Mechanical Unit – Exterior component located in rear yard, Interior component located in 7. Solar panels are proposed. Flat mount on the roof. Note: The entire building to be sprinklered to NFPA 13D ***This permit is issued under the VBBL 2019, with updated energy requirements as per bylaw # 12997 effective Jan 01, 2022.*** | Rav United Plumbing and Heating Ltd
PP-2024-00105 | 2024-01-12 | 3819 W 18TH AVENUE #3, Vancouver, BC V6S 1B4 | Plumbing Permit | Residential | New | Issued | Residential - plumbing | Easyway Plumbing & Heating Ltd
EP-2023-09316 | 2023-11-22 | 3819 W 18TH AVENUE #3, Vancouver, BC V6S 1B4 | Electrical Permit | Residential | New | Issued | Installation / Repair - Residential - New LWH electrical wiring 2x 200 amp seperate meters on laneway. >BP: To construct a 2 storey laneway house building ($160,750) with an open parking pad, providing 1 parking space, having vehicular access from the lane. Note: This is a 1 ½ storey building pursuant to the Zoning & Development By-law 1. Covenant registered at the Land Title Office under CB419018. 2. No Strata Titling permitted 3. No External mechanical unit proposed 4. Schedule B: Jason Hui P.Eng (778.319.3403) Structural & Geotechnical 5. HPO: Residential Builder- Canstone Development Ltd 6. HRV required for laneway house as of year 2022 ******THIS PERMIT HAS BEEN ISSUED UNDER THE REQUIREMENTS OF VBBL #12511 (2019)****** ***This permit is issued under the VBBL 2019, with updated energy requirements as per bylaw # 12997 effective Jan 01, 2022.*** | JIU DING ELECTRIC LTD
PP-2023-03660 | 2023-10-20 | 2908 W 4TH AVENUE, Vancouver, BC | Plumbing Permit | Commercial | New | Issued | Commercial - Underground parkade plumbing >BP: To construct a 6-storey mixed-use building consisting of: 1st storey - 3 CRU's (shell only) 2nd to 6th storey - 54 dwelling units; Amenity Room on Level 2 Rooftop - outdoor amenity all over 2 levels of underground parking accessed from lane. *This permit has been reviewed under the provisions of VBBL 2019.* STAGED CONSTRUCTION STAGE I: Excavation & Shoring (S.Yoo) ISSUED: Sept. 28, 2023 STAGE II: Foundation up to Grade - In review | Jensen's Plumbing & Heating Ltd
EP-2023-08996 | 2023-10-05 | 2908 W 4TH AVENUE, Vancouver, BC | Electrical Permit | Residential | New | Issued | Temporary Power - Residential - To provide temporary power. | AZ ELECTRICAL SERVICES LTD
EP-2023-10327 | NULL | 2908 W 4TH AVENUE, Vancouver, BC | Electrical Permit | Commercial | New | In Review | Installation / Repair - Commercial - High voltage installation. The scope of work for this project only Installing High Voltage Service Equipment and Transformer rated at 1250 kVA 12470V/25000v primary to 208/120V- Secondary and Grounding bonding in main Electrical room, rest of the work will be done by another electrical contractor. EP-2023-11327 - Interim. >BP: To construct a 6-storey mixed-use building consisting of: 1st storey - 3 CRU's (shell only) 2nd to 6th storey - 54 dwelling units; Amenity Room on Level 2 Rooftop - outdoor amenity all over 2 levels of underground parking accessed from lane. *This permit has been reviewed under the provisions of VBBL 2019.* **Radio antenna system is required.** STAGED CONSTRUCTION STAGE I: Excavation & Shoring (S.Yoo) ISSUED: Sept. 28, 2023 STAGE II: Foundation up to Grade - In review | Famous Electric Ltd
EP-2023-11327 | 2024-01-02 | 2908 W 4TH AVENUE, Vancouver, BC | Electrical Permit | Commercial | New | Issued | Interim - Commercial - High voltage installation. The scope of work for this project only Installing High Voltage Service Equipment and Transformer rated at 1250 kVA 12470V/25000v primary to 208/120V- Secondary and Grounding bonding in main Electrical room, rest of the work will be done by another electrical contractor. Note: Service connection to BC Hydro is not permitted under this interim permit. >BP: To construct a 6-storey mixed-use building consisting of: 1st storey - 3 CRU's (shell only) 2nd to 6th storey - 54 dwelling units; Amenity Room on Level 2 Rooftop - outdoor amenity all over 2 levels of underground parking accessed from lane. *This permit has been reviewed under the provisions of VBBL 2019.* **Radio antenna system is required.** STAGED CONSTRUCTION STAGE I: Excavation & Shoring (S.Yoo) ISSUED: Sept. 28, 2023 STAGE II: Foundation up to Grade (S.Yoo) ISSUED: Dec. 12, 2023 | Famous Electric Ltd
SP-2023-02191 | NULL | 2908 W 4TH AVENUE, Vancouver, BC | Sprinkler Permit | Commercial | New | Applicant Revisions | Commercial - This project will involve construction of a 6 storey mixed-use development over 2 levels of below grade parking. The 1st storey will consist of commercial retail units (CRUs) and will be of concrete construction, while the 2nd to 6th storeys will be of residential use and combustible construction; a hybrid of CLT and wood frame construction. The building will also feature an amenity room on the 2nd storey. The building will be sprinklered. >BP: To construct a 6-storey mixed-use building consisting of: 1st storey - 3 CRU's (shell only) 2nd to 6th storey - 54 dwelling units; Amenity Room on Level 2 Rooftop - outdoor amenity all over 2 levels of underground parking accessed from lane. *This permit has been reviewed under the provisions of VBBL 2019.* **Radio antenna system is required.** STAGED CONSTRUCTION STAGE I: Excavation & Shoring (S.Yoo) ISSUED: Sept. 28, 2023 STAGE II: Foundation up to Grade - In review | NULL
EP-2023-07014 | 2023-08-01 | 2908 W 4TH AVENUE, Vancouver, BC | Electrical Permit | Commercial | New | Issued | Temporary Power - Commercial - To provide temporary power. | AZ ELECTRICAL SERVICES LTD
EP-2023-07094 | 2023-08-16 | 606 WINDERMERE STREET, Vancouver, BC V5K 4J2 | Electrical Permit | Residential | Renovation | Issued | Installation / Repair - Residential - Dedicated circuit for heat pump *MP-2023-01157: Issued (Heating and Cooling) **Amend 01/09/2024** new load calculations have been uploaded | Pacific Star Electric Inc
MP-2023-01157 | 2023-06-22 | 606 WINDERMERE STREET, Vancouver, BC V5K 4J2 | Mechanical Permit | NULL | NULL | Issued | NULL | Thomson Industries Ltd
EP-2023-10528 | 2023-11-29 | 606 WINDERMERE STREET, Vancouver, BC V5K 4J2 | Electrical Permit | Residential | Addition | Issued | Installation / Repair - Residential - Installation of security system -LOW VOLTAGE AND COMPLETION OF SECURITY SYSTEM | ADT Security Services Canada Inc
EP-2023-04794 | 2023-06-06 | 3202 TURNER STREET, Vancouver, BC V5K 2H3 | Electrical Permit | Residential | Renovation | Completed | Installation / Repair - Residential - Dedicated circuit for heat pump HP Load: 5448W *MP-2023-00830 | Pacific Star Electric Inc
MP-2023-00830 | 2023-05-11 | 3202 TURNER STREET, Vancouver, BC V5K 2H3 | Mechanical Permit | NULL | NULL | Completed | NULL | Thomson Industries Ltd
EP-2024-00073 | 2024-01-04 | 531 W 29TH AVENUE, Vancouver, BC V5Z 2H8 | Electrical Permit | Commercial | NULL | Issued | Annual / Operating - Monthly inspections, minor repairs/replacement of equipment/devices | NRG Electric Ltd
EP-2024-00550 | 2024-01-22 | 840 W 64TH AVENUE, Vancouver, BC V6P 2L4 | Electrical Permit | Residential | New | Issued | Temporary Power - Residential - To provide temporary power. | ICAN Electrical Ltd.
MP-2023-02087 | 2023-11-27 | 8086 LAUREL STREET, Vancouver, BC | Mechanical Permit | NULL | NULL | Issued | NULL | Apple Mechanical Ltd
PP-2023-04095 | 2023-11-21 | 8086 LAUREL STREET, Vancouver, BC | Plumbing Permit | Residential | New | Issued | Residential - Plumbing for duplex house >BP: To construct a two and half-storey two-family dwelling with two secondary suites ($937,685.00) located in the basement, with a detached accessory building (garage) at the rear providing 2 parking spaces, having vehicular access from Laurel Street. Note: This is a 2 1/2 storey building pursuant to the Zoning and Development By-Law 1. Covenant registered at the Land Title Office under CB678831 2. External mechanical unit proposed in the rear yard 3. No bar sinks proposed 4. Schedule B: Ke Jian, MA, P.Eng (604-599-8890) Structural & Geotechnical 5. HPO: Residential Builder - Citrine Homes Ltd 6. The entire building, INCLUDING THE ATTACHED GARAGE (if applicable), to be sprinklered to 2XNFPA 13D. 7. As shown by an asterisk (*) on the building permit floor plans and/or elevations, exit protection is required to be provided in accordance with Articles 9.9.4.4., 9.9.4.6., and/or 9.37.2.8. of the 2019 VBBL ***This permit has been issued under the VBBL 2019, with updated energy requirements as per bylaw # 12997 effective Jan 01, 2022.*** | Apple Mechanical Ltd
PP-2023-03182 | 2023-09-08 | 8086 LAUREL STREET, Vancouver, BC | Plumbing Permit | Residential | New | Issued | Residential - 2FD+2SS - Install 3 sumps without pump | Van-City Excavating Ltd
EP-2023-07173 | 2023-08-17 | 8086 LAUREL STREET, Vancouver, BC | Electrical Permit | Residential | New | Issued | Installation / Repair - Residential - Rough wiring and finish New Duplex To construct a two and half-storey two-family dwelling with two secondary suites located in the basement, with a detached accessory building (garage) at the rear providing 2 parking spaces, having vehicular access from Laurel Street. Note: This is a 2 1/2 storey building pursuant to the Zoning and Development By-Law 1. Covenant registered at the Land Title Office under CB678831 2. External mechanical unit proposed in the rear yard 3. No bar sinks proposed 4. Schedule B: Ke Jian, MA, P.Eng (604-599-8890) Structural & Geotechnical 5. HPO: Residential Builder - Citrine Homes Ltd 6. The entire building, INCLUDING THE ATTACHED GARAGE (if applicable), to be sprinklered to 2XNFPA 13D. 7. As shown by an asterisk (*) on the building permit floor plans and/or elevations, exit protection is required to be provided in accordance with Articles 9.9.4.4., 9.9.4.6., and/or 9.37.2.8. of the 2019 VBBL | ICAN Electrical Ltd.
EP-2023-07174 | 2023-08-21 | 858 W 64TH AVENUE, Vancouver, BC V6P 3V1 | Electrical Permit | Residential | New | Issued | Installation / Repair - Residential - ¦ 2FD- 400A ¦ New Duplex Electrical wiring and finish *An approved mechanical permit is required for the installation of air conditioning or heat pump unit at the time of installation before an electrical inspection will be performed To construct a two and half-storey two-family dwelling with two secondary suites located in the basement, with a detached accessory building (garage) at the rear providing 2 parking spaces, having vehicular access from Laurel Street. Note: This is a 2 1/2 storey building pursuant to the Zoning and Development By-Law 1. Covenant registered at the Land Title Office under CB678832 2. External mechanical unit proposed in the front and rear yard 3. No bar sinks proposed 4. Schedule B: Ke Jian, MA, P.Eng (604-599-8890) Structural & Geotechnical 5. HPO: Residential Builder - Citrine Homes Ltd 6. The entire building, INCLUDING THE ATTACHED GARAGE (if applicable), to be sprinklered to 2XNFPA 13D. 7. As shown by an asterisk (*) on the building permit floor plans and/or elevations, exit protection is required to be provided in accordance with Articles 9.9.4.4., 9.9.4.6., and/or 9.37.2.8. of the 2019 VBBL | ICAN Electrical Ltd.
PP-2023-03189 | 2023-09-08 | 858 W 64TH AVENUE, Vancouver, BC V6P 3V1 | Plumbing Permit | Residential | New | Issued | Residential - 2FD+2SS - Install 2 sump without pump | Van-City Excavating Ltd
PP-2023-03792 | 2023-10-27 | 848 W 64TH AVENUE, Vancouver, BC V6P 2L4 | Plumbing Permit | Residential | New | Issued | Residential - Install two sumps without pumps Nov 1/2023-AMEND instead of 2 gravity sumps there will be only 1 gravity sump and another one is pump sump attached is the engineer assurance letter NOTE: Engineering Assurance letter will be submitted to the Plumbing Inspector on the site. Letter shall conform to the requirements of Vancouver Bulletin 2000-008-EL/PL. | Van-City Excavating Ltd
MP-2024-00027 | 2024-01-08 | 848 W 64TH AVENUE, Vancouver, BC V6P 2L4 | Mechanical Permit | NULL | NULL | Issued | NULL | Apple Mechanical Ltd
PP-2023-04385 | 2023-12-19 | 848 W 64TH AVENUE, Vancouver, BC V6P 2L4 | Plumbing Permit | Residential | New | Issued | Residential - Plumbing for duplex house >BP: To construct a 2.5 storey duplex with 2 secondary suites located in the Basement with a detached accessory building (garage) the rear providing 2 parking spaces, having vehicular access from the lane. Note: The entire building, INCLUDING THE ATTACHED GARAGE (if applicable), to be sprinklered to 2 x NFPA 13D 1. Covenant registered at the Land Title Office under CB678830 2. Shared driveway easement agreement CB787590 - CB787592 3. Mechanical unit proposed – Exterior component located in rear yard. 4. Schedule B: (K.J. Ma) P.Eng (604.599.8890) Structural & Geotechnical 5. HPO: Residential Builder - Citrine Homes Ltd. | Apple Mechanical Ltd
EP-2023-07175 | 2023-08-21 | 848 W 64TH AVENUE, Vancouver, BC V6P 2L4 | Electrical Permit | Residential | New | Issued | Installation / Repair - Residential - ¦ 2FD- 400A ¦ New Duplex Wiring and finish *An approved mechanical permit is required for the installation of air conditioning or heat pump unit at the time of installation before an electrical inspection will be performed | ICAN Electrical Ltd.
EP-2023-07176 | 2023-08-21 | 836 W 64TH AVENUE, Vancouver, BC V6P 2L4 | Electrical Permit | Residential | New | Issued | Installation / Repair - Residential - ¦ 2FD- 400A ¦ New Duplex wiring and finish *An approved mechanical permit is required for the installation of air conditioning or heat pump unit at the time of installation before an electrical inspection will be performed | ICAN Electrical Ltd.
MP-2024-00017 | 2024-01-05 | 836 W 64TH AVENUE, Vancouver, BC V6P 2L4 | Mechanical Permit | NULL | NULL | Issued | NULL | Apple Mechanical Ltd
PP-2023-04306 | 2023-12-12 | 836 W 64TH AVENUE, Vancouver, BC V6P 2L4 | Plumbing Permit | Residential | New | Issued | Residential - 2FD+2SS - EAST - 836 W 64TH AV - #1 & #2 WEST - 838 W 64TH AV - #1 & #2 Plumbing for duplex house >DB: To construct a 2.5 storey duplex with 2 secondary suites located in the Basement with a detached accessory building (garage) at the rear providing 2 parking spaces, having vehicular access from the lane. Note: The entire building, INCLUDING THE ATTACHED GARAGE (if applicable), to be sprinklered to 2 x NFPA 13D 1. Covenant registered at the Land Title Office under CB678829 2. Shared driveway easement agreement CB787590 - CB787592 3. Mechanical unit proposed – Exterior component located in rear yard. ***This permit is issued under the VBBL 2019, with updated energy requirements as per bylaw # 12997 effective Jan 01, 2022.*** | Apple Mechanical Ltd
PP-2023-03791 | 2023-10-27 | 836 W 64TH AVENUE, Vancouver, BC V6P 2L4 | Plumbing Permit | Residential | New | Issued | Residential - Install two sumps without pump Nov 1/2023-AMEND Instead of 2 gravity sumps there will 1 sump going by gravity and another one will be pump sump engineer letter is attached NOTE: Engineering Assurance letter will be submitted to the Plumbing Inspector on the site. Letter shall conform to the requirements of Vancouver Bulletin 2000-008-EL/PL. | Van-City Excavating Ltd
PP-2023-03972 | 2023-11-10 | 3995 W 14TH AVENUE, Vancouver, BC V6R 3W3 | Plumbing Permit | Residential | Renovation | Issued | Residential - Installation of fixtures >BP: To construct an infill one-family dwelling (Building 2) at the rear of the site, providing two parking spaces having vehicular access from the W 14th Avenue. Building 1: BP-2023-00305 Nov 10/2023-AMEND Fixtures on each level for the infill are Toilet on the ground level, sink, bathtub and laundry Toilet, lav sink and kitchen sink and dishwasher | Drips & Drains Plumbing and Heating Ltd
SP-2023-01808 | 2023-10-06 | 3995 W 14TH AVENUE, Vancouver, BC V6R 3W3 | Sprinkler Permit | Residential | New | Issued | Residential - installation of a new fire sprinkler system - Building sprinklered to NFPA 13R >BP: To construct an infill one-family dwelling (Building 2) at the rear of the site, providing two parking spaces having vehicular access from the W 14th Avenue. Building 1: BP-2023-00305 BRB review notes: - Building sprinklered to NFPA 13R - Stratification proposed - 10.2.1.5 -energy | CENTRE LINE FIRE SPRINKLERS LTD
EP-2023-04520 | 2023-05-24 | 138 E 8TH AVENUE, Vancouver, BC V5T 1R7 | Electrical Permit | Commercial | NULL | Issued | Annual / Operating - Maintenance of existing operating electrical equipment - General Maintenance. | Red Seal Electric Ltd
NULL | NULL | 138 E 8TH AVENUE, Vancouver, BC V5T 1R7 | Electrical Permit | Commercial | NULL | Withdrawn | Annual / Operating - Regular maintenance | Red Seal Electric Ltd
NULL | NULL | 136 E 8TH AVENUE, Vancouver, BC | Electrical Permit | Commercial | NULL | Draft | Annual / Operating - Multi-Family Mixed-use building that requires regular maintenance | NULL
NULL | NULL | 136 E 8TH AVENUE, Vancouver, BC | Electrical Permit | Commercial | NULL | Withdrawn | Annual / Operating - Regular Maintenace | Red Seal Electric Ltd
PP-2023-03271 | 2023-09-14 | 276 W 48TH AVENUE #3, Vancouver, BC V5Y 2Y8 | Plumbing Permit | Residential | New | Issued | Residential - This is a new laneway house with 9 fixtures. >BP: To construct a 2 storey laneway house building with 1 open parking pad, providing a total of 1 parking spaces, having vehicular access from the 20' South Lane. Note: The entire building, INCLUDING THE ATTACHED GARAGE (if applicable), to be sprinklered to NFPA 13D Note: This is a 1 ½ storey building pursuant to the Zoning & Development By-law. 1. Covenant not required with existing house 2. No Strata Titling permitted 3. No external mechanical unit proposed 4. Schedule B: (M.S. Alam) P.Eng (604.653.7475) Structural & Geotechnical 5. HPO: Residential Builder - Metro-City Projects Inc. | AKAL Plumbing & Heating Ltd
EP-2023-10355 | 2023-12-11 | 276 W 48TH AVENUE #3, Vancouver, BC V5Y 2Y8 | Electrical Permit | Residential | New | Issued | Installation / Repair - Residential - Rough in Wiring and Finish for LWH. Main Service 200 A. Main House Switch size 100 A . LWH Main Switch size 125 A. Heat Pump, Car Charger. Extra Low voltage Rough in wiring >BP: To construct a 2 storey laneway house building ($192,182.50) with 1 open parking pad, providing a total of 1 parking spaces, having vehicular access from the 20' South Lane. Note: The entire building, INCLUDING THE ATTACHED GARAGE (if applicable), to be sprinklered to NFPA 13D Note: This is a 1 ½ storey building pursuant to the Zoning & Development By-law. 1. Covenant not required with existing house 2. No Strata Titling permitted 3. No external mechanical unit proposed 4. Schedule B: (M.S. Alam) P.Eng (604.653.7475) Structural & Geotechnical 5. HPO: Residential Builder - Metro-City Projects Inc. *EXISTING HOUSE* Note: Bldg 1 (principal bldg) addressed #1-276 W 48th Av retained on site. ***This permit is issued under the VBBL 2019, with updated energy requirements as per bylaw # 12997 effective Jan 01, 2022.*** | AMTEK Electric Ltd
MP-2023-02206 | 2023-12-11 | 276 W 48TH AVENUE #3, Vancouver, BC V5Y 2Y8 | Mechanical Permit | NULL | NULL | Issued | NULL | Ultimate Choice Air Conditioning & Renovations Ltd
SP-2023-02223 | 2023-12-11 | 276 W 48TH AVENUE #3, Vancouver, BC V5Y 2Y8 | Sprinkler Permit | Residential | New | Issued | Residential - LWH - #3 - Install sprinklers in LWH >DB: To construct a 2 storey laneway house building with 1 open parking pad, providing a total of 1 parking spaces, having vehicular access from the 20' South Lane. Note: The entire building, INCLUDING THE ATTACHED GARAGE (if applicable), to be sprinklered to NFPA 13D Note: This is a 1 ½ storey building pursuant to the Zoning & Development By-law. 1. Covenant not required with existing house 2. No Strata Titling permitted 3. No external mechanical unit proposed ***This permit is issued under the VBBL 2019, with updated energy requirements as per bylaw # 12997 effective Jan 01, 2022.*** | Gold Key Fire Protection Ltd
NULL | NULL | 276 W 48TH AVENUE #3, Vancouver, BC V5Y 2Y8 | Plumbing Permit | Residential | New | Draft | Residential | Gateway Landscaping & Excavating Ltd
NULL | NULL | 276 W 48TH AVENUE #3, Vancouver, BC V5Y 2Y8 | Plumbing Permit | Residential | New | Draft | Residential - Laneway house | NULL
PP-2023-04260 | 2023-12-07 | 276 W 48TH AVENUE #3, Vancouver, BC V5Y 2Y8 | Plumbing Permit | Residential | New | Issued | Residential - Laneway house-Sump >BP: To construct a 2 storey laneway house building with 1 open parking pad, providing a total of 1 parking spaces, having vehicular access from the 20' South Lane. Note: The entire building, INCLUDING THE ATTACHED GARAGE (if applicable), to be sprinklered to NFPA 13D Note: This is a 1 ½ storey building pursuant to the Zoning & Development By-law. 1. Covenant not required with existing house 2. No Strata Titling permitted 3. No external mechanical unit proposed 4. Schedule B: (M.S. Alam) P.Eng (604.653.7475) Structural & Geotechnical 5. HPO: Residential Builder - Metro-City Projects Inc. | Gateway Landscaping & Excavating Ltd
EP-2023-11073 | 2023-12-12 | 415 E 64TH AVENUE #3, Vancouver, BC V5X 2M9 | Electrical Permit | Residential | New | Issued | Installation / Repair - Residential - extra low voltage data communication & complete security system 2 storey laneway house building on this flowing artesian site, with 1 open parking pad, providing a total of 1 parking spaces, having vehicular access from the 20' North Lane and relaxing the Site Coverage. Note: The entire building, INCLUDING THE ATTACHED GARAGE (if applicable), to be sprinklered to NFPA 13D Note: This is a 1 ½ storey building pursuant to the Zoning & Development By-law. 1. Covenant not required with existing house 2. No Strata Titling permitted 3. No external mechanical unit proposed 4. Schedule B: (M.S. Dhillon) P.Eng (604.537.6271) Structural & Geotechnical 5. HPO: Residential Builder - Golden Fortune Construction Ltd. | AJ INTEGRATED SERVICES LTD
SP-2023-02270 | 2023-12-18 | 415 E 64TH AVENUE #3, Vancouver, BC V5X 2M9 | Sprinkler Permit | Residential | New | Issued | Residential - To install piping and fixtures for a new laneway house. >BP: In accordance with Board of Variance Appeal No. Z36028 dated April 11 2023 thereby permitting the construction of a 2 storey laneway house building on this flowing artesian site, with 1 open parking pad, providing a total of 1 parking spaces, having vehicular access from the 20' North Lane and relaxing the Site Coverage. Note: The entire building, INCLUDING THE ATTACHED GARAGE (if applicable), to be sprinklered to NFPA 13D Note: This is a 1 ½ storey building pursuant to the Zoning & Development By-law. 1. Covenant not required with existing house 2. No Strata Titling permitted 3. No external mechanical unit proposed 4. Schedule B: (M.S. Dhillon) P.Eng (604.537.6271) Structural & Geotechnical 5. HPO: Residential Builder - Golden Fortune Construction Ltd. | Skyway Plumbing & gas Ltd
EP-2023-08891 | 2023-10-19 | 415 E 64TH AVENUE #3, Vancouver, BC V5X 2M9 | Electrical Permit | Residential | New | Issued | Installation / Repair - Residential - ¦ #3LWH- 200A ¦ Laneway house wiring and finishing >BP: In accordance with Board of Variance Appeal No. Z36028 dated April 11 2023 thereby permitting the construction of a 2 storey laneway house building ($248,250.00) on this flowing artesian site, with 1 open parking pad, providing a total of 1 parking spaces, having vehicular access from the 20' North Lane and relaxing the Site Coverage. Note: The entire building, INCLUDING THE ATTACHED GARAGE (if applicable), to be sprinklered to NFPA 13D Note: This is a 1 ½ storey building pursuant to the Zoning & Development By-law. 1. Covenant not required with existing house 2. No Strata Titling permitted 3. No external mechanical unit proposed 4. Schedule B: (M.S. Dhillon) P.Eng (604.537.6271) Structural & Geotechnical 5. HPO: Residential Builder - Golden Fortune Construction Ltd. NOTE: To achieve the required FSR. A floor space exclusion of 3% has been applied to this application as per section 11.24.18 of the district schedule, to accommodate improved building performance. ***This permit is issued under the VBBL 2019, with updated energy requirements as per bylaw # 12997 effective Jan 01, 2022.*** | Maple Leaf Electrical Ltd
PP-2023-03774 | 2023-10-26 | 415 E 64TH AVENUE #3, Vancouver, BC V5X 2M9 | Plumbing Permit | Residential | New | Issued | Residential - LWH - #3 - To install piping and fixtures for a new laneway house. >DB: In accordance with Board of Variance Appeal No. Z36028 dated April 11 2023 thereby permitting the construction of a 2 storey laneway house building on this flowing artesian site, with 1 open parking pad, providing a total of 1 parking spaces, having vehicular access from the 20' North Lane and relaxing the Site Coverage. Note: The entire building, INCLUDING THE ATTACHED GARAGE (if applicable), to be sprinklered to NFPA 13D Note: This is a 1 ½ storey building pursuant to the Zoning & Development By-law. 1. Covenant not required with existing house 2. No Strata Titling permitted 3. No external mechanical unit proposed ***This permit is issued under the VBBL 2019, with updated energy requirements as per bylaw # 12997 effective Jan 01, 2022.*** | Skyway Plumbing & gas Ltd
PP-2023-03368 | 2023-09-20 | 415 E 64TH AVENUE #3, Vancouver, BC V5X 2M9 | Plumbing Permit | Residential | New | Issued | Residential - LWH - #3 - Install a storm sump | Skyway Plumbing & gas Ltd
EP-2023-09920 | 2023-11-01 | 517 E 58TH AVENUE #3, Vancouver, BC V5X 1W1 | Electrical Permit | Residential | New | Issued | Temporary Power - Residential - To provide temporary power. Amend: Nov 20, 2023 change for temporary service 100 amp to 125 amp service connection | Eminence Electrical Ltd
PP-2023-04216 | 2023-12-01 | 517 E 58TH AVENUE #3, Vancouver, BC V5X 1W1 | Plumbing Permit | Residential | New | Issued | Residential - LWH - #3 - Instill one outside sump | H R DEMOLITION LTD
EP-2023-10592 | 2023-12-22 | 1028 E 56TH AVENUE #3, Vancouver, BC V5X 1S2 | Electrical Permit | Residential | New | Issued | Installation / Repair - Residential - ¦ #3LWH- 2 SEPARATE 200A SERVICES ¦ 1FD + 1SS: 200A LWH + EV: 200A It's a new laneway house with car garage and side carport *Contractor to discuss location of Laneway house panel + EV panel in attached garage with District Electrical Inspector prior to rough wire inspection *An approved mechanical permit is required for the installation of air conditioning or heat pump unit before a final electrical inspection will be performed >BP: To construct a 2 storey laneway house building ($218,337.50) with an attached garage and 1 open parking pad, providing a total of 3 parking spaces, having vehicular access from the 20' south Lane. Note: The entire building, INCLUDING THE ATTACHED GARAGE (if applicable), to be sprinklered to NFPA 13D Note: This is a 1 ½ storey building pursuant to the Zoning & Development By-law. 1. Covenant registered at the Land Title Office under CA9491556 2. No Strata Titling permitted 3. No external mechanical unit proposed 4. Schedule B: (M.R.M. Luthfy) P.Eng (604.324.7868) Structural & Geotechnical 5. HPO: Owner Builder - Sukhpal Sangha | Ultimate Electrical Ltd
SP-2023-02115 | 2023-11-20 | 1028 E 56TH AVENUE #3, Vancouver, BC V5X 1S2 | Sprinkler Permit | Residential | New | Issued | Residential - Sprinkler >BP: To construct a 2 storey laneway house building with an attached garage and 1 open parking pad, providing a total of 3 parking spaces, having vehicular access from the 20' south Lane. Note: The entire building, INCLUDING THE ATTACHED GARAGE (if applicable), to be sprinklered to NFPA 13D Note: This is a 1 ½ storey building pursuant to the Zoning & Development By-law. 1. Covenant registered at the Land Title Office under CA9491556 2. No Strata Titling permitted 3. No external mechanical unit proposed 4. Schedule B: (M.R.M. Luthfy) P.Eng (604.324.7868) Structural & Geotechnical 5. HPO: Owner Builder - Sukhpal Sangha | Ghuman Mechanical Ltd
PP-2023-03605 | 2023-10-12 | 1028 E 56TH AVENUE #3, Vancouver, BC V5X 1S2 | Plumbing Permit | Residential | New | Issued | Residential - LWH - #3 - Plumbing >DB: To construct a 2 storey laneway house building with an attached garage and 1 open parking pad, providing a total of 3 parking spaces, having vehicular access from the 20' south Lane. Note: The entire building, INCLUDING THE ATTACHED GARAGE (if applicable), to be sprinklered to NFPA 13D Note: This is a 1 ½ storey building pursuant to the Zoning & Development By-law. 1. Covenant registered at the Land Title Office under CA9491556 2. No Strata Titling permitted 3. No external mechanical unit proposed ***This permit is issued under the VBBL 2019, with updated energy requirements as per bylaw # 12997 effective Jan 01, 2022.*** | Ghuman Mechanical Ltd
MP-2023-01806 | 2023-10-09 | 2308 ROSEDALE DRIVE, Vancouver, BC | Mechanical Permit | NULL | NULL | Issued | NULL | SKY HIGH PLUMBING & HEATING LTD
GP-2023-03731 | 2023-11-27 | 2308 ROSEDALE DRIVE, Vancouver, BC | Gas Permit | Residential | New | Issued | Residential - 2 Ranges, 2 Fireplaces & 2 BBQ's >BP: To To construct a 2 storey two-family dwelling with 2 secondary suites located in the Basement ($1,459,750) with a with an attached garage providing 2 parking spaces, having vehicular access from the street. | PRIDE GAS & HEATING LTD.
SP-2023-02153 | 2023-11-27 | 2308 ROSEDALE DRIVE, Vancouver, BC | Sprinkler Permit | Residential | New | Issued | Residential - 2FD+2SS - WEST - 2308 ROSEDALE DR - #1 & #2 EAST - 2310 ROSEDALE DR - #1 & #2 Install sprinklers in Duplex >DB: To construct a 2 storey two-family dwelling with 2 secondary suites located in the Basement with a with an attached garage providing 2 parking spaces, having vehicular access from the street. Note: The entire building, INCLUDING THE ATTACHED GARAGE (if applicable), to be sprinklered to 2 x NFPA 13D 1. Covenant registered at the Land Title Office under CB649189 - CB649190 2. Heat Pump proposed – Exterior component located in rear. 3. No Bar sink ***This permit is issued under the VBBL 2019, with updated energy requirements as per bylaw # 12997 effective Jan 01, 2022.*** | Gold Key Fire Protection Ltd
EP-2023-10679 | 2023-11-28 | 2308 ROSEDALE DRIVE, Vancouver, BC | Electrical Permit | Residential | New | Issued | Installation / Repair - Residential - security,intercom ,tel ,tv,data, camera and speaker rough in & completion **Amend 01/09/2024** Increase total value to $8000.00 >BP: To construct a 2 storey two-family dwelling with 2 secondary suites located in the Basement ($1,459,750) with a with an attached garage providing 2 parking spaces, having vehicular access from the street. Note: The entire building, INCLUDING THE ATTACHED GARAGE (if applicable), to be sprinklered to 2 x NFPA 13D 1. Covenant registered at the Land Title Office under CB649189 - CB649190 2. Heat Pump proposed – Exterior component located in rear. 3. No Bar sink 4. Schedule B: (L.Chan) P.Eng (604.294.3753) Structural 5. Schedule B: (T.S. Bajwa) P.Eng (778.995.2404) Geotechnical 6. HPO: Residential Builder- Synergy 3 Developments Ltd ***This permit is issued under the VBBL 2019, with updated energy requirements as per bylaw # 12997 effective Jan 01, 2022.*** | Repel Security Systems Ltd
EP-2023-06621 | 2023-08-08 | 2308 ROSEDALE DRIVE, Vancouver, BC | Electrical Permit | Residential | New | Issued | Installation / Repair - Residential - It’s a duplex house with legal suits , ac,car charger,plugs & switches and new wiring with 2x200 amp service so each house will be 200 amp service overhead single phase >BP: To construct a 2 storey two-family dwelling with 2 secondary suites located in the Basement ($1,459,750) with a with an attached garage providing 2 parking spaces, having vehicular access from the street. Note: The entire building, INCLUDING THE ATTACHED GARAGE (if applicable), to be sprinklered to 2 x NFPA 13D 1. Covenant registered at the Land Title Office under CB649189 - CB649190 2. Heat Pump proposed – Exterior component located in rear. 3. No Bar sink 4. Schedule B: (L.Chan) P.Eng (604.294.3753) Structural 5. Schedule B: (T.S. Bajwa) P.Eng (778.995.2404) Geotechnical 6. HPO: Residential Builder- Synergy 3 Developments Ltd Note: This is a 2 storey building pursuant to the Zoning and Development By-Law ***This permit is issued under the VBBL 2019, with updated energy requirements as per bylaw # 12997 effective Jan 01, 2022.*** | I WILL ELECTRIC LTD
EP-2023-06915 | 2023-07-28 | 6638 KILLARNEY STREET #3, Vancouver, BC V5S 2Y1 | Electrical Permit | Residential | New | Issued | Temporary Power - Residential - To provide temporary power. | Eminence Electrical Ltd
PP-2023-02731 | 2023-08-01 | 3538 W 14TH AVENUE, Vancouver, BC | Plumbing Permit | Residential | New | Issued | Residential - 2FD - FRONT - 3538 W 14TH AV - #1 BACK - 3538 W 14TH AV - #2 Installing new plumbing fixtures inside the duplex >DB: To construct a 2 and a half storey, two family dwelling with a detached accessory building (garage), at the rear providing 2 parking spaces, having vehicular access from the lane. Note: The entire building, INCLUDING THE ATTACHED GARAGE (if applicable), to be sprinklered to 2 x NFPA 13D. Note: This is a 2 and a half storey building pursuant to the Zoning and Development By-Law 1- No bar/Sink proposed 2- A/C unit proposed in the rear yard ***This permit is issued under the VBBL 2019, with updated energy requirements as per bylaw # 12997 effective Jan 01, 2022.*** | SUNSHINE PLUMBING LTD
PP-2023-02244 | 2023-06-23 | 3538 W 14TH AVENUE, Vancouver, BC | Plumbing Permit | Residential | New | Issued | Residential - 2FD - sump , north side | R B Excavating 2000 Ltd
EP-2023-04957 | 2023-06-15 | 3538 W 14TH AVENUE, Vancouver, BC | Electrical Permit | Residential | New | Issued | Installation / Repair - Residential - Rough wire and finishing of duplex *An approved mechanical permit is required for the installation of air conditioning or heat pump unit at the time of installation before an electrical inspection will be performed >BP: To construct a 2 and a half storey, two family dwelling ($588,000) with a detached accessory building (garage), at the rear providing 2 parking spaces, having vehicular access from the lane. Note: The entire building, INCLUDING THE ATTACHED GARAGE (if applicable), to be sprinklered to 2 x NFPA 13D. Note: This is a 2 and a half storey building pursuant to the Zoning and Development By-Law 1- No bar/Sink proposed 2- A/C unit proposed in the rear yard 3- Schedule B: Jason Hui, P.Eng (778-319-3403) Structural & Geotechnical & Architectural (glass guards) 4- BC Housing Residential Builder: Aneek Development Ltd. | Hayat Electrical Ltd
PP-2023-04341 | 2023-12-18 | 3538 W 14TH AVENUE, Vancouver, BC | Plumbing Permit | Residential | New | Issued | Residential - 3/4 DCVA backflow preventer for lawn irrigation | Yue Jin Qiu
SP-2023-01681 | 2023-09-14 | 3538 W 14TH AVENUE, Vancouver, BC | Sprinkler Permit | Residential | New | Issued | Residential - Install sprinklers in duplex >BP: 2.5 FD (LOT A) To construct a 2 and a half storey, two family dwelling with a detached accessory building (garage), at the rear providing 2 parking spaces, having vehicular access from the lane. Note: The entire building, INCLUDING THE ATTACHED GARAGE (if applicable), to be sprinklered to 2 x NFPA 13D. Note: This is a 2 and a half storey building pursuant to the Zoning and Development By-Law 1- No bar/Sink proposed 2- A/C unit proposed in the rear yard 3- Schedule B: Jason Hui, P.Eng (778-319-3403) Structural & Geotechnical & Architectural (glass guards) 4- BC Housing Residential Builder: Aneek Development Ltd. | Gold Key Fire Protection Ltd
GP-2023-02608 | 2023-09-07 | 3538 W 14TH AVENUE, Vancouver, BC | Gas Permit | Residential | New | Issued | Residential - 2 Ranges, 2 Fireplaces, 2 BBQ's & 2 Dryers Fireplaces - piping only >BP: To construct a 2 and a half storey, two family dwelling ($588,000) with a detached accessory building (garage), at the rear providing 2 parking spaces, having vehicular access from the lane. | Symbolistic Heating Ltd
GP-2023-02486 | 2023-08-25 | 3538 W 14TH AVENUE, Vancouver, BC | Gas Permit | Residential | New | Issued | Residential - 2 Gas Fireplaces >BP: To construct a 2 and a half storey, two family dwelling | JOT MECHANICAL LTD
EP-2023-07799 | 2023-08-29 | 3538 W 14TH AVENUE, Vancouver, BC | Electrical Permit | Residential | New | Issued | Installation / Repair - Residential - Installation of Security Alarm, CCTV, data and audio. >BP: To construct a 2 and a half storey, two family dwelling ($588,000) with a detached accessory building (garage), at the rear providing 2 parking spaces, having vehicular access from the lane. | Venture One Services Inc
NULL | NULL | 3538 W 14TH AVENUE, Vancouver, BC | Electrical Permit | Residential | New | Withdrawn | Installation / Repair - Residential - Prewiring, Finishing and all installation include security system, cameras and data | NULL
MP-2023-01470 | 2023-08-10 | 3538 W 14TH AVENUE, Vancouver, BC | Mechanical Permit | NULL | NULL | Issued | NULL | SUNSHINE PLUMBING LTD
MP-2023-01469 | 2023-08-10 | 3536 W 14TH AVENUE, Vancouver, BC | Mechanical Permit | NULL | NULL | Issued | NULL | SUNSHINE PLUMBING LTD
EP-2023-07817 | NULL | 3536 W 14TH AVENUE, Vancouver, BC | Electrical Permit | Residential | New | Withdrawn | Installation / Repair - Residential - Security Alarm | NULL
EP-2023-07800 | 2023-08-29 | 3536 W 14TH AVENUE, Vancouver, BC | Electrical Permit | Residential | New | Issued | Installation / Repair - Residential - Installation of Security Alarm, CCTV, data and audio. >BP: To construct a 2 and a half storey, two family dwelling ($588,000) with a detached accessory building (garage), at the rear providing 2 parking spaces, having vehicular access from the lane. | Venture One Services Inc
GP-2023-02484 | 2023-08-25 | 3536 W 14TH AVENUE, Vancouver, BC | Gas Permit | Residential | New | Issued | Residential - Install two gas fireplaces >BP: To construct a 2 and a half storey, two family dwelling | JOT MECHANICAL LTD
GP-2023-02609 | 2023-09-07 | 3536 W 14TH AVENUE, Vancouver, BC | Gas Permit | Residential | New | Issued | Residential - 2 Ranges, 2 Fireplaces, 2 Dryers & 2 BBq's Fireplace piping only >BP: To construct a 2 and a half storey, two family dwelling ($588,000) with a detached accessory building (garage), at the rear providing 2 parking spaces, having vehicular access from the lane. | Symbolistic Heating Ltd
EP-2023-08097 | 2023-09-07 | 3536 W 14TH AVENUE, Vancouver, BC | Electrical Permit | Residential | New | Issued | Temporary Power - Residential - To provide temporary power. | Hayat Electrical Ltd
SP-2023-01680 | 2023-09-14 | 3536 W 14TH AVENUE, Vancouver, BC | Sprinkler Permit | Residential | New | Issued | Residential - Install sprinklers in duplex >BP: 2.5 FD (LOT B) To construct a 2 and a half storey, two family dwelling with a detached accessory building (garage), at the rear providing 2 parking spaces, having vehicular access from the lane. Note: The entire building, INCLUDING THE ATTACHED GARAGE (if applicable), to be sprinklered to 2 x NFPA 13D. Note: This is a 2 and a half storey building pursuant to the Zoning and Development By-Law 1- No bar/Sink proposed 2- A/C unit proposed in the rear yard 3- Schedule B: Jason Hui, P.Eng (778-319-3403) Structural & Geotechnical & Architectural (glass guards) 4- BC Housing Residential Builder: Aneek Development Ltd. | Gold Key Fire Protection Ltd
PP-2023-04340 | 2023-12-18 | 3536 W 14TH AVENUE, Vancouver, BC | Plumbing Permit | Residential | New | Issued | Residential - 3/4 DCVA backflow preventer for lawn irrigation | Yue Jin Qiu
EP-2023-04956 | 2023-06-19 | 3536 W 14TH AVENUE, Vancouver, BC | Electrical Permit | Residential | New | Issued | Installation / Repair - Residential - Rough wire and finishing of duplex *An approved mechanical permit is required for the installation of air conditioning or heat pump unit at the time of installation before an electrical inspection will be performed >BP: To construct a 2 and a half storey, two family dwelling ($588,000) with a detached accessory building (garage), at the rear providing 2 parking spaces, having vehicular access from the lane. Note: The entire building, INCLUDING THE ATTACHED GARAGE (if applicable), to be sprinklered to 2 x NFPA 13D. Note: This is a 2 and a half storey building pursuant to the Zoning and Development By-Law 1- No bar/Sink proposed 2- A/C unit proposed in the rear yard 3- Schedule B: Jason Hui, P.Eng (778-319-3403) Structural & Geotechnical & Architectural (glass guards) 4- BC Housing Residential Builder: Aneek Development Ltd. | Hayat Electrical Ltd
PP-2023-02243 | 2023-06-23 | 3536 W 14TH AVENUE, Vancouver, BC | Plumbing Permit | Residential | New | Issued | Residential - 2FD - 1 sump | R B Excavating 2000 Ltd
PP-2023-02730 | 2023-08-01 | 3536 W 14TH AVENUE, Vancouver, BC | Plumbing Permit | Residential | New | Issued | Residential - 2FD - FRONT - 3536 W 14TH AV - #1 BACK - 3536 W 14TH AV - #2 Installing new plumbing fixtures inside of the duplex >DB: To construct a 2 and a half storey, two family dwelling with a detached accessory building (garage), at the rear providing 2 parking spaces, having vehicular access from the lane. Note: The entire building, INCLUDING THE ATTACHED GARAGE (if applicable), to be sprinklered to 2 x NFPA 13D. Note: This is a 2 and a half storey building pursuant to the Zoning and Development By-Law 1- No bar/Sink proposed 2- A/C unit proposed in the rear yard **This permit is issued under the VBBL 2019, with updated energy requirements as per bylaw # 12997 effective Jan 01, 2022.*** | SUNSHINE PLUMBING LTD
PP-2023-02245 | 2023-06-23 | 3532 W 14TH AVENUE, Vancouver, BC | Plumbing Permit | Residential | New | Issued | Residential - 2FD - sump north side | R B Excavating 2000 Ltd
PP-2023-04339 | 2023-12-18 | 3532 W 14TH AVENUE, Vancouver, BC | Plumbing Permit | Residential | New | Issued | Residential - 3/4 DCVA backflow preventer for lawn irrigation | Yue Jin Qiu
GP-2023-02716 | 2023-09-18 | 3532 W 14TH AVENUE, Vancouver, BC | Gas Permit | Residential | New | Issued | Residential - Install 2 gas fireplaces >BP: To construct a 2 and a half storey, two-family dwelling ($588,000) with a detached accessory building (garage) at the rear providing 2 parking spaces, having vehicular access from the lane. | JOT MECHANICAL LTD
GP-2023-02700 | 2023-09-15 | 3532 W 14TH AVENUE, Vancouver, BC | Gas Permit | Residential | New | Issued | Residential - Complete 2 ranges , 2 bbq and piping only for 2 fireplaces. >BP: To construct a 2 and a half storey, two-family dwelling ($588,000) with a detached accessory building (garage) at the rear providing 2 parking spaces, having vehicular access from the lane. | Deep Gas Fitting Ltd.
SP-2023-01628 | 2023-09-07 | 3532 W 14TH AVENUE, Vancouver, BC | Sprinkler Permit | Residential | New | Issued | Residential - NEW HOME >BP: 2.5 FD (LOT C) To construct a 2 and a half storey, two-family dwelling with a detached accessory building (garage) at the rear providing 2 parking spaces, having vehicular access from the lane. The entire building, INCLUDING THE ATTACHED GARAGE (if applicable), to be sprinklered to 2 x NFPA 13D. Note: This is a 2 and a half storey building pursuant to the Zoning and Development By-Law 1. A/C unit proposed near garage/half storey lvl 2. No bar sink proposed 3. Schedule B: Jason Hui, P.Eng (778-319-3403) Structural, Geotechnical and Architectural -includes glass railing 4. HPO: Mann Bros Construction Ltd. | SBMS Construction Ltd
EP-2023-08213 | 2023-09-22 | 3532 W 14TH AVENUE, Vancouver, BC | Electrical Permit | Residential | New | Issued | Installation / Repair - Residential - ¦ 2FD- 200A ¦ Wiring and service *An approved mechanical permit is required for the installation of air conditioning or heat pump unit at the time of installation before an electrical inspection will be performed >Permit Amendment Oct 16, 2023 -"Load Calculations" *Document(s) uploaded to "Application Documents" tab for Electrical Inspector review. Documents are at pending status at time of permit amendment approval >BP: To construct a 2 and a half storey, two-family dwelling ($588,000) with a detached accessory building (garage) at the rear providing 2 parking spaces, having vehicular access from the lane. The entire building, INCLUDING THE ATTACHED GARAGE (if applicable), to be sprinklered to 2 x NFPA 13D. Note: This is a 2 and a half storey building pursuant to the Zoning and Development By-Law 1. A/C unit proposed near garage/half storey lvl 2. No bar sink proposed 3. Schedule B: Jason Hui, P.Eng (778-319-3403) Structural, Geotechnical and Architectural -includes glass railing 4. HPO: Mann Bros Construction Ltd. | G.S.G. Electric Ltd.
NULL | NULL | 3532 W 14TH AVENUE, Vancouver, BC | Electrical Permit | Residential | New | Withdrawn | Installation / Repair - Residential - Installation of Security Alarm, CCTV, data and audio. | Venture One Services Inc
EP-2023-08148 | 2023-09-08 | 3532 W 14TH AVENUE, Vancouver, BC | Electrical Permit | Residential | New | Issued | Installation / Repair - Residential - Installation of Security Alarm, CCTV, data and audio. >BP: To construct a 2 and a half storey, two-family dwelling ($588,000) with a detached accessory building (garage) at the rear providing 2 parking spaces, having vehicular access from the lane. The entire building, INCLUDING THE ATTACHED GARAGE (if applicable), to be sprinklered to 2 x NFPA 13D. Note: This is a 2 and a half storey building pursuant to the Zoning and Development By-Law 1. A/C unit proposed near garage/half storey lvl 2. No bar sink proposed 3. Schedule B: Jason Hui, P.Eng (778-319-3403) Structural, Geotechnical and Architectural -includes glass railing 4. HPO: Mann Bros Construction Ltd. Combustible projections or roof soffits on an exposing building face shall not project to less than .45m from the property line and shall be in compliance with VBBL 2014 9.10.15.5.(9) ***This permit is issued under the VBBL 2019, with updated energy requirements as per bylaw # 12997 effective Jan 01, 2022.*** | Venture One Services Inc
MP-2023-01525 | 2023-08-18 | 3532 W 14TH AVENUE, Vancouver, BC | Mechanical Permit | NULL | NULL | Issued | NULL | JAI Plumbing & Heating Ltd
PP-2023-02908 | 2023-08-17 | 3532 W 14TH AVENUE, Vancouver, BC | Plumbing Permit | Residential | New | Issued | Residential - Duplex >BP: To construct a 2 and a half storey, two-family dwelling with a detached accessory building (garage) at the rear providing 2 parking spaces, having vehicular access from the lane. The entire building, INCLUDING THE ATTACHED GARAGE (if applicable), to be sprinklered to 2 x NFPA 13D. Note: This is a 2 and a half storey building pursuant to the Zoning and Development By-Law 1. A/C unit proposed near garage/half storey lvl 2. No bar sink proposed 3. Schedule B: Jason Hui, P.Eng (778-319-3403) Structural, Geotechnical and Architectural -includes glass railing 4. HPO: Mann Bros Construction Ltd. | JAI Plumbing & Heating Ltd
PP-2023-03879 | 2023-12-04 | 539 W 28TH AVENUE, Vancouver, BC V5Z 2H2 | Plumbing Permit | Commercial | New | Issued | Commercial - Installation of new piping and plumbing fixtures for a townhome development. SITE PERMIT - Underground and common area drains only, **Separate Permit Required For Civil and sumps*** <BP: This permit has been issued for all site work and below grade facilities, including one level of common underground parking for this proposed development: To construct a new 4-storey multiple dwelling building consisting of 4 townhouses with total 20 dwelling units, all over one level of parkade on the first storey with bike rooms, service rooms, and garbage room having vehicular access lane. Note: The storage garage is on the first storey due to the sloping site and not a separate building, so the entire project is one 4-storey building. This is a CP Process Permit and the applicant is Khaleel Sumar, P. Eng., CP. This building is sprinklered to NFPA 13. The building is considered 4-storey building because the garage is considered as the first storey due to the slope of the lot. For Energy Design Building Classification, 10.2.1.5 and 10.2.2.5 are applied. *********REVIEWED UNDER VBBL 2019, WITH UPDATED ENERGY REQUIREMENTS EFFECTIVE JAN 01, 2023********** STAGED CONSTRUCTION Stage 1: Excavation & Shoring and Foundation to Grade (Sep 18/23, A.Min) Stage 2: Full Construction (In Process) | Hall Mechanical Services Inc
PP-2023-03988 | 2024-01-02 | 539 W 28TH AVENUE, Vancouver, BC V5Z 2H2 | Plumbing Permit | Commercial | New | Issued | Commercial - Building 3 Installation of new piping and plumbing fixtures for a townhome development.. >BP: Building Permit for BP-2023-00125 To construct a new 4-storey multiple dwelling building (Building Block 3) with 7 dwelling units. This is a CP Process Permit and the applicant is Khaleel Sumar, P. Eng., CP. Note: Because of the slopy site and storage not being separate, the entire project is one 4-storey multiple dwelling building. Refer to Site BP-2023-00125 for site work and underground parking, fees, and all documents. *********REVIEWED UNDER VBBL 2019, WITH UPDATED ENERGY REQUIREMENTS EFFECTIVE JAN 01, 2023********** STAGED CONSTRUCTION Stage 1: Excavation & Shoring and Foundation to Grade (Sep 18/23, A. Min) Stage 2: Full Construction (Jan 02/24, A. Min) | Hall Mechanical Services Inc
EP-2023-09687 | 2024-01-26 | 539 W 28TH AVENUE, Vancouver, BC V5Z 2H2 | Electrical Permit | Commercial | New | Issued | Installation / Repair - Commercial - ELECTRICAL WORK FOR MAIN SERVICE, PARKADE, SERVICE ROOMS. This scope of work includes installation of the Fire alarm syatem and Main Electrical room equipment as well exterior main level landscaping wiring. BP: This permit has been issued for all site work and below grade facilities, including one level of common underground parking for this proposed development: To construct a new 4-storey multiple dwelling building consisting of 4 townhouses with total 20 dwelling units (2 dwelling units in Building 1, 4 dwelling units in Building 2, and 7 dwelling units in each of Building 3 and Building 4), all over one level of parkade on the first storey with bike rooms, service rooms, and garbage room having vehicular access lane. Note: The storage garage is on the first storey due to the sloping site and not a separate building, so the entire project is one 4-storey building. This is a CP Process Permit and the applicant is Khaleel Sumar, P. Eng., CP. This building is sprinklered to NFPA 13. The building is considered 4-storey building because the garage is considered as the first storey due to the slope of the lot. For Energy Design Building Classification, 10.2.1.5 and 10.2.2.5 are applied. *********REVIEWED UNDER VBBL 2019, WITH UPDATED ENERGY REQUIREMENTS EFFECTIVE JAN 01, 2023********** STAGED CONSTRUCTION Stage 1: Excavation & Shoring and Foundation to Grade (Sep 18/23, A. Min) Stage 2: Full Construction (Jan 02/24, A. Min) | LORE ELECTRIC INC
EP-2023-09688 | 2024-01-26 | 539 W 28TH AVENUE, Vancouver, BC V5Z 2H2 | Electrical Permit | Commercial | New | Issued | Installation / Repair - Commercial - Building 3 - Complete Electrical wiring and finishing of a 7 unit townhouse. BP: Building Permit for BP-2023-00125 To construct a new 4-storey multiple dwelling building (Building 3) with 7 dwelling units. This is a CP Process Permit and the applicant is Khaleel Sumar, P. Eng., CP. Note: Because of the slopy site and storage not being separate, the entire project is one 4-storey multiple dwelling building. Refer to Site BP-2023-00125 for site work and underground parking, fees, and all documents. *********REVIEWED UNDER VBBL 2019, WITH UPDATED ENERGY REQUIREMENTS EFFECTIVE JAN 01, 2023********** STAGED CONSTRUCTION Stage 1: Excavation & Shoring and Foundation to Grade (Sep 18/23, A. Min) Stage 2: Full Construction (Jan 02/24, A. Min) | LORE ELECTRIC INC
NULL | NULL | 539 W 28TH AVENUE, Vancouver, BC V5Z 2H2 | Electrical Permit | Commercial | New | Withdrawn | Installation / Repair - Commercial - REF: EP-2023-09689 TO INSTALL MAIN SERVICE, AND ELECTRICAL WORK TO PARKADE, SERVICE ROOM, ETC REF: BP2023-00125 | LORE ELECTRIC INC
NULL | NULL | 539 W 28TH AVENUE, Vancouver, BC V5Z 2H2 | Sprinkler Permit | Commercial | New | Withdrawn | Commercial - installation of an automatic sprinkler system | NULL
SP-2023-01172 | NULL | 539 W 28TH AVENUE, Vancouver, BC V5Z 2H2 | Sprinkler Permit | Commercial | New | Applicant Revisions | Commercial - Building 3 installation of automatic sprinkler system >BP: Building Permit for BP-2023-00125 To construct a new 4-storey multiple dwelling building (Building Block 3) with 7 dwelling units. This is a CP Process Permit and the applicant is Khaleel Sumar, P. Eng., CP. Note: Because of the slopy site and storage not being separate, the entire project is one 4-storey multiple dwelling building. Refer to Site BP-2023-00125 for site work and underground parking, fees, and all documents. *********REVIEWED UNDER VBBL 2019, WITH UPDATED ENERGY REQUIREMENTS EFFECTIVE JAN 01, 2023********** STAGED CONSTRUCTION Stage 1: Excavation & Shoring and Foundation to Grade (Sep 18/23, A. Min) Stage 2: Full Construction (Jan 02/24, A. Min) | NULL
SP-2023-01169 | NULL | 539 W 28TH AVENUE, Vancouver, BC V5Z 2H2 | Sprinkler Permit | Commercial | New | Applicant Revisions | Commercial - Site Permit - underground installation of an automatic sprinkler system >BP: This permit has been issued for all site work and below grade facilities, including one level of common underground parking for this proposed development: To construct a new 4-storey multiple dwelling building consisting of 4 townhouses with total 20 dwelling units, all over one level of underground parking having vehicular access lane. Note: Because of the sloping site and storage not being separate, the entire project is one 4-storey building. This is a CP Process Permit and the applicant is Khaleel Sumar, P. Eng., CP. This building is sprinklered to NFPA 13. *********REVIEWED UNDER VBBL 2019, WITH UPDATED ENERGY REQUIREMENTS EFFECTIVE JAN 01, 2023********** STAGED CONSTRUCTION Stage 1: Excavation & Shoring and Foundation to Grade (IN PROGRESS) | NULL
EP-2023-05365 | 2023-06-15 | 539 W 28TH AVENUE, Vancouver, BC V5Z 2H2 | Electrical Permit | Commercial | New | Issued | Temporary Power - Commercial - To provide temporary power. Amend: July 10, 2023 change the service voltage to 120/240V | Reliable Electrical Contracting Ltd
PP-2024-00006 | 2024-01-03 | 3830 CARNARVON STREET, Vancouver, BC | Plumbing Permit | Residential | New | Issued | Residential - This is new laneway house with 6 fixtures >BP: 1.5 LWH To construct a 2 storey laneway house building ($281,749.95) with an attached garage and 1 open parking pad, providing a total of 2 parking spaces, having vehicular access from the lane. Note: This is a 1 ½ storey building pursuant to the Zoning & Development By-law 1. Covenant registered at the Land Title Office under xxxxxxxx 2. No Strata Titling permitted 3. No External mechanical unit proposed 4. Schedule B: Yatendra Kumar Sharma P.Eng (778.863.7076) Structural & Geotechnical 5. HPO: Residential Builder – Bill's Development Ltd 6. HRV required for laneway house as of year 2022 7. NFPA-13R- Sprinkler | AKAL Plumbing & Heating Ltd
EP-2023-09689 | 2024-01-26 | 551 W 28TH AVENUE, Vancouver, BC V5Z 2H2 | Electrical Permit | Commercial | New | Issued | Installation / Repair - Commercial - Building 2 - Complete Electrical rough wire and finishing for a 4 unit townhouse. BP: Building Permit for BP-2023-00125 To construct a new 3-storey multiple dwelling building (Building 2) with 4 dwelling units. This is a CP Process Permit and the applicant is Khaleel Sumar, P. Eng., CP. Note: Because of the slopy site and storage not being separate, the entire project is one 4-storey multiple dwelling building. Refer to Site BP-2023-00125 for site work and underground parking, fees, and all documents. *********REVIEWED UNDER VBBL 2019, WITH UPDATED ENERGY REQUIREMENTS EFFECTIVE JAN 01, 2023********** STAGED CONSTRUCTION Stage 1: Excavation & Shoring and Foundation to Grade (Sep 18/23, A. Min) Stage 2: Full Construction (Jan 02/24, A. Min) | LORE ELECTRIC INC
PP-2023-03989 | 2024-01-02 | 551 W 28TH AVENUE, Vancouver, BC V5Z 2H2 | Plumbing Permit | Commercial | New | Issued | Commercial - Building 2 Installation of new piping and plumbing fixtures for a townhome development.. >BP: Building Permit for BP-2023-00125 To construct a new 3-storey multiple dwelling building (Building Block 2) with 4 dwelling units. This is a CP Process Permit and the applicant is Khaleel Sumar, P. Eng., CP. Note: Because of the slopy site and storage not being separate, the entire project is one 4-storey multiple dwelling building. Refer to Site BP-2023-00125 for site work and underground parking, fees, and all documents. *********REVIEWED UNDER VBBL 2019, WITH UPDATED ENERGY REQUIREMENTS EFFECTIVE JAN 01, 2023********** STAGED CONSTRUCTION Stage 1: Excavation & Shoring and Foundation to Grade (Sep 18/23, A. Min) Stage 2: Full Construction (Jan 02/24, A. Min) | Hall Mechanical Services Inc
SP-2023-01171 | NULL | 551 W 28TH AVENUE, Vancouver, BC V5Z 2H2 | Sprinkler Permit | Commercial | New | Applicant Revisions | Commercial - Building 2 installation of an automatic sprinkler system >BP: Building Permit for BP-2023-00125 To construct a new 3-storey multiple dwelling building (Building Block 2) with 4 dwelling units. This is a CP Process Permit and the applicant is Khaleel Sumar, P. Eng., CP. Note: Because of the slopy site and storage not being separate, the entire project is one 4-storey multiple dwelling building. Refer to Site BP-2023-00125 for site work and underground parking, fees, and all documents. *********REVIEWED UNDER VBBL 2019, WITH UPDATED ENERGY REQUIREMENTS EFFECTIVE JAN 01, 2023********** STAGED CONSTRUCTION Stage 1: Excavation & Shoring and Foundation to Grade (IN PROGRESS) | NULL
SP-2023-01170 | NULL | 555 W 28TH AVENUE, Vancouver, BC V5Z 2H2 | Sprinkler Permit | Commercial | New | Applicant Revisions | Commercial - Building 1 installation of an automatic sprinkler system >BP: Building Permit for BP-2023-00125 To construct a new 3-storey multiple dwelling building (Building Block 1) with 2 dwelling units. This is a CP Process Permit and the applicant is Khaleel Sumar, P. Eng., CP. Note: Because of the slopy site and storage not being separate, the entire project is one 4-storey multiple dwelling building. Refer to Site BP-2023-00125 for site work and underground parking, fees, and all documents. *********REVIEWED UNDER VBBL 2019, WITH UPDATED ENERGY REQUIREMENTS EFFECTIVE JAN 01, 2023********** STAGED CONSTRUCTION Stage 1: Excavation & Shoring and Foundation to Grade (Sep 18/23, A. Min) Stage 2: Full Construction (Jan 02/24, A. Min) | NULL
PP-2023-03990 | 2024-01-02 | 555 W 28TH AVENUE, Vancouver, BC V5Z 2H2 | Plumbing Permit | Commercial | New | Issued | Commercial - Building 1 Installation of new piping and plumbing fixtures for a townhome development.. >BP: Building Permit for BP-2023-00125 To construct a new 3-storey multiple dwelling building (Building Block 1) with 2 dwelling units. This is a CP Process Permit and the applicant is Khaleel Sumar, P. Eng., CP. Note: Because of the slopy site and storage not being separate, the entire project is one 4-storey multiple dwelling building. Refer to Site BP-2023-00125 for site work and underground parking, fees, and all documents. *********REVIEWED UNDER VBBL 2019, WITH UPDATED ENERGY REQUIREMENTS EFFECTIVE JAN 01, 2023********** STAGED CONSTRUCTION Stage 1: Excavation & Shoring and Foundation to Grade (Sep 18/23, A. Min) Stage 2: Full Construction (Jan 02/24, A. Min) | Hall Mechanical Services Inc
EP-2023-09691 | 2024-01-26 | 555 W 28TH AVENUE, Vancouver, BC V5Z 2H2 | Electrical Permit | Commercial | New | Issued | Installation / Repair - Commercial - Building 1 - Complete rough wire and finishing of a 2 unit townhouse. BP: Building Permit for BP-2023-00125 To construct a new 3-storey multiple dwelling building (Building 1) with 2 dwelling units. This is a CP Process Permit and the applicant is Khaleel Sumar, P. Eng., CP. Note: Because of the slopy site and storage not being separate, the entire project is one 4-storey multiple dwelling building. Refer to Site BP-2023-00125 for site work and underground parking, fees, and all documents. *********REVIEWED UNDER VBBL 2019, WITH UPDATED ENERGY REQUIREMENTS EFFECTIVE JAN 01, 2023********** STAGED CONSTRUCTION Stage 1: Excavation & Shoring and Foundation to Grade (Sep 18/23, A. Min) Stage 2: Full Construction (Jan 02/24, A. Min) | LORE ELECTRIC INC
PP-2023-03987 | 2024-01-02 | 561 W 28TH AVENUE, Vancouver, BC V5Z 2H2 | Plumbing Permit | Commercial | New | Issued | Commercial - Building 4 Installation of new piping and plumbing fixtures for a townhome development.. >BP: Building Permit for BP-2023-00125 To construct a new 4-storey multiple dwelling building (Building Block 4) with 7 dwelling units. This is a CP Process Permit and the applicant is Khaleel Sumar, P. Eng., CP. Note: Because of the slopy site and storage not being separate, the entire project is one 4-storey multiple dwelling building. Refer to Site BP-2023-00125 for site work and underground parking, fees, and all documents. *********REVIEWED UNDER VBBL 2019, WITH UPDATED ENERGY REQUIREMENTS EFFECTIVE JAN 01, 2023********** STAGED CONSTRUCTION Stage 1: Excavation & Shoring and Foundation to Grade (Sep 18/23, A. Min) Stage 2: Full Construction (Jan 02/24, A. Min) | Hall Mechanical Services Inc
EP-2024-00071 | 2024-01-04 | 561 W 28TH AVENUE, Vancouver, BC V5Z 2H2 | Electrical Permit | Commercial | New | Completed | Interim - Commercial - Scope of work: slab, underground, raceways, grounding, branch circuits. Service connection to BC Hydro is not permitted under this permit. >BP: This permit has been issued for all site work and below grade facilities, including one level of common underground parking for this proposed development: To construct a new 4-storey multiple dwelling building consisting of 4 townhouses with total 20 dwelling units (2 dwelling units in Building 1, 4 dwelling units in Building 2, and 7 dwelling units in each of Building 3 and Building 4), all over one level of parkade on the first storey with bike rooms, service rooms, and garbage room having vehicular access lane. Note: The storage garage is on the first storey due to the sloping site and not a separate building, so the entire project is one 4-storey building. This is a CP Process Permit and the applicant is Khaleel Sumar, P. Eng., CP. This building is sprinklered to NFPA 13. The building is considered 4-storey building because the garage is considered as the first storey due to the slope of the lot. For Energy Design Building Classification, 10.2.1.5 and 10.2.2.5 are applied. *********REVIEWED UNDER VBBL 2019, WITH UPDATED ENERGY REQUIREMENTS EFFECTIVE JAN 01, 2023********** STAGED CONSTRUCTION Stage 1: Excavation & Shoring and Foundation to Grade (Sep 18/23, A. Min) Stage 2: Full Construction (Jan 02/24, A. Min) | LORE ELECTRIC INC
EP-2024-00587 | 2024-01-26 | 561 W 28TH AVENUE, Vancouver, BC V5Z 2H2 | Electrical Permit | Commercial | New | Issued | Installation / Repair - Commercial - Building 4 - Complete rough wire and finishing for 7 dwelling units. BP: Building Permit for BP-2023-00125 To construct a new 4-storey multiple dwelling building (Building 4) with 7 dwelling units. This is a CP Process Permit and the applicant is Khaleel Sumar, P. Eng., CP. Note: Because of the slopy site and storage not being separate, the entire project is one 4-storey multiple dwelling building. Refer to Site BP-2023-00125 for site work and underground parking, fees, and all documents. *********REVIEWED UNDER VBBL 2019, WITH UPDATED ENERGY REQUIREMENTS EFFECTIVE JAN 01, 2023********** STAGED CONSTRUCTION Stage 1: Excavation & Shoring and Foundation to Grade (Sep 18/23, A. Min) Stage 2: Full Construction (Jan 02/24, A. Min) | LORE ELECTRIC INC
SP-2023-01173 | NULL | 561 W 28TH AVENUE, Vancouver, BC V5Z 2H2 | Sprinkler Permit | Commercial | New | Applicant Revisions | Commercial - Building 4 installation of automatic sprinkler system >BP: Building Permit for BP-2023-00125 To construct a new 4-storey multiple dwelling building (Building Block 4) with 7 dwelling units. This is a CP Process Permit and the applicant is Khaleel Sumar, P. Eng., CP. Note: Because of the slopy site and storage not being separate, the entire project is one 4-storey multiple dwelling building. Refer to Site BP-2023-00125 for site work and underground parking, fees, and all documents. *********REVIEWED UNDER VBBL 2019, WITH UPDATED ENERGY REQUIREMENTS EFFECTIVE JAN 01, 2023********** STAGED CONSTRUCTION Stage 1: Excavation & Shoring and Foundation to Grade (Sep 18/23, A. Min) Stage 2: Full Construction (Jan 02/24, A. Min) | NULL
SP-2024-00089 | 2024-02-01 | 555 E 45TH AVENUE #3, Vancouver, BC | Sprinkler Permit | Residential | New | Issued | Residential - new sprinkler system laneway. | Alco Fire Protection Ltd
EP-2023-09894 | 2023-11-02 | 555 E 45TH AVENUE #3, Vancouver, BC | Electrical Permit | Residential | New | Issued | Installation / Repair - Residential - Alarm pre-wire, telephone, tv, doorbell >BP: To construct a 1 storey laneway house building ($160,437.50) with 1 open parking pad, providing a total of 1 parking spaces, having vehicular access from the 20' Lane. 1. Covenant not required with existing house 2. No Strata Titling permitted 3. No external mechanical unit proposed 4. Schedule B: (O. Wegner) P.Eng (604.579.0110) Structural 5. Schedule B: (P.K.L. Fong) P.Eng (604.837.3205) Geotechnical 6. HPO: Residential Builder - Smallworks Studios and Laneway Housing Inc. Note: The entire building to be sprinklered to NFPA 13D NOTE: To achieve the required FSR. A floor space exclusion of 3% has been applied to this application as per section 11.24.18 of the district schedule, to accommodate improved building performance. *EXISTING HOUSE* Note: Bldg 1 (principal bldg) addressed #1-555 E 45th Av retained on site. ***This permit is issued under the VBBL 2019, with updated energy requirements as per bylaw # 12997 effective Jan 01, 2022.*** | Best Built-In Centre Ltd
NULL | NULL | 555 E 45TH AVENUE #3, Vancouver, BC | Plumbing Permit | Residential | New | Draft | Residential - New Laneway house | Next Level Plumbing Ltd
MP-2023-01985 | 2023-11-05 | 555 E 45TH AVENUE #3, Vancouver, BC | Mechanical Permit | NULL | NULL | Issued | NULL | Next Level Plumbing Ltd
PP-2023-03677 | 2023-10-20 | 555 E 45TH AVENUE #3, Vancouver, BC | Plumbing Permit | Residential | New | Issued | Residential - LWH - #3 - New Laneway house >DB: To construct a 1 storey laneway house building with 1 open parking pad, providing a total of 1 parking spaces, having vehicular access from the 20' Lane. 1. Covenant not required with existing house 2. No Strata Titling permitted 3. No external mechanical unit proposed Note: The entire building to be sprinklered to NFPA 13D ***This permit is issued under the VBBL 2019, with updated energy requirements as per bylaw # 12997 effective Jan 01, 2022.*** | Next Level Plumbing Ltd
EP-2023-09069 | 2023-10-24 | 555 E 45TH AVENUE #3, Vancouver, BC | Electrical Permit | Residential | New | Issued | Installation / Repair - Residential - New laneway house construction. New service, 200 amp main, 100 amp main house, 125 amp laneway house. >BP: To construct a 1 storey laneway house building ($160,437.50) with 1 open parking pad, providing a total of 1 parking spaces, having vehicular access from the 20' Lane. 1. Covenant not required with existing house 2. No Strata Titling permitted 3. No external mechanical unit proposed 4. Schedule B: (O. Wegner) P.Eng (604.579.0110) Structural 5. Schedule B: (P.K.L. Fong) P.Eng (604.837.3205) Geotechnical 6. HPO: Residential Builder - Smallworks Studios and Laneway Housing Inc. Note: The entire building to be sprinklered to NFPA 13D | O J ELECTRIC LTD
PP-2023-03511 | 2023-10-05 | 555 E 45TH AVENUE #3, Vancouver, BC | Plumbing Permit | Residential | New | Issued | Residential - LWH - #3 - install one outside sump without pump | Octiscapes Site Services Ltd
MP-2023-01967 | 2023-11-02 | 762 E 60TH AVENUE, Vancouver, BC | Mechanical Permit | NULL | NULL | Issued | NULL | Sukhvinder Singh
NULL | NULL | 762 E 60TH AVENUE, Vancouver, BC | Plumbing Permit | Residential | New | Draft | Residential - plumbing | NULL
PP-2023-02984 | 2023-08-22 | 762 E 60TH AVENUE, Vancouver, BC | Plumbing Permit | Residential | New | Issued | Residential - Sump and underground | GNA Contracting Ltd
SP-2023-02225 | 2023-12-12 | 762 E 60TH AVENUE, Vancouver, BC | Sprinkler Permit | Residential | New | Issued | Residential - 2FD - FRONT - 762 E 60TH AV - #1 BACK - 762 E 60TH AV - #2 Fixtures >DB: To construct a two-storey two-family dwelling with an attached garage, providing 2 parking spaces, having vehicular access from East 60 Avenue. Note: This is a 2 storey building pursuant to the Zoning and Development By-Law 1. External mechanical unit proposed in the rear yard 2. Bar sinks proposed in the basement 5. The entire building, INCLUDING THE ATTACHED GARAGE, to be sprinklered to 2XNFPA 13D. ***This permit has been issued under the VBBL 2019, with updated energy requirements as per bylaw # 12997 effective Jan 01, 2022.*** | East West Plumbing (2007) Ltd
GP-2023-03973 | 2023-12-12 | 762 E 60TH AVENUE, Vancouver, BC | Gas Permit | Residential | New | Issued | Residential - 3 Ranges fixtures >BP: To construct a two-storey two-family dwelling ($630,750) with an attached garage, providing 2 parking spaces, having vehicular access from East 60 Avenue. | East West Plumbing (2007) Ltd
EP-2023-11090 | 2023-12-15 | 762 E 60TH AVENUE, Vancouver, BC | Electrical Permit | Residential | New | Issued | Installation / Repair - Residential - Electrical wiring and installation for a new duplex. DB: To construct a two-storey two-family dwelling with an attached garage, providing 2 parking spaces, having vehicular access from East 60 Avenue. Note: This is a 2 storey building pursuant to the Zoning and Development By-Law 1. External mechanical unit proposed in the rear yard 2. Bar sinks proposed in the basement 3. Schedule B: Jason Hui, P.Eng (778-319-3403) Structural & Geotechnical 4. HPO: Residential Builder - Singh Development Ltd. 5. The entire building, INCLUDING THE ATTACHED GARAGE, to be sprinklered to 2XNFPA 13D. | MSD Electrical Ltd.
EP-2023-10709 | 2023-11-28 | 762 E 60TH AVENUE, Vancouver, BC | Electrical Permit | Residential | New | Issued | Installation / Repair - Residential - tv,telephone,security alarm prewire and complete >BP: To construct a two-storey two-family dwelling ($630,750) with an attached garage, providing 2 parking spaces, having vehicular access from East 60 Avenue. Note: This is a 2 storey building pursuant to the Zoning and Development By-Law 1. External mechanical unit proposed in the rear yard 2. Bar sinks proposed in the basement 3. Schedule B: Jason Hui, P.Eng (778-319-3403) Structural & Geotechnical 4. HPO: Residential Builder - Singh Development Ltd. 5. The entire building, INCLUDING THE ATTACHED GARAGE, to be sprinklered to 2XNFPA 13D. ***This permit has been issued under the VBBL 2019, with updated energy requirements as per bylaw # 12997 effective Jan 01, 2022.*** | Tvisha Technologies Ltd
PP-2023-02305 | 2023-06-28 | Part of 4th floor 1125 HOWE STREET #430, Vancouver, BC V6Z 2K8 | Plumbing Permit | Commercial | Tenant Improvement | Completed | Commercial - Add in (1) new Kitchen Sink >BP: #410 and #430 - 4th floor Interior alterations to demise the existing full floor office unit #400 into two units to be #410 and #430 for a new office tenant occupying both units. Scope of work: remove interior partition walls, doors and construct new demising walls, new public corridor, door, finishes, millwork, lighting, electrical and sprinkler work. | Calley Mechanical Ltd
EP-2023-10744 | 2023-11-30 | 1099 HARWOOD STREET, Vancouver, BC | Electrical Permit | Commercial | New | Issued | Temporary Power - Commercial - To provide temporary power. -second 400A 600V service. NOTE: Work authorized by this permit is for placement of a temporary power pole only and does not authorize any site construction and/or excavation. A separate Building Permit will be required prior to commencement of any other work on this site | Allwest Electric Ltd
EP-2024-00339 | 2024-01-24 | 1099 HARWOOD STREET, Vancouver, BC | Electrical Permit | Commercial | New | Issued | Temporary Power - Commercial - Installation of temporary electrical equipment - SECURITY EQUIPMENT. >BP:To construct a new 34-storey noncombustible building consisting of: -1st storey- residential entrance lobby, amenity space, rental office, storage -2 nd storey - amenity and office -3rd to 33th storeys - 275 secured rental housing -34th storey - amenity roof deck, all over 5 levels of below grade parking. This is the NORTH SITE. 07- Nov-2023 - Stage I ( Excavation and Shoring) issued. | 0777792 BC Ltd
EP-2023-09104 | 2023-10-10 | 1099 HARWOOD STREET, Vancouver, BC | Electrical Permit | Commercial | New | Issued | Temporary Power - Commercial - To provide temporary power. NOTE: Work authorized by this permit is for placement of a temporary power pole only and does not authorize any site construction and/or excavation. A separate Building Permit will be required prior to commencement of any other work on this site | Allwest Electric Ltd
EP-2023-05189 | 2023-06-12 | 2165 GUELPH STREET, Vancouver, BC V5T 3N7 | Electrical Permit | Residential | Renovation - Dwelling Unit(s) only | Completed | Installation / Repair - Residential - Install additional two smoke alarms, adjust switching locations, install 1 arc fault receptacle circuit. >BP: Interior alterations to provide improvements to dwelling unit 2165 Guelph St on the main floor of this multiple dwelling building on this site. Scope of work: - Main fl - relocate living room and convert living room to two bedrooms | Solas Electric Ltd
PP-2023-02978 | 2023-08-22 | 2510 E 4TH AVENUE, Vancouver, BC | Plumbing Permit | Residential | New | Issued | Residential - 2FD+2SS - Sentry and storm con with sump | AKAL DEMOLITION & EXCAVATING LTD
PP-2023-03327 | 2023-09-19 | 2510 E 4TH AVENUE, Vancouver, BC | Plumbing Permit | Residential | New | Issued | Residential - plumbing new house >BP: To construct a two-storey two-family dwelling with two secondary suites located in the basement, with a 2-car detached accessory building (garage) at the rear providing 4 parking spaces, having vehicular access from the lane. Note: This is a 2 storey building pursuant to the Zoning and Development By-Law 1. Covenant registered at the Land Title Office under CB754427 2. External mechanical unit proposed in the rear yard 3. No bar sinks proposed 4. Schedule B: Sharat Chande, P.Eng. (604-723-7534) Structural & Geotechnical & Glass Guard 5. HPO: Residential Builder - A-G Tej Construction 6. The entire building to be sprinklered to 2 X NFPA 13D. 7. As shown by an asterisk (*) on the building permit floor plans and/or elevations, exit protection is required to be provided in accordance with Articles 9.9.4.4., 9.9.4.6., and/or 9.37.2.8. of the 2019 VBBL | A H A Plumbing & Heating Ltd.
GP-2023-03822 | 2023-12-04 | 2510 E 4TH AVENUE, Vancouver, BC | Gas Permit | Residential | New | Issued | Residential - 2 Fireplaces Venting and hook up only >BP: To construct a two-storey two-family dwelling with two secondary suites ($1,055,000.00) located in the basement, with a 2-car detached accessory building (garage) at the rear providing 4 parking spaces, having vehicular access from the lane. | ORAY FIREPLACES LTD
SP-2023-02154 | 2023-11-27 | 2510 E 4TH AVENUE, Vancouver, BC | Sprinkler Permit | Residential | New | Issued | Residential - 2FD+2SS - WEST - 2510 E 4TH AV - #1 & #2 EAST - 2512 E 4TH AV - #1 & #2 Install sprinklers in duplex >DB: To construct a two-storey two-family dwelling with two secondary suites located in the basement, with a 2-car detached accessory building (garage) at the rear providing 4 parking spaces, having vehicular access from the lane. Note: This is a 2 storey building pursuant to the Zoning and Development By-Law 1. Covenant registered at the Land Title Office under CB754427 2. External mechanical unit proposed in the rear yard 3. No bar sinks proposed 6. The entire building to be sprinklered to 2 X NFPA 13D. ***This permit has been issued under the VBBL 2019, with updated energy requirements as per bylaw # 12997 effective Jan 01, 2022.*** | Gold Key Fire Protection Ltd
EP-2023-11057 | 2023-12-11 | 2510 E 4TH AVENUE, Vancouver, BC | Electrical Permit | Residential | New | Issued | Installation / Repair - Residential - Rough in and finishing for Data, Cable, Tel, Alarm and CCTV >BP: To construct a two-storey two-family dwelling with two secondary suites ($1,055,000.00) located in the basement, with a 2-car detached accessory building (garage) at the rear providing 4 parking spaces, having vehicular access from the lane. Note: This is a 2 storey building pursuant to the Zoning and Development By-Law 1. Covenant registered at the Land Title Office under CB754427 2. External mechanical unit proposed in the rear yard 3. No bar sinks proposed 4. Schedule B: Sharat Chande, P.Eng. (604-723-7534) Structural & Geotechnical & Glass Guard 5. HPO: Residential Builder - A-G Tej Construction 6. The entire building to be sprinklered to 2 X NFPA 13D. 7. As shown by an asterisk (*) on the building permit floor plans and/or elevations, exit protection is required to be provided in accordance with Articles 9.9.4.4., 9.9.4.6., and/or 9.37.2.8. of the 2019 VBBL ***This permit has been issued under the VBBL 2019, with updated energy requirements as per bylaw # 12997 effective Jan 01, 2022.*** | VISION NETWORKS LTD.
GP-2023-03883 | 2023-12-06 | 2510 E 4TH AVENUE, Vancouver, BC | Gas Permit | Residential | New | Issued | Residential - 4 Ranges, 2 Fireplaces & 4 Dryers Complete 4 ranges and piping only for 2 fireplaces >BP To construct a two-storey two-family dwelling with two secondary suites ($1,055,000.00) located in the basement, with a 2-car detached accessory building (garage) at the rear providing 4 parking spaces, having vehicular access from the lane. **Amendment- Jan 02/24 - Added 4 Dryers (30 000 BTU each)** | Deep Gas Fitting Ltd.
EP-2023-10936 | 2024-01-24 | 2510 E 4TH AVENUE, Vancouver, BC | Electrical Permit | Residential | New | Issued | Installation / Repair - Residential - ¦ 2FD + 2SS- 200A ¦ wiring of new Duplex construction *An approved mechanical permit is required for the installation of air conditioning or heat pump unit before a final electrical inspection will be performed *DB-2023-00199 amendment: Removing two electric chargers from the parking area. (accepted as per DOP) >BP: To construct a two-storey two-family dwelling with two secondary suites ($1,055,000.00) located in the basement, with a 2-car detached accessory building (garage) at the rear providing 4 parking spaces, having vehicular access from the lane. *DB-2023-00199 amendment: Removing two electric chargers from the parking area. (accepted as per DOP) Note: This is a 2 storey building pursuant to the Zoning and Development By-Law 1. Covenant registered at the Land Title Office under CB754427 2. External mechanical unit proposed in the rear yard 3. No bar sinks proposed 4. Schedule B: Sharat Chande, P.Eng. (604-723-7534) Structural & Geotechnical & Glass Guard 5. HPO: Residential Builder - A-G Tej Construction 6. The entire building to be sprinklered to 2 X NFPA 13D. 7. As shown by an asterisk (*) on the building permit floor plans and/or elevations, exit protection is required to be provided in accordance with Articles 9.9.4.4., 9.9.4.6., and/or 9.37.2.8. of the 2019 VBBL ***This permit has been issued under the VBBL 2019, with updated energy requirements as per bylaw # 12997 effective Jan 01, 2022.*** Amend: Jan 31, 2024 change Contractor's name from JT to JR Electric | JR ELECTRIC LTD.
EP-2023-05486 | 2023-06-19 | 1540 E 3RD AVENUE, Vancouver, BC | Electrical Permit | Residential | Renovation | Issued | Temporary Power - Residential - To provide temporary power. | Pacific Star Electric Inc
EP-2023-10313 | 2023-11-16 | 1568 ALBERNI STREET, Vancouver, BC | Electrical Permit | Commercial | NULL | Issued | Annual / Operating - Annual Operating Permit | Allwest Electric Ltd
PP-2023-03526 | 2023-10-06 | 6569 KILLARNEY STREET #3, Vancouver, BC V5S 2X9 | Plumbing Permit | Residential | New | Issued | Residential - New lwh >BP: To construct a 2 storey laneway house building with an open parking pad, providing 1 parking space, having vehicular access from the lane. Note: This is a 1 ½ storey building pursuant to the Zoning & Development By-law Note: Bldg 1 (principal bldg) addressed #1-6569 Killarney St. retained on site. 1. External mechanical unit proposed 2. Schedule B: Zhanchao Zhao P.Eng (604.526.1305) Structural 3. Schedule B: Jason Hui P.Eng (778.319.3403) Geotechnical 3. HPO: Residential Builder- May Tree Home Developments Ltd. 4. HRV required for laneway house as of year 2022 | One Stop Mechanical Ltd
PP-2023-03316 | 2023-09-18 | 6569 KILLARNEY STREET #3, Vancouver, BC V5S 2X9 | Plumbing Permit | Residential | New | Issued | Residential - One sump no pump | CANADIAN EXCAVATING LTD.
EP-2023-10844 | NULL | 6569 KILLARNEY STREET #3, Vancouver, BC V5S 2X9 | Electrical Permit | Residential | New | Applicant Revisions | Installation / Repair - Residential - Rough wiring finishing and service upgrade >BP: To construct a 2 storey laneway house building ($250,000) with an open parking pad, providing 1 parking space, having vehicular access from the lane. Note: This is a 1 ½ storey building pursuant to the Zoning & Development By-law Note: Bldg 1 (principal bldg) addressed #1-6569 Killarney St. retained on site. 1. External mechanical unit proposed 2. Schedule B: Zhanchao Zhao P.Eng (604.526.1305) Structural 3. Schedule B: Jason Hui P.Eng (778.319.3403) Geotechnical 3. HPO: Residential Builder- May Tree Home Developments Ltd. 4. HRV required for laneway house as of year 2022 ******THIS PERMIT HAS BEEN ISSUED UNDER THE REQUIREMENTS OF VBBL #12511 (2019)****** ***This permit is issued under the VBBL 2019, with updated energy requirements as per bylaw # 12997 effective Jan 01, 2022.*** | CHEEMA ELECTRIC LTD
NULL | NULL | 6569 KILLARNEY STREET #3, Vancouver, BC V5S 2X9 | Electrical Permit | Residential | New | Draft | Installation / Repair - Residential - Laneway house wiring finishing and service upgrade | CHEEMA ELECTRIC LTD
EP-2023-11007 | 2023-12-21 | 3482 E 47TH AVENUE #3, Vancouver, BC V5S 1C9 | Electrical Permit | Residential | New | Issued | Installation / Repair - Residential - New 2 storey laneway house need all new electrical installation. *No suite dryer *An approved mechanical permit is required for the installation of air conditioning or heat pump unit before a final electrical inspection will be performed To construct a 2 storey laneway house building with 1 open parking pad, providing a total of 1 parking space, having vehicular access from the 20' South Lane. Note: The entire building, INCLUDING THE ATTACHED GARAGE (if applicable), to be sprinklered to NFPA 13D Note: This is a 1 ½ storey building pursuant to the Zoning & Development By-law. 1. Covenant not required with existing house 2. No Strata Titling permitted 3. No external mechanical unit proposed 4. Schedule B: (J.J.S. Hui) P.Eng (778.319.3403) Structural & Geotechnical 5. HPO: Residential Builder - Smart Choice Builders Ltd. | Friend Electrical Ltd
SP-2023-02257 | 2023-12-15 | 3482 E 47TH AVENUE #3, Vancouver, BC V5S 1C9 | Sprinkler Permit | Residential | New | Issued | Residential - new installation >BP: To construct a 2 storey laneway house building with 1 open parking pad, providing a total of 1 parking space, having vehicular access from the 20' South Lane. Note: The entire building, INCLUDING THE ATTACHED GARAGE (if applicable), to be sprinklered to NFPA 13D Note: This is a 1 ½ storey building pursuant to the Zoning & Development By-law. 1. Covenant not required with existing house 2. No Strata Titling permitted 3. No external mechanical unit proposed 4. Schedule B: (J.J.S. Hui) P.Eng (778.319.3403) Structural & Geotechnical 5. HPO: Residential Builder - Smart Choice Builders Ltd. | Real Tech Fire Protection Ltd
NULL | NULL | 3482 E 47TH AVENUE #3, Vancouver, BC V5S 1C9 | Mechanical Permit | NULL | NULL | Withdrawn | NULL | Acom Electrical Mechanical Ltd
MP-2024-00022 | 2024-01-05 | 3482 E 47TH AVENUE #3, Vancouver, BC V5S 1C9 | Mechanical Permit | NULL | NULL | Issued | NULL | Acom Electrical Mechanical Ltd
EP-2023-11229 | 2023-12-18 | 3482 E 47TH AVENUE #3, Vancouver, BC V5S 1C9 | Electrical Permit | Residential | New | Issued | Installation / Repair - Residential - Extra Low Voltage Pre wire and Finishing for TV, Tel Data and Security Alarm System | Secure Worx AV & Automation Inc
PP-2023-03636 | 2023-10-16 | 3482 E 47TH AVENUE #3, Vancouver, BC V5S 1C9 | Plumbing Permit | Residential | New | Issued | Residential - LWH - #3 - one sump without pump | Bhullar Excavating and Demolition
PP-2023-03963 | 2023-11-09 | 3482 E 47TH AVENUE #3, Vancouver, BC V5S 1C9 | Plumbing Permit | Residential | New | Issued | Residential - plumbing >BP: To construct a 2 storey laneway house building with 1 open parking pad, providing a total of 1 parking space, having vehicular access from the 20' South Lane. Note: The entire building, INCLUDING THE ATTACHED GARAGE (if applicable), to be sprinklered to NFPA 13D Note: This is a 1 ½ storey building pursuant to the Zoning & Development By-law. 1. Covenant not required with existing house 2. No Strata Titling permitted 3. No external mechanical unit proposed 4. Schedule B: (J.J.S. Hui) P.Eng (778.319.3403) Structural & Geotechnical 5. HPO: Residential Builder - Smart Choice Builders Ltd. | WATERFALL PLUMBING & HEATING LTD
NULL | NULL | 3482 E 47TH AVENUE #3, Vancouver, BC V5S 1C9 | Plumbing Permit | Residential | New | Draft | Residential - PLUMBING | WATERFALL PLUMBING & HEATING LTD
EP-2023-08230 | 2023-09-12 | 2755 W 23RD AVENUE #3, Vancouver, BC | Electrical Permit | Residential | New | Issued | Installation / Repair - Residential - Tv, Network rough in and finish. >BP: To construct a 2 storey laneway house building ($198,125.00) with 1 open parking pad having vehicular access from the 20' Lane. The entire building, INCLUDING THE ATTACHED GARAGE (if applicable), to be sprinklered to NFPA 13D. Note: This is a 1 ½ storey building pursuant to the Zoning & Development By-law. 1. Covenant registered at the Land Title Office under CA9063066 2. No Strata Titling permitted 3. Schedule B: (Zhiguo (Gary) Zhang) P.Eng (604.319.9998) Structural 4. Schedule B: (Jian Zhong Jin) P.Eng (604.362.7021) Geotechnical 5. HPO: Residential Builder- (Wu, Xiaohu) NOTE: To achieve the required FSR. A floor space exclusion of 3% has been applied to this application as per section 11.24.18 of the district schedule, to accommodate improved building performance. *NEW HOUSE* Note: See DB-2020-00145 for Bldg 1 on site (principal bldg) addressed #1 - 2755 W 23rd Av. **THIS PERMIT HAS BEEN ISSUED UNDER THE REQUIREMENTS OF VBBL #12511 (2019).** | Columbia Security Systems & Surveillance Inc
EP-2023-04699 | 2023-06-09 | 2755 W 23RD AVENUE #3, Vancouver, BC | Electrical Permit | Residential | New | Issued | Installation / Repair - Residential - TO INCONTINUE WORK STARTED BY OTHERS (EP-2023-01863) Installing fixture, receptacle , and power distribution for the new lane-way house *An approved mechanical permit is required for the installation of air conditioning or heat pump unit at the time of installation before an electrical inspection will be performed Total incoming service : 400amp -Main house : 200 Amp *Basement suite: Change From: 60 Amp ¦ Change to: 100Amp -Lane way house :125 Amp >Permit Amendment Oct 05, 2023 -Basement suite: Change From: 60 Amp ¦ Change to: 100Amp >BP: To construct a 2 storey laneway house building ($198,125.00) with 1 open parking pad having vehicular access from the 20' Lane. The entire building, INCLUDING THE ATTACHED GARAGE (if applicable), to be sprinklered to NFPA 13D. Note: This is a 1 ½ storey building pursuant to the Zoning & Development By-law. 1. Covenant registered at the Land Title Office under CA9063066 2. No Strata Titling permitted 3. Schedule B: (Zhiguo (Gary) Zhang) P.Eng (604.319.9998) Structural 4. Schedule B: (Jian Zhong Jin) P.Eng (604.362.7021) Geotechnical 5. HPO: Residential Builder- (Wu, Xiaohu) NOTE: Information regarding the principal building on the survey and site plan is for reference only. Any discrepancy between information regarding the principal building on the survey and/or site plan and approved permit drawings for the principal building are neither approved nor authorized under this laneway house permit. *NEW HOUSE* Note: See DB-2020-00145 for Bldg 1 on site (principal bldg) addressed #1 - 2755 W 23rd Av. **THIS PERMIT HAS BEEN ISSUED UNDER THE REQUIREMENTS OF VBBL #12511 (2019).** | Allone Electric Ltd
SP-2023-02208 | 2023-12-21 | 3387 VICTORIA DRIVE, Vancouver, BC | Sprinkler Permit | Residential | New | Issued | Residential - For sprinkler system work to the 2019 VBBL and NFPA 13, 2013 to construct a new two-storey infill building containing 1 dwelling unit at the rear of the site and to stratify the lot. New sprinkler system to be installed with a common backflow for the MCD and Infill. Engineer of Record: Farzad Hemmati 604-649-4574 farzadh@bmactc.com Related Permits: SP-2023-02207 - MCD AL-2023-00119 - Egress From Dwelling Units | Haven Fire Protection Ltd
EP-2023-10595 | 2024-01-08 | 3387 VICTORIA DRIVE, Vancouver, BC | Electrical Permit | Residential | New | Issued | Installation / Repair - Residential - ¦ INFILL- 1FD: 400A ¦ NFPA 13D ¦ new four unit buildings ( 2 separate buildings) -Main service is 400 amps 1 phase 240 volt 3 wire. Each unit will be 150 amps and 60 amps for electric room. >BP: To construct a new two-storey infill building containing 1 dwelling unit at the rear of the site and to stratify the lot. ******THIS PERMIT HAS BEEN REVIEWED UNDER THE REQUIREMENTS OF VBBL 2019******** BP-2023-01221 for MCD building DP-2022-00262 Sprinklered to NFPA 13 | Ott Electric Ltd
PP-2023-04332 | 2023-12-14 | 1038 E 61ST AVENUE #3, Vancouver, BC V5X 2C4 | Plumbing Permit | Residential | New | Issued | Residential - Plumbing for new: >BP: To construct a 2 storey laneway house building ($250,000) with 1 open parking pad having vehicular access from the rear 20' Lane. | GOODWILL PLUMBING & HEATING LTD
PP-2023-03911 | 2023-11-07 | 1038 E 61ST AVENUE #3, Vancouver, BC V5X 2C4 | Plumbing Permit | Residential | New | Issued | Residential - LWH - #3 - Service connection for new Laneway House | Panesar Construction Group Inc
EP-2023-09301 | 2023-11-09 | 1038 E 61ST AVENUE #3, Vancouver, BC V5X 2C4 | Electrical Permit | Residential | New | Issued | Installation / Repair - Residential - ¦ #3LWH- 200A ¦ New wiring and finishing >BP: To construct a 2 storey laneway house building ($250,000) with 1 open parking pad having vehicular access from the rear 20' Lane. Note: The entire building to be sprinklered to NFPA 13D Note: This is a 1 ½ storey building pursuant to the Zoning & Development By-law. 1. Covenant not required with existing house 2. No Strata Titling permitted 3. No A/C Unit proposed 4. Schedule B: (Shambhu N. Biswas) P.Eng (604.250.8666) Struct. & Geo. 5. HPO: Residential Builder- Mom Homes Inc - #47219 NOTE: To achieve the required FSR. A floor space exclusion of 3% has been applied to this application as per section 11.24.18 of the district schedule, to accommodate improved building performance. ***This permit is issued under the VBBL 2019, with updated energy requirements as per bylaw # 12997 effective Jan 01, 2022.*** | High Watt Electric Ltd
GP-2023-02493 | 2023-08-25 | 3781 W 27TH AVENUE, Vancouver, BC V6S 1R2 | Gas Permit | Residential | New | Completed | Residential - 1 Range GE 24" Freestanding gas range | Han Appliances & Refrigeration Ltd
PP-2023-02116 | 2023-06-19 | 450 E BROADWAY, Vancouver, BC V5T 1X1 | Plumbing Permit | Commercial | New | Completed | Commercial - Commercial Optometry Office >BP: Interior alterations and first tenant improvements to 450 E Broadway on the ground floor at this existing mixed use building on this site. New Tenant: Mt. Pleasant Optometry | Sync Group Ltd
EP-2023-08286 | 2023-09-25 | 2843 E 6TH AVENUE #3, Vancouver, BC V5M 1R7 | Electrical Permit | Residential | New | Issued | Temporary Power - Residential - To provide temporary power. NOTE: Work authorized by this permit is for placement of a temporary power pole only and does not authorize any site construction and/or excavation. A separate Building Permit will be required prior to commencement of any other work on this site. | Apex Electrical 2011 Ltd.
EP-2023-05135 | 2023-06-09 | 198 ONTARIO PLACE, Vancouver, BC V5W 1S2 | Electrical Permit | Commercial | NULL | Issued | Annual / Operating - Maintenance of existing operating electrical equipment. Fire alarm Annual Operating Permit. | Mainland Electric Corp
PP-2023-02779 | 2023-08-04 | 2095 E 50TH AVENUE #3, Vancouver, BC V5P 1V4 | Plumbing Permit | Residential | New | Issued | Residential - LWH - #3 - Lwh area drain >DB: To construct a 2 storey laneway house building with 1 open parking pad, providing a total of 1 parking spaces, having vehicular access from the rear 20' Lane. Note: This is a 1 ½ storey building pursuant to the Zoning & Development By-law. 1. Covenant not required with existing house 2. No Strata Titling permitted 3. Entire building to be sprinklered 13D ***This permit is issued under the VBBL 2019, with updated energy requirements as per bylaw # 12997 effective Jan 01, 2022.*** | BESTWAY EXCAVATING & DEMOLITION 2008 LTD
EP-2023-06666 | 2023-08-09 | 2095 E 50TH AVENUE #3, Vancouver, BC V5P 1V4 | Electrical Permit | Residential | New | Issued | Installation / Repair - Residential - Laneway House wiring 200A main service, 150A for laneway house, 100A for main house (Existing) -EP-2023-06736 for main service and underground wire >BP: To construct a 2 storey laneway house building ($3000,000.00) with 1 open parking pad, providing a total of 1 parking spaces, having vehicular access from the rear 20' Lane. Note: This is a 1 ½ storey building pursuant to the Zoning & Development By-law. 1. Covenant not required with existing house 2. No Strata Titling permitted 3. Entire building to be sprinklered 13D 4. External mechanical unit – Exterior component located in rear yard, Interior component located on main floor 5. Schedule B: (Jason Hui) P.Eng (778.319.3403) Structural 6. Schedule B: (Jason Hui) P.Eng (778.319.3403) Geotechnical 7. HPO: Tan Construction LTD 8. HRV required for laneway house as of year 2022 NOTE: To achieve the required FSR. A floor space exclusion of 3% has been applied to this application as per section 11.24.18 of the district schedule, to accommodate improved building performance. Note: Bldg 1 (principal bldg) addressed #1-2095 E 50th Av retained on site. ***This permit is issued under the VBBL 2019, with updated energy requirements as per bylaw # 12997 effective Jan 01, 2022.*** | Cathay Services Ltd
PP-2023-03089 | 2023-08-31 | 2095 E 50TH AVENUE #3, Vancouver, BC V5P 1V4 | Plumbing Permit | Residential | New | Completed | Residential - LWH - #3 - Plumbing >DB: To construct a 2 storey laneway house building with 1 open parking pad, providing a total of 1 parking spaces, having vehicular access from the rear 20' Lane. Note: This is a 1 ½ storey building pursuant to the Zoning & Development By-law. 1. Covenant not required with existing house 2. No Strata Titling permitted 3. Entire building to be sprinklered 13D 4. External mechanical unit – Exterior component located in rear yard, Interior component located on main floor ***This permit is issued under the VBBL 2019, with updated energy requirements as per bylaw # 12997 effective Jan 01, 2022.*** AMEND: NOV 1/2023 Add a deck drain to this permit | WDR CONTRACTING LTD
SP-2023-01944 | 2023-10-23 | 2095 E 50TH AVENUE #3, Vancouver, BC V5P 1V4 | Sprinkler Permit | Residential | New | Issued | Residential - To install 11 sprinker heads >BP: To construct a 2 storey laneway house building with 1 open parking pad, providing a total of 1 parking spaces, having vehicular access from the rear 20' Lane. Note: This is a 1 ½ storey building pursuant to the Zoning & Development By-law. 1. Covenant not required with existing house 2. No Strata Titling permitted 3. Entire building to be sprinklered 13D 4. External mechanical unit – Exterior component located in rear yard, Interior component located on main floor 5. Schedule B: (Jason Hui) P.Eng (778.319.3403) Structural 6. Schedule B: (Jason Hui) P.Eng (778.319.3403) Geotechnical 7. HPO: Tan Construction LTD 8. HRV required for laneway house as of year 2022 | General Sprinkler Systems Ltd
EP-2023-09076 | 2023-10-10 | 2095 E 50TH AVENUE #3, Vancouver, BC V5P 1V4 | Electrical Permit | Residential | New | Issued | Installation / Repair - Residential - Rough In Low Voltage - Data, telephone and alarm. >BP: To construct a 2 storey laneway house building ($3000,000.00) with 1 open parking pad, providing a total of 1 parking spaces, having vehicular access from the rear 20' Lane. Note: This is a 1 ½ storey building pursuant to the Zoning & Development By-law. 1. Covenant not required with existing house 2. No Strata Titling permitted 3. Entire building to be sprinklered 13D 4. External mechanical unit – Exterior component located in rear yard, Interior component located on main floor 5. Schedule B: (Jason Hui) P.Eng (778.319.3403) Structural 6. Schedule B: (Jason Hui) P.Eng (778.319.3403) Geotechnical 7. HPO: Tan Construction LTD 8. HRV required for laneway house as of year 2022 NOTE: To achieve the required FSR. A floor space exclusion of 3% has been applied to this application as per section 11.24.18 of the district schedule, to accommodate improved building performance. ***This permit is issued under the VBBL 2019, with updated energy requirements as per bylaw # 12997 effective Jan 01, 2022.*** Amend: Oct 20, 2023 amendment on labour and installation fees to 1,000 as client reduced wirings rough in in this lanehouse | JRL Access Control Ltd
MP-2023-01956 | 2023-11-02 | 2095 E 50TH AVENUE #3, Vancouver, BC V5P 1V4 | Mechanical Permit | NULL | NULL | Issued | NULL | Lumi HVAC Ltd
EP-2023-07748 | 2023-08-28 | 3265 E 29TH AVENUE #3, Vancouver, BC V5R 1W4 | Electrical Permit | Residential | New | Completed | Installation / Repair - Residential - Install Low Voltage wiring (networking), Security Alarm, TV, Data, Tel. Rough-In and Finishing. >BP: To construct a 2 storey laneway house building ($170,000) with 1 open parking pad having vehicular access from the rear 20' Lane. Note: The entire building to be sprinklered to NFPA 13D Note: This is a 1 ½ storey building pursuant to the Zoning & Development By-law. 1. Covenant not required with existing house 2. No Strata Titling permitted 3. No A/C Unit proposed 4. Schedule B: (Alan Prahalad) P.Eng (604.831.1431) Struct. & Geo. 5. HPO: Residential Builder- Heritage Design & Construction Management Inc. #21069 | Magnificent Security Inc.
EP-2023-07659 | 2023-09-05 | 3265 E 29TH AVENUE #3, Vancouver, BC V5R 1W4 | Electrical Permit | Residential | New | Completed | Installation / Repair - Residential - ¦ #3LWH- 200A ¦ laneway house wiring >BP: To construct a 2 storey laneway house building ($170,000) with 1 open parking pad having vehicular access from the rear 20' Lane. Note: The entire building to be sprinklered to NFPA 13D Note: This is a 1 ½ storey building pursuant to the Zoning & Development By-law. 1. Covenant not required with existing house 2. No Strata Titling permitted 3. No A/C Unit proposed 4. Schedule B: (Alan Prahalad) P.Eng (604.831.1431) Struct. & Geo. 5. HPO: Residential Builder- Heritage Design & Construction Management Inc. #21069 | Big Forest Electric Ltd
PP-2023-02843 | 2023-08-10 | 3265 E 29TH AVENUE #3, Vancouver, BC V5R 1W4 | Plumbing Permit | Residential | New | Completed | Residential - Plumbing works >DB: To construct a 2 storey laneway house building with 1 open parking pad having vehicular access from the rear 20' Lane. Note: The entire building to be sprinklered to NFPA 13D Note: This is a 1 ½ storey building pursuant to the Zoning & Development By-law. 1. Covenant not required with existing house 2. No Strata Titling permitted 3. No A/C Unit proposed **This permit is issued under the VBBL 2019, with updated energy requirements as per bylaw # 12997 effective Jan 01, 2022.*** | RAHELU PLUMBING & HEATING LTD.
SP-2023-01618 | 2023-09-06 | 3265 E 29TH AVENUE #3, Vancouver, BC V5R 1W4 | Sprinkler Permit | Residential | New | Completed | Residential - INSTALL SPRINKLER HEADS >BP: To construct a 2 storey laneway house building with 1 open parking pad having vehicular access from the rear 20' Lane. Note: The entire building to be sprinklered to NFPA 13D Note: This is a 1 ½ storey building pursuant to the Zoning & Development By-law. 1. Covenant not required with existing house 2. No Strata Titling permitted 3. No A/C Unit proposed 4. Schedule B: (Alan Prahalad) P.Eng (604.831.1431) Struct. & Geo. 5. HPO: Residential Builder- Heritage Design & Construction Management Inc. #21069 Dec 6/23-AMEND Fire Sprinkler Flow Verification Report | RAHELU PLUMBING & HEATING LTD.
PP-2023-02542 | 2023-07-18 | 3265 E 29TH AVENUE #3, Vancouver, BC V5R 1W4 | Plumbing Permit | Residential | New | Completed | Residential - Sump and sanitary connections for new laneway home | Canstar Excavating & Landscaping Ltd
PP-2023-04266 | 2023-12-08 | 141 E 47TH AVENUE #3, Vancouver, BC V5W 2A6 | Plumbing Permit | Residential | New | Issued | Residential - LWH - #3 - One sump out of Laneway house | Jewel Mini Excavating Ltd
PP-2023-04431 | 2024-01-02 | 141 E 47TH AVENUE #3, Vancouver, BC V5W 2A6 | Plumbing Permit | Residential | New | Issued | Residential - Plumbing >BP: To construct a 1 storey laneway house building with 1 open parking pad having vehicular access from the rear Lane. 1. Covenant not required with existing house 2. No Strata Titling permitted 3. No A/C Unit proposed 4. Schedule B: (Alan Prahalad) P.Eng (604.831.1431) Struct. & Geo. 5. HPO: Residential Builder- Biring Bros. Construction Ltd. - #45623 | HKR Plumbing Ltd
MP-2024-00039 | 2024-01-09 | 141 E 47TH AVENUE #3, Vancouver, BC V5W 2A6 | Mechanical Permit | NULL | NULL | Issued | NULL | HKR Plumbing Ltd
PP-2023-03784 | 2023-10-26 | 2161 E 11TH AVENUE #3, Vancouver, BC V5N 1Z4 | Plumbing Permit | Residential | New | Issued | Residential - Unit 3 Laneway House one-family dwelling 2 toilets, 2 bathroom sinks, 2 showers, 1 kitchen sink, 1 floor brain and 1 auto washer >BP: To construct a 1 storey laneway house building 1 open parking pad, providing a total of 1 parking spaces, having vehicular access from the rear 20' Lane. 1. Covenant not required with existing house 2. No Strata Titling permitted 3. Entire building to be sprinklered 13D 4. External mechanical unit proposed - Heat pump 5. Schedule B: (Yongkang Deng) P.Eng (604.505.6816) Structural & Geotechnical 6. HPO: QKD Construction Ltd. 7. HRV required for laneway house as of year 2022 | AKAL Plumbing & Heating Ltd
SP-2023-02052 | 2023-11-08 | 2161 E 11TH AVENUE #3, Vancouver, BC V5N 1Z4 | Sprinkler Permit | Residential | New | Issued | Residential - installation of a new fire sprinkler system >BP: To construct a 1 storey laneway house building 1 open parking pad, providing a total of 1 parking spaces, having vehicular access from the rear 20' Lane. 1. Covenant not required with existing house 2. No Strata Titling permitted 3. Entire building to be sprinklered 13D 4. External mechanical unit proposed - Heat pump 5. Schedule B: (Yongkang Deng) P.Eng (604.505.6816) Structural & Geotechnical 6. HPO: QKD Construction Ltd. 7. HRV required for laneway house as of year 2022 | CENTRE LINE FIRE SPRINKLERS LTD
PP-2023-03772 | 2023-10-26 | 2161 E 11TH AVENUE #3, Vancouver, BC V5N 1Z4 | Plumbing Permit | Residential | New | Issued | Residential - Sump and sanitary connections for new laneway home | Canstar Excavating & Landscaping Ltd
EP-2023-08375 | 2023-09-20 | 715 W 28TH AVENUE, Vancouver, BC V5Z 2H5 | Electrical Permit | Commercial | New | Issued | Temporary Power - Commercial - To provide temporary power. NOTE: Work authorized by this permit is for placement of a temporary power pole only and does not authorize any site construction and/or excavation. A separate Building Permit will be required prior to commencement of any other work on this site | AZ ELECTRICAL SERVICES LTD
EP-2023-08374 | 2023-09-20 | 715 W 28TH AVENUE, Vancouver, BC V5Z 2H5 | Electrical Permit | Commercial | New | Issued | Temporary Power - Commercial - To provide temporary power. -This one is for site offices and security surveillance on site NOTE: Work authorized by this permit is for placement of a temporary power pole only and does not authorize any site construction and/or excavation. A separate Building Permit will be required prior to commencement of any other work on this site Amend: Sept 22, 2023 Change Temp Power type back to Service | AZ ELECTRICAL SERVICES LTD
SP-2023-01660 | 2023-11-27 | 2509 W 37TH AVENUE, Vancouver, BC | Sprinkler Permit | Residential | New | Issued | Residential - For all sprinkler work to the 2019 VBBL; NFPA 13D, 2013; for work to construct a 2-storey one-family infill dwelling (West infill - northwest of property) with one built-in parking space having vehicular access to the lane. Engineer of Record: Farzad Hemmati 604-649-4574 farzadh@bmactc.com | RAHELU PLUMBING & HEATING LTD.
EP-2023-08926 | 2023-11-21 | 2509 W 37TH AVENUE, Vancouver, BC | Electrical Permit | Residential | New | Issued | Installation / Repair - Residential - ¦ INFILL- 125A ¦ NFPA 13D Infill unit-2509-W-37th- BP-2022-05025.All new Electrical rough wiring and finishing.Electrical service125 .AmpsTwo storey building *An approved mechanical permit is required for the installation of air conditioning or heat pump unit before a final electrical inspection will be performed >BP: To construct a 2-storey one-family infill dwelling (West infill - northwest of property) with one built-in parking space having vehicular access to the lane. Notes: 1. A total of five (5) parking spaces (3-built-in and 2 surface parking) are located at the rear of the property, having vehicular access from the lane. 2. Building to be sprinklered to NFPA-13D. 3. Application approved under the VBBL #12511 (2019) | Boss Electric Ltd.
PP-2023-04353 | 2023-12-18 | 2509 W 37TH AVENUE, Vancouver, BC | Plumbing Permit | Residential | New | Issued | Residential - Plumbing works >BP: To construct a 2-storey one-family infill dwelling (West infill - northwest of property) with one built-in parking space having vehicular access to the lane. Notes: 1. A total of five (5) parking spaces (3-built-in and 2 surface parking) are located at the rear of the property, having vehicular access from the lane. 2. Building to be sprinklered to NFPA-13D. 3. Application approved under the VBBL #12511 (2019) | RAHELU PLUMBING & HEATING LTD.
EP-2023-06889 | 2023-07-28 | 2688 DUKE STREET, Vancouver, BC V5R 4S9 | Electrical Permit | Commercial | NULL | Issued | Annual / Operating - Maintenance of existing operating electrical equipment. Building's Electrical Service, Fire Alarm System, Electrical Installation, Emergency lighting, Safetly Check. | Apna Fire & Electrical Service Ltd
EP-2024-00531 | NULL | 3114 E 14TH AVENUE #3, Vancouver, BC V5M 2J4 | Electrical Permit | Residential | New | Application Incomplete | Installation / Repair - Residential - New construction single family dwelling with secondary suite . Electrical wiring, lighting installation, service installation, ac , HRV, stove, car charger. And finishing. >BP: To construct a 2 storey laneway house building ($200,00) with an attached garage and 1 open parking pad, providing a total of 2 parking spaces, having vehicular access from the 20' Lane. Note: The entire building, INCLUDING THE ATTACHED GARAGE, to be sprinklered to NFPA 13D Note: This is a 1 ½ storey building pursuant to the Zoning & Development By-law. 1. Covenant registered at the Land Title Office under CAXXXXXXX 2. No Strata Titling permitted 3. No A/C Unit proposed 4. Schedule B: (x.x. xxxxxxxx) P.Eng (604.xxx.xxxx) Structural 5. Schedule B: (x.x. xxxxxxxx) P.Eng (604.xxx.xxxx) Geotechnical 6. HPO: Residential Builder- (BUILDER COMPANY NAME) Address Information: Principle Dwelling: Address XXXXXXXX Secondary Suite: Address XXXXXXXX Laneway home: Address XXXXXXXX Address has been assigned per the approved plans as the fire/emergency access to the laneway house is from the East side. This access must be provided & maintained at 20' Lane at all times in accordance with the Building By-law. New R1-1 Bylaw ***This permit is issued under the VBBL 2019, with updated energy requirements as per bylaw # 12997 effective Jan 01, 2022.*** | Hitech Electric Inc
EP-2023-07842 | 2023-09-08 | 3502 E 48TH AVENUE, Vancouver, BC V5S 1H7 | Electrical Permit | Residential | Tenant Improvement | Completed | Installation / Repair - Residential - Installation of an EV wall charger (owner provided), or NEMA 14-50R (MJR provided) with 40A DCC-12 electrical interlock device (MJR provided)- (up to 15' from existing panel): | MJR Electric Ltd
EP-2023-10993 | NULL | 2635 LYNBROOK DRIVE, Vancouver, BC | Electrical Permit | Residential | Addition | Withdrawn | Installation / Repair - Residential - Inside the garage beside the main 1 ph 125A panel, installing EVEMS and a 240V 40A EV charger. | Dormit X Enterprises Ltd
EP-2023-11175 | 2024-01-15 | 2635 LYNBROOK DRIVE, Vancouver, BC | Electrical Permit | Residential | Addition | Issued | Installation / Repair - Residential - 1.installing blackbox EVEMS monitering 240V 40A circuit in garage beside the electrical panel 2.install NEMA 1450 outlet for the EV charger. | Dormit X Enterprises Ltd
EP-2023-06680 | 2023-07-25 | 3050 KINGSWAY, Vancouver, BC V5R 5J7 | Electrical Permit | Commercial | NULL | Issued | Annual / Operating - Maintenance of existing operating electrical equipment - Including all electrical in the common area. | Hallmark Electrical Contractors (2016) Ltd
PP-2023-03206 | 2023-09-12 | 2522 GUELPH STREET #130, Vancouver, BC | Plumbing Permit | Commercial | Tenant Improvement | Completed | Commercial - SUITE #130 - rough in finishing for new washroom and new sink >DB: #130 - 2522 Guelph Street Interior alterations to this existing commercial shell unit in this mixed use building and to change the zoning use from General Office to Print Shop. Scope of work includes: 1) Electrical panel rewiring to panel 2) Addition of a bathroom 3) Adding partition walls 4) Addition of a kitchenette (sink, fridge and microwave only) 5)Mechanical scope includes hot water tank installation and interior ducting connecting to existing HVAC units. | Caspian Mechanical Ltd
EP-2023-08555 | 2023-09-21 | 2522 GUELPH STREET #130, Vancouver, BC | Electrical Permit | Commercial | Tenant Improvement | Completed | Installation / Repair - Commercial - Installation of Branch circuit, Lighting, EM lighting, low voltage network wiring. >BP: Interior alterations to this existing commercial shell unit in this mixed use building and to change the zoning use from General Office to Print Shop. Scope of work includes: 1) Electrical panel rewiring to panel 2) Addition of a bathroom 3) Adding partition walls 4) Addition of a kitchenette (sink, fridge and microwave only) 5)Mechanical scope includes hot water tank installation and interior ducting connecting to existing HVAC units. Separate Sign permit required for all exterior signage. Ok for Field Review as per Manuel Meier. | Vantech Electric Ltd
SP-2023-01756 | 2023-09-26 | 2522 GUELPH STREET #130, Vancouver, BC | Sprinkler Permit | Commercial | Tenant Improvement | Completed | Commercial - Tenant Improvement >BP: #130 - 2522 Guelph Street Interior alterations to this existing commercial shell unit in this mixed use building and to change the zoning use from General Office to Print Shop. Scope of work includes: 1) Electrical panel rewiring to panel 2) Addition of a bathroom 3) Adding partition walls 4) Addition of a kitchenette (sink, fridge and microwave only) 5)Mechanical scope includes hot water tank installation and interior ducting connecting to existing HVAC units. | GPM FIRE PROTECTION
SP-2023-01317 | 2023-08-15 | 450 E BROADWAY, Vancouver, BC V5T 1X2 | Sprinkler Permit | Commercial | Tenant Improvement | Completed | Commercial - For sprinkler system alterations to the 2019 VBBL and NFPA 13, 2013 for the tenant improvements to provide interior alterations to 450 E Broadway on the ground floor at this existing mixed use building on this site. Notes: 1 - Engineer of Record: David Giesbrecht; 604-434-3408; david@gpmfire.com 2 - Flexible Sprinkler Pipe - Mount Pleasant Optometry - Automatic sprinkler system has been designed for the use of Victaulic AH-2 flexible sprinkler drops with 1/2". outlets, up to 48" with a maximum of 3 90° degree bends at a 2" bend radius for use with standard spray sprinklers as noted on the sprinkler system shop drawings in the tenant improvement area only. | GPM FIRE PROTECTION
EP-2023-06944 | 2023-07-30 | 3157 W 34TH AVENUE #3, Vancouver, BC V6N 2K1 | Electrical Permit | Residential | New | Issued | Temporary Power - Residential - To provide temporary power. | Aidea Solutions Ltd
EP-2023-09166 | 2023-10-24 | 3157 W 34TH AVENUE #3, Vancouver, BC V6N 2K1 | Electrical Permit | Residential | New | Issued | Installation / Repair - Residential - ¦ #3LWH- 400A ¦ NEW ELECTRICAL WIRING WILL BE INSTALL ,BRANCH CIRCUITS FOR ALL APPLIANCES,EV CHARGER WIRING,2X200 AMPS SERVICE WILL BE INSTALL >BP: To construct a 2 storey laneway house building ($231,692.50) with an attached garage and 1 open parking pad, providing a total of 2 parking spaces, having vehicular access from the 20' Lane. Note: HRV required. Note: The entire building, INCLUDING THE ATTACHED GARAGE (if applicable), to be sprinklered to NFPA 13D Note: This is a 1 ½ storey building pursuant to the Zoning & Development By-law. 1. Covenant registered at the Land Title Office under CB731876 2. No Strata Titling permitted 3. Schedule B: (Y.Y.Fang) P.Eng (604.868.2076) Structural & Geotechnical 4. Schedule D: (M.Chen) P.Eng (604.868.2076) Building Envelope 5. HPO: Residential Builder- iFortune Home Inc *NEW HOUSE* Note: See DB-2023-01565 for Bldg 1 on site (principal bldg) addressed #1-3157 W 34th Ave ***This permit is issued under the VBBL 2019, with updated energy requirements as per bylaw # 12997 effective Jan 01, 2022.*** | AMJ ELECTRIC SERVICES INC
PP-2024-00179 | 2024-01-25 | 3157 W 34TH AVENUE #3, Vancouver, BC V6N 2K1 | Plumbing Permit | Residential | New | Issued | Residential - Plumbing | CHEEMA PLUMBING AND HEATING LTD
GP-2023-03037 | 2023-10-13 | 2475 EDGAR CRESCENT, Vancouver, BC | Gas Permit | Residential | New | Issued | Residential - 1 BBQ & 1 Range >BP: To construct a 2 storey + basement one-family dwelling with a secondary suite located in the basement with a detached accessory building (garage) and open parking pad, at the rear providing 2 parking spaces, having vehicular access from the lane. | AKAL Plumbing & Heating Ltd
EP-2023-08990 | 2023-10-24 | 2475 EDGAR CRESCENT, Vancouver, BC | Electrical Permit | Residential | New | Issued | Installation / Repair - Residential - All electrical work for single family dwelling >BP: To construct a 2 storey + basement one-family dwelling with a secondary suite located in the basement with a detached accessory building (garage) and open parking pad, at the rear providing 2 parking spaces, having vehicular access from the lane. Note: This is a 2.5 storey building pursuant to the Zoning and Development By-Law 1- Covenant registered at the Land Title Office under CB642561 2- External mechanical unit proposed in rear yard 3- Schedule B: Wing Ki Leung, P.Eng (604.543.8044) Structural & Geotechnical 4- HPO: Bill's Developments Ltd. | N & M Electric Ltd
EP-2023-09438 | 2023-10-30 | 2475 EDGAR CRESCENT, Vancouver, BC | Electrical Permit | Residential | New | Issued | Installation / Repair - Residential - Low Voltage - Tel, Data, TV, Alarm, Speakers >BP: To construct a 2 storey + basement one-family dwelling with a secondary suite located in the basement with a detached accessory building (garage) and open parking pad, at the rear providing 2 parking spaces, having vehicular access from the lane. Note: This is a 2.5 storey building pursuant to the Zoning and Development By-Law 1- Covenant registered at the Land Title Office under CB642561 2- External mechanical unit proposed in rear yard 3- Schedule B: Wing Ki Leung, P.Eng (604.543.8044) Structural & Geotechnical 4- HPO: Bill's Developments Ltd. | Ads Security Systems Ltd
PP-2023-03675 | 2023-10-18 | 2475 EDGAR CRESCENT, Vancouver, BC | Plumbing Permit | Residential | New | Issued | Residential - 1FD+SS - sump placing | Metro Contracting Ltd
PP-2023-03036 | 2023-08-25 | 2475 EDGAR CRESCENT, Vancouver, BC | Plumbing Permit | Residential | New | Issued | Residential - sump placing | Metro Contracting Ltd
SP-2023-01710 | NULL | 802 W 37TH AVENUE, Vancouver, BC | Sprinkler Permit | Commercial | New | In Review | Commercial - BLDG #1 6 BUILDINGS ON TOP OF COMMON PARKING THIS PERMIT FOR BUILDING 1 >BP: Related to Site BP-2023-00367 To construct a 3-Storey multiple dwelling building (Building 1) with 6 rowhouse dwelling units. Refer to Site BP-2023-00367 for site work and underground parking, fees, and all documents. Entire building to be sprinklered to NFPA 13R. The storage garage is a separate building. ***REVIEWED UNDER VBBL 2019 WITH AMENTMENTS EFFECTIVE ON MAR 07, 2023*** | NULL
EP-2023-10343 | NULL | 802 W 37TH AVENUE, Vancouver, BC | Electrical Permit | Commercial | New | In Review | Installation / Repair - Commercial - Building 1, 6 unit townhome >BP: Related to Site BP-2023-00367 To construct a 3-Storey multiple dwelling building (Building 1) with 6 rowhouse dwelling units. Refer to Site BP-2023-00367 for site work and underground parking, fees, and all documents. This is a CP Process Permit and the applicant is John Buscemi, P.Eng, CP. Entire building to be sprinklered to NFPA 13R. The storage garage is a separate building. ***REVIEWED UNDER VBBL 2019 WITH AMENTMENTS EFFECTIVE ON MAR 07, 2023*** STAGED CONSTRUCTION Stage 1: Excavation and Shoring (Jun 23/23, A. Min) Stage 2: Full Construction (Oct 23/23, A. Min) | Faraday Electrical Contractors Ltd
EP-2023-10346 | NULL | 801 W 38TH AVENUE, Vancouver, BC | Electrical Permit | Commercial | New | In Review | Installation / Repair - Commercial - Building 4, 6 units >BP: Related to Site BP-2023-00367 To construct a 3-Storey multiple dwelling building (Building 4) with 6 rowhouse dwelling units. Refer to Site BP-2023-00367 for site work and underground parking, fees, and all documents. This is a CP Process Permit and the applicant is John Buscemi, P.Eng, CP. Entire building to be sprinklered to NFPA 13R. The storage garage is a separate building. ***REVIEWED UNDER VBBL 2019 WITH AMENTMENTS EFFECTIVE ON MAR 07, 2023*** STAGED CONSTRUCTION Stage 1: Excavation and Shoring (Jun 23/23, A. Min) Stage 2: Full Construction (Oct 23/23, A. Min) | Faraday Electrical Contractors Ltd
SP-2023-01713 | NULL | 801 W 38TH AVENUE, Vancouver, BC | Sprinkler Permit | Commercial | New | In Review | Commercial - BLDG #4 6 BUILDINGS ON TOP OF COMMON PARKING LEVEL THIS PERMIT IS FOR BUILDING 4 >BP: Related to Site BP-2023-00367 To construct a 3-Storey multiple dwelling building (Building 4) with 6 rowhouse dwelling units. Refer to Site BP-2023-00367 for site work and underground parking, fees, and all documents. Entire building to be sprinklered to NFPA 13R. The storage garage is a separate building. ***REVIEWED UNDER VBBL 2019 WITH AMENTMENTS EFFECTIVE ON MAR 07, 2023*** | NULL
SP-2023-01714 | NULL | 5383 WILLOW STREET, Vancouver, BC | Sprinkler Permit | Commercial | New | In Review | Commercial - BLDG #5 6 BUILDINGS ON TOP OF COMMON PARKADE BUILDING 5 >BP: Related to Site BP-2023-00367 To construct a 3-Storey multiple dwelling building (Building 5) with 4 rowhouse dwelling units. Refer to Site BP-2023-00367 for site work and underground parking, fees, and all documents. Entire building to be sprinklered to NFPA 13R. The storage garage is a separate building. ***REVIEWED UNDER VBBL 2019 WITH AMENTMENTS EFFECTIVE ON MAR 07, 2023*** | NULL
EP-2023-10347 | NULL | 5383 WILLOW STREET, Vancouver, BC | Electrical Permit | Commercial | New | In Review | Installation / Repair - Commercial - Building 5, 4 units >BP: Related to Site BP-2023-00367 To construct a 3-Storey multiple dwelling building (Building 5) with 4 rowhouse dwelling units. Refer to Site BP-2023-00367 for site work and underground parking, fees, and all documents. This is a CP Process Permit and the applicant is John Buscemi, P.Eng, CP. Entire building to be sprinklered to NFPA 13R. The storage garage is a separate building. ***REVIEWED UNDER VBBL 2019 WITH AMENTMENTS EFFECTIVE ON MAR 07, 2023*** STAGED CONSTRUCTION Stage 1: Excavation and Shoring (Jun 23/23, A. Min) Stage 2: Full Construction (Oct 23/23, A. Min) | Faraday Electrical Contractors Ltd
EP-2023-10348 | NULL | 5381 WILLOW STREET, Vancouver, BC | Electrical Permit | Commercial | New | In Review | Installation / Repair - Commercial - Building 6, 5 units >BP: Related to Site BP-2023-00367 To construct a 3-Storey multiple dwelling building (Building 6) with 5 rowhouse dwelling units. Refer to Site BP-2023-00367 for site work and underground parking, fees, and all documents. This is a CP Process Permit and the applicant is John Buscemi, P.Eng, CP. Entire building to be sprinklered to NFPA 13R. The storage garage is a separate building. ***REVIEWED UNDER VBBL 2019 WITH AMENTMENTS EFFECTIVE ON MAR 07, 2023*** STAGED CONSTRUCTION Stage 1: Excavation and Shoring (Jun 23/23, A. Min) Stage 2: Full Construction (Oct 23/23, A. Min) | Faraday Electrical Contractors Ltd
SP-2023-01715 | NULL | 5381 WILLOW STREET, Vancouver, BC | Sprinkler Permit | Commercial | New | In Review | Commercial - BLDG #6 6 BUILDINGS ON TOP OF COMMON PARKING BUILDING 6 >BP: Related to Site BP-2023-00367 To construct a 3-Storey multiple dwelling building (Building 6) with 5 rowhouse dwelling units. Refer to Site BP-2023-00367 for site work and underground parking, fees, and all documents. Entire building to be sprinklered to NFPA 13R. The storage garage is a separate building. ***REVIEWED UNDER VBBL 2019 WITH AMENTMENTS EFFECTIVE ON MAR 07, 2023*** | NULL
SP-2023-01712 | NULL | 5385 WILLOW STREET, Vancouver, BC | Sprinkler Permit | Commercial | New | In Review | Commercial - BLDG #3 6 BUILDINGS ON TOP OF COMMON PARKADE THIS PERMIT IS FOR BUILDING 3 >BP: To construct a 3-Storey multiple dwelling building (Building 3) with 4 rowhouse dwelling units. Refer to Site BP-2023-00367 for site work and underground parking, fees, and all documents. Entire building to be sprinklered to NFPA 13R. The storage garage is a separate building. ***REVIEWED UNDER VBBL 2019 WITH AMENTMENTS EFFECTIVE ON MAR 07, 2023*** | NULL
EP-2023-10345 | NULL | 5385 WILLOW STREET, Vancouver, BC | Electrical Permit | Commercial | New | In Review | Installation / Repair - Commercial - Building 3, 4 Units >BP: Related to Site BP-2023-00367 To construct a 3-Storey multiple dwelling building (Building 3) with 4 rowhouse dwelling units. Refer to Site BP-2023-00367 for site work and underground parking, fees, and all documents. This is a CP Process Permit and the applicant is John Buscemi, P.Eng, CP. Entire building to be sprinklered to NFPA 13R. The storage garage is a separate building. ***REVIEWED UNDER VBBL 2019 WITH AMENTMENTS EFFECTIVE ON MAR 07, 2023*** STAGED CONSTRUCTION Stage 1: Excavation and Shoring (Jun 23/23, A. Min) Stage 2: Full Construction (Oct 23/23, A. Min) | Faraday Electrical Contractors Ltd
PP-2023-04034 | 2023-11-16 | 753 E 60TH AVENUE #3, Vancouver, BC V5X 2A5 | Plumbing Permit | Residential | New | Issued | Residential - LWH - #3 - Plumbing >DB: To construct a 2 storey laneway house building with an open parking pad, providing 1 parking space, having vehicular access from the lane. Note: This is a 1 ½ storey building pursuant to the Zoning & Development By-law 1. No Strata Titling permitted 2. No exterior mechanical unit proposed ***This permit is issued under the VBBL 2019, with updated energy requirements as per bylaw # 12997 effective Jan 01, 2022.*** | Garcha Bros Mechanical Ltd
SP-2023-02248 | 2023-12-15 | 753 E 60TH AVENUE #3, Vancouver, BC V5X 2A5 | Sprinkler Permit | Residential | New | Issued | Residential - New sprinkler system -The entire building, INCLUDING THE ATTACHED GARAGE (if applicable), to be sprinklered to NFPA 13D >BP: To construct a 2 storey laneway house building ($200,000.00) with an open parking pad, providing 1 parking space, having vehicular access from the lane. Note: This is a 1 ½ storey building pursuant to the Zoning & Development By-law 1. No Strata Titling permitted 2. No exterior mechanical unit proposed 3. Schedule B: MANINDER HUNDAL P.Eng (604.825.4378) Structural & Geotechnical 4. HPO: Residential Builder- Shaan Construction Ltd. ***Soil conditions present: Flowing Artesian Area*** ***This permit is issued under the VBBL 2019, with updated energy requirements as per bylaw # 12997 effective Jan 01, 2022.*** | Haven Fire Protection Ltd
PP-2023-04094 | 2023-11-21 | 753 E 60TH AVENUE #3, Vancouver, BC V5X 2A5 | Plumbing Permit | Residential | New | Issued | Residential - sump | Power Excavating Ltd
EP-2024-00024 | 2024-01-04 | 753 E 60TH AVENUE #3, Vancouver, BC V5X 2A5 | Electrical Permit | Residential | New | Issued | Installation / Repair - Residential - Alarm, internet and doorbell pre wire and finishing -rough wire and completion of Alarm System >BP: To construct a 2 storey laneway house building ($200,000.00) with an open parking pad, providing 1 parking space, having vehicular access from the lane. Note: This is a 1 ½ storey building pursuant to the Zoning & Development By-law 1. No Strata Titling permitted 2. No exterior mechanical unit proposed 3. Schedule B: MANINDER HUNDAL P.Eng (604.825.4378) Structural & Geotechnical 4. HPO: Residential Builder- Shaan Construction Ltd. ***Soil conditions present: Flowing Artesian Area*** ***This permit is issued under the VBBL 2019, with updated energy requirements as per bylaw # 12997 effective Jan 01, 2022.*** | Nu-Tech Alarms Ltd.
EP-2024-00048 | 2024-01-17 | 753 E 60TH AVENUE #3, Vancouver, BC V5X 2A5 | Electrical Permit | Residential | New | Issued | Installation / Repair - Residential - ¦ #3LWH- 200A ¦ laneway >BP: To construct a 2 storey laneway house building ($200,000.00) with an open parking pad, providing 1 parking space, having vehicular access from the lane. Note: This is a 1 ½ storey building pursuant to the Zoning & Development By-law 1. No Strata Titling permitted 2. No exterior mechanical unit proposed 3. Schedule B: MANINDER HUNDAL P.Eng (604.825.4378) Structural & Geotechnical 4. HPO: Residential Builder- Shaan Construction Ltd. ***This permit is issued under the VBBL 2019, with updated energy requirements as per bylaw # 12997 effective Jan 01, 2022.*** | Kraftsman Electric Ltd
PP-2024-00077 | 2024-01-10 | 7065 CLARENDON STREET #3, Vancouver, BC V5S 2K5 | Plumbing Permit | Residential | New | Issued | Residential - to install new plumbing fixtures in LWH >BP: To construct a 2 storey laneway house building ($231,007.50) with 1 open parking pad, providing a total of 1 parking spaces, having vehicular access from the 20' West Lane. Note: The entire building, INCLUDING THE ATTACHED GARAGE (if applicable), to be sprinklered to NFPA 13D 1. Covenant registered at the Land Title Office under CB684311 2. No Strata Titling permitted 3. No external mechanical unit proposed 4. Schedule B: (J.J.S. Hui) P.Eng (778.319.3403) Structural and Geotechnical 5. HPO: Residential Builder - Trans Pacific Homes Inc. NOTE: To achieve the required FSR. A floor space exclusion of 3% has been applied to this application as per section 11.24.18 of the district schedule, to accommodate improved building performance. *NEW HOUSE* Note: See DB-2023-01796 for Bldg 1 on site (principal bldg) addressed #1- 7065 Clarendon St. ***This permit is issued under the VBBL 2019, with updated energy requirements as per bylaw # 12997 effective Jan 01, 2022.*** | ACME PLUMBING HEATING & GAS LTD.
PP-2023-04115 | 2023-11-23 | 3370 CHURCH STREET, Vancouver, BC V5R 4W6 | Plumbing Permit | Residential | New | Issued | Residential - DWV ROUGH IN WITH ABS , WATER PIPE IN PEX AND FIXTURE FINISHING >BP: To construct a 2 storey duplex with a secondary suite located in the Basement with a detached accessory building (garage) and 1 open parking at the rear providing 3 parking spaces, having vehicular access from the lane. Note: The entire building, INCLUDING THE ATTACHED GARAGE (if applicable), to be sprinklered to 2 x NFPA 13D 1. Covenant registered at the Land Title Office under CB908667 2. Mechanical unit proposed – Exterior component located in rear yard, Interior component located on second floor. 3. Schedule B: (B.S. Sidhu P.Eng (604.339-0034) Structural & Geotechnical 4. HPO: Residential Builder - 88 Homes Ltd. . | HIGH STAR PLUMBING & HEATING LTD
EP-2023-11029 | 2023-12-08 | 3370 CHURCH STREET, Vancouver, BC V5R 4W6 | Electrical Permit | Residential | New | Issued | Installation / Repair - Residential - Wiring and finishing of extra low voltage To construct a 2 storey duplex with a secondary suite located in the Basement with a detached accessory building (garage) and 1 open parking at the rear providing 3 parking spaces, having vehicular access from the lane. Note: The entire building, INCLUDING THE ATTACHED GARAGE (if applicable), to be sprinklered to 2 x NFPA 13D 1. Covenant registered at the Land Title Office under CB908667 2. Mechanical unit proposed – Exterior component located in rear yard, Interior component located on second floor. 3. Schedule B: (B.S. Sidhu P.Eng (604.339-0034) Structural & Geotechnical 4. HPO: Residential Builder - 88 Homes Ltd. | Creative Security Solutions Ltd
EP-2023-10142 | 2023-11-27 | 3370 CHURCH STREET, Vancouver, BC V5R 4W6 | Electrical Permit | Residential | New | Issued | Installation / Repair - Residential - 200 amp main service 125 amp for each unit all rough wiring and finishing >BP: To construct a 2 storey duplex with a secondary suite located in the Basement ($706,250.00) with a detached accessory building (garage) and 1 open parking at the rear providing 3 parking spaces, having vehicular access from the lane. Note: The entire building, INCLUDING THE ATTACHED GARAGE (if applicable), to be sprinklered to 2 x NFPA 13D 1. Covenant registered at the Land Title Office under CB908667 2. Mechanical unit proposed – Exterior component located in rear yard, Interior component located on second floor. 3. Schedule B: (B.S. Sidhu P.Eng (604.339-0034) Structural & Geotechnical 4. HPO: Residential Builder - 88 Homes Ltd. Note: This is a 2 storey building pursuant to the Zoning and Development By-Law ***This permit is issued under the VBBL 2019, with updated energy requirements as per bylaw # 12997 effective Jan 01, 2022.*** | H.L. ELECTRICAL LTD
EP-2023-09253 | 2023-10-13 | 3370 CHURCH STREET, Vancouver, BC V5R 4W6 | Electrical Permit | Residential | New | Issued | Temporary Power - Residential - To provide temporary power. NOTE: Work authorized by this permit is for placement of a temporary power pole only and does not authorize any site construction and/or excavation. A separate Building Permit will be required prior to commencement of any other work on this site. | H.L. ELECTRICAL LTD
PP-2023-03541 | 2023-10-10 | 3370 CHURCH STREET, Vancouver, BC V5R 4W6 | Plumbing Permit | Residential | New | Issued | Residential - 2FD+SS - Sump no pump | Bhullar Excavating and Demolition
PP-2023-03622 | 2023-10-13 | 3185 GARDEN DRIVE #3, Vancouver, BC V5N 4Y2 | Plumbing Permit | Residential | New | Issued | Residential - Install 2 outside sumps without pumps Oct 20/2023-AMEND Change to two sumps with pumps NOTE: Engineering Assurance letter will be submitted to the Plumbing Inspector on the site. Letter shall conform to the requirements of Vancouver Bulletin 2000-008-EL/PL. | Octiscapes Site Services Ltd
EP-2023-09542 | 2023-11-01 | 3185 GARDEN DRIVE #3, Vancouver, BC V5N 4Y2 | Electrical Permit | Residential | New | Issued | Installation / Repair - Residential - New service 200 amp main, 100 amp main house, 125 amp laneways house. New laneway house construction >BP: To construct a 1 storey laneway house building ($500,000.00) with an open parking pad, providing 1 parking space, having vehicular access from the lane. Note: Bldg 1 (principal bldg) addressed #1-3185 Garden Dr retained on site. 1. Covenant not required with existing house 2. No Strata Titling permitted 3. No A/C Unit proposed 4. Entire building to be sprinklered 13D 5. Schedule B: P.K.L. Fong P.Eng (604.837.3205) Geotechnical 6. Schedule B: O. Wegner P.Eng (604.579.0110) Structural 7. HPO: Residential Builder- Smallworks Studios and Laneway Housing Inc. ***This permit is issued under the VBBL 2019, with updated energy requirements as per bylaw # 12997 effective Jan 01, 2022.*** | O J ELECTRIC LTD
PP-2023-03983 | 2023-11-14 | 3185 GARDEN DRIVE #3, Vancouver, BC V5N 4Y2 | Plumbing Permit | Residential | New | Issued | Residential - LWH - #3 - The rough in and installation of plumbing in the lane way house >DB: To construct a 1 storey laneway house building with an open parking pad, providing 1 parking space, having vehicular access from the lane. Note: Bldg 1 (principal bldg) addressed #1-3185 Garden Dr retained on site. 1. Covenant not required with existing house 2. No Strata Titling permitted 3. No A/C Unit proposed 4. Entire building to be sprinklered 13D ***This permit is issued under the VBBL 2019, with updated energy requirements as per bylaw # 12997 effective Jan 01, 2022.*** | Division Mechanical Ltd
MP-2023-02077 | 2023-11-24 | 3185 GARDEN DRIVE #3, Vancouver, BC V5N 4Y2 | Mechanical Permit | NULL | NULL | Issued | NULL | Division Mechanical Ltd
SP-2024-00088 | NULL | 3185 GARDEN DRIVE #3, Vancouver, BC V5N 4Y2 | Sprinkler Permit | Residential | New | Submitted | Residential - System design for new system. | NULL
EP-2024-00604 | 2024-01-30 | 3185 GARDEN DRIVE #3, Vancouver, BC V5N 4Y2 | Electrical Permit | Residential | New | Issued | Installation / Repair - Residential - Alarm pre-wire, telephone, tv, doorbell wiring installations. >BP: To construct a 1 storey laneway house building ($500,000.00) with an open parking pad, providing 1 parking space, having vehicular access from the lane. Note: Bldg 1 (principal bldg) addressed #1-3185 Garden Dr retained on site. 1. Covenant not required with existing house 2. No Strata Titling permitted 3. No A/C Unit proposed 4. Entire building to be sprinklered 13D 5. Schedule B: P.K.L. Fong P.Eng (604.837.3205) Geotechnical 6. Schedule B: O. Wegner P.Eng (604.579.0110) Structural 7. HPO: Residential Builder- Smallworks Studios and Laneway Housing Inc. ***This permit is issued under the VBBL 2019, with updated energy requirements as per bylaw # 12997 effective Jan 01, 2022.*** | Best Built-In Centre Ltd
EP-2023-09518 | 2023-10-31 | 5670 CAMBIE STREET, Vancouver, BC V5Y 2S6 | Electrical Permit | Commercial | New | Completed | Interim - Commercial - 16 STORY MIXED USE BLDG Interim permit for EP-2023-09195 >BP: To construct a 15-storey mixed-use building consisting of: 1st to 3rd storey - office occupancies (shell only) 4th to 14th storey - 99 dwelling units; Amenity Room on Level 4 15th storey - indoor & outdoor amenities All over 3 levels of underground parking accessed from lane. *This permit has been reviewed under the provisions of VBBL 2019.* STAGED CONSTRUCTION Note: Refer to DB-2021-04628 for Excavation & Shoring including contaminated soil remediation. STAGE I: Foundation up to Grade (S.Yoo) ISSUED: Sept. 29, 2023 | Protec Installations Group
PP-2023-03593 | 2023-10-18 | 5670 CAMBIE STREET, Vancouver, BC V5Y 2S6 | Plumbing Permit | Commercial | New | Issued | Commercial - foundation plumbing work Oct 12/2023-AMEND updated mechanical drawings. >BP: To construct a 15-storey mixed-use building consisting of: 1st to 3rd storey - office occupancies (shell only) 4th to 14th storey - 99 dwelling units; Amenity Room on Level 4 15th storey - indoor & outdoor amenities All over 3 levels of underground parking accessed from lane. *This permit has been reviewed under the provisions of VBBL 2019.* STAGED CONSTRUCTION Note: Refer to DB-2021-04628 for Excavation & Shoring including contaminated soil remediation. STAGE I: Foundation up to Grade (S.Yoo) ISSUED: Sept. 29, 2023 | Enersolv Design & Build Ltd
EP-2023-09195 | 2024-01-09 | 5670 CAMBIE STREET, Vancouver, BC V5Y 2S6 | Electrical Permit | Commercial | New | Issued | Installation / Repair - Commercial - Complete installation of a new office/commercial/multi family 15 level tower. >BP: To construct a 15-storey mixed-use building consisting of: 1st to 3rd storey - office occupancies (shell only) 4th to 14th storey - 99 dwelling units; Amenity Room on Level 4 15th storey - indoor & outdoor amenities All over 3 levels of underground parking accessed from lane. *This permit has been reviewed under the provisions of VBBL 2019.* **Radio antenna system is required.** STAGED CONSTRUCTION Note: Refer to DB-2021-04628 for Excavation & Shoring including contaminated soil remediation. STAGE I: Foundation up to Grade (S.Yoo) ISSUED: Sept. 29, 2023 STAGE I, REVISION I: Corrections on Building By-law number & applicable edition of CSA O86 document ISSUED: Nov. 6, 2023 STAGE II: Full Construction - In review | Protec Installations Group
SP-2023-01807 | NULL | 5670 CAMBIE STREET, Vancouver, BC V5Y 2S6 | Sprinkler Permit | Commercial | New | In Review | Commercial - Below grade sprinklers and standpipe for the whole building >BP: To construct a 15-storey mixed-use building consisting of: 1st to 3rd storey - office occupancies (shell only) 4th to 14th storey - 99 dwelling units; Amenity Room on Level 4 15th storey - indoor & outdoor amenities All over 3 levels of underground parking accessed from lane. *This permit has been reviewed under the provisions of VBBL 2019.* **This building shall be of noncombustible construction.** STAGED CONSTRUCTION Note: Refer to DB-2021-04628 for Excavation & Shoring including contaminated soil remediation. STAGE I: Foundation up to Grade (S.Yoo) ISSUED: Sept. 29, 2023 | Gisborne Industrial Construction Ltd
EP-2023-07697 | 2023-08-22 | 2122 E 32ND AVENUE, Vancouver, BC V5N 3B9 | Electrical Permit | Commercial | New | Issued | Temporary Power - Commercial - To provide temporary power. | DREAM ELECTRIC LTD
SP-2023-02066 | NULL | 2122 E 32ND AVENUE, Vancouver, BC V5N 3B9 | Sprinkler Permit | Commercial | New | Applicant Revisions | Commercial - Installation of Automatic Sprinkler System >BP: To construct a 4-storey residential building with 8 dwelling units plus 2 lock-off units, with surface parking at the rear. This is a CP Process Permit and the applicant is Michael Meszaros, P.Eng., CP. | NULL
NULL | NULL | 2122 E 32ND AVENUE, Vancouver, BC V5N 3B9 | Sprinkler Permit | NULL | NULL | Draft | Commercial - Installation of Automatic Sprinkler System | NULL
PP-2023-04079 | NULL | 2122 E 32ND AVENUE, Vancouver, BC V5N 3B9 | Plumbing Permit | Commercial | New | Applicant Revisions | Commercial - Sump and underground >BP: To construct a 4-storey residential building with 8 dwelling units plus 2 lock-off units, with surface parking at the rear. This is a CP Process Permit and the applicant is Michael Meszaros, P.Eng., CP. Building to be sprinklered NFPA 13. ***REVIEWED UNDER VBBL 2019 WITH AMENDMENTS**** STAGED CONSTRUCTION: Stage 1: Excavation ONLY- (2023-09-29- S.Le) Stage 2: Foundation/Structure to Grade (2023-11-16- S.Le) | GNA Contracting Ltd
EP-2023-10544 | NULL | 2122 E 32ND AVENUE, Vancouver, BC V5N 3B9 | Electrical Permit | Commercial | New | In Review | Installation / Repair - Commercial - rough wiring and finishing of all electrical work of the four-storey residential complex. >BP: To construct a 4-storey residential building with 8 dwelling units plus 2 lock-off units, with surface parking at the rear. This is a CP Process Permit and the applicant is Michael Meszaros, P.Eng., CP. Building to be sprinklered NFPA 13. ***REVIEWED UNDER VBBL 2019 WITH AMENDMENTS**** STAGED CONSTRUCTION: Stage 1: Excavation ONLY- (2023-09-29- S.Le) Stage 2: Foundation/Structure to Grade (2023-11-16- S.Le) | DREAM ELECTRIC LTD
EP-2024-00541 | 2024-01-30 | 2376 W 18TH AVENUE #3, Vancouver, BC V6L 1A8 | Electrical Permit | Residential | New | Issued | Installation / Repair - Residential - ¦ #3LWH- 400A ¦ New laneway house electrical work *An approved mechanical permit is required for the installation of air conditioning or heat pump unit before a final electrical inspection will be performed >BP: To construct a 2 storey laneway house building ($225,000) with an attached garage and 1 open parking pad, providing a total of 3 parking spaces, having vehicular access from the 20' South Lane on this peatbog site. Note: This is a 1 ½ storey building pursuant to the Zoning & Development By-law. 1. Covenant registered at the Land Title Office under CB650867 2. No Strata Titling permitted 3. No external mechanical unit proposed 4. Schedule B: (Dr. Z. Zhao) P.Eng (604.526.1305) Structural & Geotechnical 5. Schedule B: (Y.K. Sharma) P.Eng (778.863.7076) Geotechnical 6. HPO: Residential Builder - TCSC Construction Ltd. | Uppal Electrical Ltd
EP-2023-11228 | 2023-12-18 | 2376 W 18TH AVENUE #3, Vancouver, BC V6L 1A8 | Electrical Permit | Residential | New | Issued | Temporary Power - Residential - To provide temporary power. Valid December 18th, 2023 until December 17th, 2024 | Uppal Electrical Ltd
EP-2023-06380 | 2023-07-14 | 3220 W 41ST AVENUE, Vancouver, BC V6N 1L3 | Electrical Permit | Commercial | Renovation | Completed | Installation / Repair - Commercial - Installation of low voltage control wiring for control transformer. Extra low voltage control wiring for Pumps, Valves and Temperature Sensors. | Ainsworth Inc
SP-2023-02130 | 2023-11-23 | 3331 CHURCH STREET #3, Vancouver, BC V5R 4W7 | Sprinkler Permit | Residential | New | Issued | Residential - LWH - #3 - New sprinkler system >DB: To construct a 2 storey laneway house building with 1 open parking pad, providing a total of 1 parking spaces, having vehicular access from the 20' North Lane. Note: The entire building, INCLUDING THE ATTACHED GARAGE (if applicable), to be sprinklered to NFPA 13D Note: This is a 1 ½ storey building pursuant to the Zoning & Development By-law. 1. Covenant not required with existing house 2. No Strata Titling permitted 3. Mechanical unit proposed – Exterior component located in rear NOTE: Information regarding the principal building on the survey and site plan is for reference only. Any discrepancy between information regarding the principal building on the survey and/or site plan and approved permit drawings for the principal building are neither approved nor authorized under this laneway house permit. *EXISTING HOUSE* Note: Bldg 1 (principal bldg) addressed #1-3331 Church St retained on site. ***This permit is issued under the VBBL 2019, with updated energy requirements as per bylaw # 12997 effective Jan 01, 2022.*** | Haven Fire Protection Ltd
EP-2023-10462 | 2023-11-20 | 3331 CHURCH STREET #3, Vancouver, BC V5R 4W7 | Electrical Permit | Residential | New | Issued | Installation / Repair - Residential - Rough in and plating of security, tv, intercom >BP: To construct a 2 storey laneway house building ($181,735) with 1 open parking pad, providing a total of 1 parking spaces, having vehicular access from the 20' North Lane. Note: The entire building, INCLUDING THE ATTACHED GARAGE (if applicable), to be sprinklered to NFPA 13D | Tuong Su
EP-2023-10816 | 2023-12-13 | 3331 CHURCH STREET #3, Vancouver, BC V5R 4W7 | Electrical Permit | Residential | New | Issued | Installation / Repair - Residential - LANEWAY 125 AMPS Seperate drop and meterbase rough wire, underground and finishing. 2 drops main house and laneway 2 seperate meterbases. >BP: To construct a 2 storey laneway house building ($181,735) with 1 open parking pad, providing a total of 1 parking spaces, having vehicular access from the 20' North Lane. Note: The entire building, INCLUDING THE ATTACHED GARAGE (if applicable), to be sprinklered to NFPA 13D Note: This is a 1 ½ storey building pursuant to the Zoning & Development By-law. Note: An active HPO Form is required prior to the framing inspection. 1. Covenant not required with existing house 2. No Strata Titling permitted 3. Mechanical unit proposed – Exterior component located in rear yard, Interior component located on the main floor. 4. Schedule B: (M.S. Alam) P.Eng (604.653.7475) Structural & Geotechnical 5. HPO: Residential Builder - LaMai Homes Ltd. *EXISTING HOUSE* Note: Bldg 1 (principal bldg) addressed #1-3331 Church St retained on site. ***This permit is issued under the VBBL 2019, with updated energy requirements as per bylaw # 12997 effective Jan 01, 2022.** | Kaler Electrical Ltd
PP-2023-03779 | 2023-10-26 | 3331 CHURCH STREET #3, Vancouver, BC V5R 4W7 | Plumbing Permit | Residential | New | Issued | Residential - LWH - #3 - Laneway house >DB: To construct a 2 storey laneway house building with 1 open parking pad, providing a total of 1 parking spaces, having vehicular access from the 20' North Lane. Note: The entire building, INCLUDING THE ATTACHED GARAGE (if applicable), to be sprinklered to NFPA 13D Note: This is a 1 ½ storey building pursuant to the Zoning & Development By-law. 1. Covenant not required with existing house 2. No Strata Titling permitted 3. Mechanical unit proposed – Exterior component located in rear yard, Interior component located on the main floor. ***This permit is issued under the VBBL 2019, with updated energy requirements as per bylaw # 12997 effective Jan 01, 2022.*** | AQUIFER MECHANICAL
PP-2023-03396 | 2023-09-25 | 3331 CHURCH STREET #3, Vancouver, BC V5R 4W7 | Plumbing Permit | Residential | New | Issued | Residential - Sump and sanitary connections for new laneway home | Canstar Excavating & Landscaping Ltd
PP-2023-04158 | 2023-11-27 | 995 BUTE STREET, Vancouver, BC | Plumbing Permit | Residential | Renovation - Dwelling Unit(s) only | Issued | Residential - MCD - move few sinks , Toilet , shower and create new shower >BP: To retain, alter, and convert the existing Municipally Designated Heritage B, 3-storey Multiple Conversion Dwelling building containing 4 units to convert to Multiple Conversion Dwelling containing 3 dwelling units, and reconfiguration of the interior, including the removal of an existing interior staircase and kitchen. | George Benko
EP-2023-11100 | 2023-12-21 | 4030 W 10TH AVENUE #3, Vancouver, BC V6R 2H1 | Electrical Permit | Residential | New | Issued | Installation / Repair - Residential - ¦ #3LWH- 200A ¦ 2 SEPARATE 200A SERVICES ¦ Electrical wiring for laneway house *An approved mechanical permit is required for the installation of air conditioning or heat pump unit before a final electrical inspection will be performed To construct a 2 storey laneway house building with an attached garage and 1 open parking pad, providing a total of 2 parking spaces, having vehicular access from the rear 20' Lane. Note: The entire building, INCLUDING THE ATTACHED GARAGE (if applicable), to be sprinklered to NFPA 13D Note: This is a 1 ½ storey building pursuant to the Zoning & Development By-law. 1. Covenant registered at the Land Title Office under CB883584 2. No Strata Titling permitted 3. External mechanical unit proposed – Exterior component located in rear yard 4. Schedule B: (Antony Wang) P.Eng (604.618.6236) Struct. & Geo. 5. HPO: Residential Builder - Comfort Development Ltd. #20387 | Altech Electric Ltd
EP-2023-10836 | 2023-12-04 | 1226 VICTORIA DRIVE, Vancouver, BC | Electrical Permit | Residential | New | Issued | Installation / Repair - Residential - Extra low voltage Wiring and completion of security alarm , security cameras , Data,Tv,Tel >BP: To construct a 2.5 storey + crawl space one family dwelling building ($450,000) on this site. Note: This is a 2.5 storey building pursuant to the Zoning & Development By-law 1. Heat pump proposed at the rear 2. No bar sink proposed 3. Schedule B: Ke Jian, Ma P.Eng (604-599-8890) Structural & Geotechnical 4. BC Housing Residential Builder: Kingswood Real Estate Management Inc. ***This permit is issued under the VBBL 2019, with updated energy requirements as per bylaw # 12997 effective Jan 01, 2022.*** | ITech Security Systems Ltd
PP-2023-03414 | 2023-09-26 | 1226 VICTORIA DRIVE, Vancouver, BC | Plumbing Permit | Residential | New | Issued | Residential - Installation of plumbing fixtures >BP: To construct a 2.5 storey + crawl space one family dwelling building on this site. The entire building, INCLUDING THE ATTACHED GARAGE (if applicable), to be sprinklered to NFPA 13D. Note: Parking for the site has been provided under DB-2022-02617 (Laneway House). Note: This is a 2.5 storey building pursuant to the Zoning & Development By-law 1. Heat pump proposed at the rear 2. No bar sink proposed 3. Schedule B: Ke Jian, Ma P.Eng (604-599-8890) Structural & Geotechnical 4. BC Housing Residential Builder: Kingswood Real Estate Management Inc. | Century Twenty One Gas & Heating Co. Ltd
PP-2023-03431 | 2023-09-27 | 1226 VICTORIA DRIVE, Vancouver, BC | Plumbing Permit | Residential | New | Issued | Residential - Installation of plumbing fixtures in Laneway House. >BP: To construct a 2 storey laneway house building with an open parking pad, providing 1 parking space having vehicular access from the lane The entire building, INCLUDING THE ATTACHED GARAGE (if applicable), to be sprinklered to NFPA 13D. Note: This is a 1 1/2 storey building pursuant to the Zoning & Development By-law. 1. Covenant to be registered at the Land Title Office prior to sheathing inspection. Covenant CB747321 - July 26, 2023. 2. No Strata Titling permitted 3. No A/C unit proposed 4. Schedule B: Ke Jian, Ma P.Eng (604-599-8890) Structural & Geotechnical 5. BC Housing Residential Builder: Kingswood Real Estate Management Inc. | Century Twenty One Gas & Heating Co. Ltd
EP-2023-09217 | 2023-11-27 | 1226 VICTORIA DRIVE, Vancouver, BC | Electrical Permit | Residential | New | Issued | Installation / Repair - Residential - NEW Construction >BP: To construct a 2.5 storey + crawl space one family dwelling building ($450,000) on this site. The entire building, INCLUDING THE ATTACHED GARAGE (if applicable), to be sprinklered to NFPA 13D. Note: Parking for the site has been provided under DB-2022-02617 (Laneway House). Note: This is a 2.5 storey building pursuant to the Zoning & Development By-law 1. Heat pump proposed at the rear 2. No bar sink proposed 3. Schedule B: Ke Jian, Ma P.Eng (604-599-8890) Structural & Geotechnical 4. BC Housing Residential Builder: Kingswood Real Estate Management Inc. ***This permit is issued under the VBBL 2019, with updated energy requirements as per bylaw # 12997 effective Jan 01, 2022.*** | Prabhjot Singh Battu
SP-2023-02079 | 2023-11-14 | 1226 VICTORIA DRIVE, Vancouver, BC | Sprinkler Permit | Residential | New | Issued | Residential - 1FD - #1 - New sprinkler system >DB: To construct a 2.5 storey + crawl space one family dwelling building on this site. The entire building, INCLUDING THE ATTACHED GARAGE (if applicable), to be sprinklered to NFPA 13D. Note: Parking for the site has been provided under DB-2022-02617 (Laneway House). Note: This is a 2.5 storey building pursuant to the Zoning & Development By-law 1. Heat pump proposed at the rear 2. No bar sink proposed ***This permit is issued under the VBBL 2019, with updated energy requirements as per bylaw # 12997 effective Jan 01, 2022.*** | Haven Fire Protection Ltd
GP-2023-03029 | 2023-10-12 | 1226 VICTORIA DRIVE, Vancouver, BC | Gas Permit | Residential | New | Issued | Residential - 1 Range & 1 BBQ Installation of gas appliances >BP: To construct a 2.5 storey + crawl space one family dwelling building ($450,000) on this site. | Century Twenty One Gas & Heating Co. Ltd
MP-2023-01785 | 2023-10-04 | 1226 VICTORIA DRIVE, Vancouver, BC | Mechanical Permit | NULL | NULL | Issued | NULL | Century Twenty One Gas & Heating Co. Ltd
PP-2023-02675 | 2023-07-28 | 1226 VICTORIA DRIVE, Vancouver, BC | Plumbing Permit | Residential | New | Issued | Residential - One sump ,No pump | Mainline Excavation Ltd
MP-2023-01784 | 2023-10-04 | 1222 VICTORIA DRIVE, Vancouver, BC | Mechanical Permit | NULL | NULL | Issued | NULL | Century Twenty One Gas & Heating Co. Ltd
GP-2023-03028 | 2023-10-12 | 1222 VICTORIA DRIVE, Vancouver, BC | Gas Permit | Residential | New | Issued | Residential - 1 BBQ & 1 Range Installation of gas appliances >BP: To construct a 2.5 storey + crawl space one family dwelling building ($450,000) on this site. | Century Twenty One Gas & Heating Co. Ltd
SP-2023-02077 | 2023-12-13 | 1222 VICTORIA DRIVE, Vancouver, BC | Sprinkler Permit | Residential | New | Issued | Residential - 1FD - #1 - New sprinkler system >DB: To construct a 2.5 storey + crawl space one family dwelling building on this site. The entire building, INCLUDING THE ATTACHED GARAGE (if applicable), to be sprinklered to NFPA 13D. Note: Parking for the site has been provided under DB-2022-02621 (Laneway House). Note: This is a 2.5 storey building pursuant to the Zoning & Development By-law 1. Heat pump proposed at the rear 2. No bar sink proposed ***This permit is issued under the VBBL 2019, with updated energy requirements as per bylaw # 12997 effective Jan 01, 2022.*** | Haven Fire Protection Ltd
PP-2023-02857 | 2023-08-15 | 1222 VICTORIA DRIVE, Vancouver, BC | Plumbing Permit | Residential | New | Issued | Residential - sump >>Amend: Aug. 17th -Change address: 1222 Victoria Dr. | Mainline Excavation Ltd
EP-2023-08722 | 2023-10-16 | 1222 VICTORIA DRIVE, Vancouver, BC | Electrical Permit | Residential | New | Issued | Installation / Repair - Residential - ¦ 1FD- 100A ¦ New Construction *An approved mechanical permit is required for the installation of air conditioning or heat pump unit at the time of installation before an electrical inspection will be performed >BP: To construct a 2.5 storey + crawl space one family dwelling building ($450,000) on this site. Note: Parking for the site has been provided under DB-2022-02621 (Laneway House). Note: This is a 2.5 storey building pursuant to the Zoning & Development By-law 1. Heat pump proposed at the rear 2. No bar sink proposed 3. Schedule B: Ke Jian, Ma P.Eng (604-599-8890) Structural & Geotechnical 4. BC Housing Residential Builder: Kingswood Real Estate Management Inc. ***This permit is issued under the VBBL 2019, with updated energy requirements as per bylaw # 12997 effective Jan 01, 2022.*** | Prabhjot Singh Battu
PP-2023-03412 | 2023-09-26 | 1222 VICTORIA DRIVE, Vancouver, BC | Plumbing Permit | Residential | New | Issued | Residential - Installation of plumbing fixtures Sept 26/2023-AMEND To make changes to fixture locations. >BP: To construct a 2.5 storey + crawl space one family dwelling building ($450,000) on this site. The entire building, INCLUDING THE ATTACHED GARAGE (if applicable), to be sprinklered to NFPA 13D. Note: Parking for the site has been provided under DB-2022-02621 (Laneway House). Note: This is a 2.5 storey building pursuant to the Zoning & Development By-law 1. Heat pump proposed at the rear 2. No bar sink proposed 3. Schedule B: Ke Jian, Ma P.Eng (604-599-8890) Structural & Geotechnical 4. BC Housing Residential Builder: Kingswood Real Estate Management Inc. | Century Twenty One Gas & Heating Co. Ltd
EP-2023-10837 | 2023-12-04 | 1222 VICTORIA DRIVE, Vancouver, BC | Electrical Permit | Residential | New | Issued | Installation / Repair - Residential - Extra low voltage Wiring and completion of Security Alarm ,Security Cameras,Data,Tel,Tv >BP: To construct a 2.5 storey + crawl space one family dwelling building ($450,000) on this site. The entire building, INCLUDING THE ATTACHED GARAGE (if applicable), to be sprinklered to NFPA 13D. Note: Parking for the site has been provided under DB-2022-02621 (Laneway House). Note: This is a 2.5 storey building pursuant to the Zoning & Development By-law 1. Heat pump proposed at the rear 2. No bar sink proposed 3. Schedule B: Ke Jian, Ma P.Eng (604-599-8890) Structural & Geotechnical 4. BC Housing Residential Builder: Kingswood Real Estate Management Inc. ***This permit is issued under the VBBL 2019, with updated energy requirements as per bylaw # 12997 effective Jan 01, 2022.*** | ITech Security Systems Ltd
PP-2023-03413 | 2023-09-26 | 1222 VICTORIA DRIVE #3, Vancouver, BC | Plumbing Permit | Residential | New | Issued | Residential - Installation of plumbing fixtures in Laneway House >BP: To construct a 2 storey laneway house building ($220,000) with an open parking pad, providing 1 parking space having vehicular access from the lane The entire building, INCLUDING THE ATTACHED GARAGE (if applicable), to be sprinklered to NFPA 13D. Note: This is a 1 1/2 storey building pursuant to the Zoning & Development By-law. 1. Covenant to be registered at the Land Title Office prior to sheathing inspection 2. No Strata Titling permitted 3. No A/C unit proposed 4. Schedule B: Ke Jian, Ma P.Eng (604-599-8890) Structural & Geotechnical 5. BC Housing Residential Builder: Kingswood Real Estate Management Inc. | Century Twenty One Gas & Heating Co. Ltd
EP-2023-08723 | 2023-10-16 | 1222 VICTORIA DRIVE #3, Vancouver, BC | Electrical Permit | Residential | New | Issued | Installation / Repair - Residential - ¦ #3LWH- 200A ¦ New Laneway Construction MAIN SERVICE 200A HOUSE 100A LANEWAY 125A *An approved mechanical permit is required for the installation of air conditioning or heat pump unit at the time of installation before an electrical inspection will be performed >BP: To construct a 2 storey laneway house building ($220,000) with an open parking pad, providing 1 parking space having vehicular access from the lane The entire building, INCLUDING THE ATTACHED GARAGE (if applicable), to be sprinklered to NFPA 13D. Note: This is a 1 1/2 storey building pursuant to the Zoning & Development By-law. 1. Covenant to be registered at the Land Title Office prior to sheathing inspection 2. No Strata Titling permitted 3. No A/C unit proposed 4. Schedule B: Ke Jian, Ma P.Eng (604-599-8890) Structural & Geotechnical 5. BC Housing Residential Builder: Kingswood Real Estate Management Inc. Combustible projections or roof soffits on an exposing building face shall not project to less than .45m from the property line and shall be in compliance with VBBL 2014 9.10.15.5.(9). ***This permit is issued under the VBBL 2019, with updated energy requirements as per bylaw # 12997 effective Jan 01, 2022.*** | Prabhjot Singh Battu
SP-2023-02076 | 2023-12-13 | 1222 VICTORIA DRIVE #3, Vancouver, BC | Sprinkler Permit | Residential | New | Issued | Residential - LWH - #3 - New sprinkler system >DB: To construct a 2 storey laneway house building with an open parking pad, providing 1 parking space having vehicular access from the lane The entire building, INCLUDING THE ATTACHED GARAGE (if applicable), to be sprinklered to NFPA 13D. Note: This is a 1 1/2 storey building pursuant to the Zoning & Development By-law. 1. Covenant to be registered at the Land Title Office prior to sheathing inspection 2. No Strata Titling permitted 3. No A/C unit proposed ***This permit is issued under the VBBL 2019, with updated energy requirements as per bylaw # 12997 effective Jan 01, 2022.*** | Haven Fire Protection Ltd
EP-2023-10506 | 2023-11-21 | 2438 W 49TH AVENUE, Vancouver, BC | Electrical Permit | Residential | New | Issued | Temporary Power - Residential - To provide temporary power. | Santec Electric Inc
MP-2023-02199 | 2023-12-14 | 2737 OXFORD STREET, Vancouver, BC V5K 1N5 | Mechanical Permit | NULL | NULL | Issued | NULL | Wespac Mechanical Ltd
EP-2023-11089 | 2023-12-12 | 3585 SAWMILL CRESCENT, Vancouver, BC | Electrical Permit | Commercial | New | Issued | Temporary Power - Commercial - To provide temporary power. | Houle Electric Limited
EP-2024-00127 | NULL | 3585 SAWMILL CRESCENT, Vancouver, BC | Electrical Permit | Commercial | New | In Review | Installation / Repair - Commercial - New build, commercial industrial space. Distribution, power wiring, lighting, fire alarm. Emergency generator, transfer switches. Conduit only for security and data. >BP: To construct a new 2 storey River District Energy Center on this site. The building is constructed with combustible construction as allowed per Article 3.2.2.79 of the VBBL, and the roof and its support is of heavy timber construction as permitted by Article 3.2.2.16 of the VBBL. The building consists of mechanical rooms for the new natural gas fueled and electrical boilers, emergency generator, control rooms, storages, and washrooms. Note: This site ( 19.2, 3585 Sawmill Crescent) contains secant pipe cut-off wall that protects the adjacent site (19.1, 3565 Sawmill Crescent). A Secant pile easement agreement shall be fully registered against title to new Parcel 19.2, for the benefit of new Parcel 19.1. prior to the earlier of: (i) issuance of a Stage 1 building permit for the development to be located on Parcel 19.1; or (ii) issuance of an Occupancy permit for the development to be located on Parcel 19.2 (the River District Energy Centre). See letter by Wesgroup dated Apr.11, 2023 in Documents. 25-Aug-2023 - Full Permit issued. | Houle Electric Limited
EP-2023-11243 | 2023-12-20 | 3585 SAWMILL CRESCENT, Vancouver, BC | Electrical Permit | Commercial | New | Issued | Temporary Power - Commercial - To provide temporary power. | Sasco Contractors Ltd
PP-2024-00062 | 2024-02-01 | 3585 SAWMILL CRESCENT, Vancouver, BC | Plumbing Permit | Commercial | New | Issued | Commercial - Commercial - >>>FOR UNDERGROUND<<< 1. Construction of a 2-storey new Community Energy Centre. Containing Below Grade, Level 1, a Mezzanine level, Level 2 and a Rooftop. The building consists of mechanical rooms for the new natural gas fuelled and electrical boilers, emergency generator, control rooms, storage rooms and washrooms. 2. Below grade – Sanitary and Storm Lines, Sump Pump Pit, Floor Drainage, tie into local amenities. 3. Work in underground sumps (sumps by others) to install sump pumps and associated access and lift out mechanisms. 4. Two Washrooms (including one shower) and associated sanitary/domestic water services. | Division 15 Mechanical Ltd
EP-2023-09757 | 2023-10-30 | 3585 SAWMILL CRESCENT, Vancouver, BC | Electrical Permit | Commercial | New | Issued | Temporary Power - Commercial - To provide temporary power. | Houle Electric Limited
EP-2023-09035 | 2023-10-23 | 3907 W 24TH AVENUE #3, Vancouver, BC V6S 1M1 | Electrical Permit | Residential | New | Issued | Installation / Repair - Residential - ¦ #3LWH- 400A ¦ single-phase service, all outlets, roughing and connection, lighting system, and all electrical equipment connection. In rough in procedure also pre-wire the data and TV communication cables. 3 Electrical Meter system. Main consumer's service: 400A. Main House Service:200A Legal suite :60A LWH: 125A >BP: To construct a 1 storey laneway house building ($170,400.00) with an attached garage and 1 open parking pad, providing a total of 2 parking spaces, having vehicular access from the 20' Lane. 1. Covenant registered at the Land Title Office under CB861907 2. No Strata Titling permitted 3. No external mechanical unit proposed 4. Schedule B: (T. Yang) P.Eng (604.729.0585) Structural & Geotechnical 5. HPO: Residential Builder - Ao Jie Xu ***This permit is issued under the VBBL 2019, with updated energy requirements as per bylaw # 12997 effective Jan 01, 2022.*** | AIGO TECHNOLOGY INC
SP-2023-01999 | 2023-10-30 | 2790 W 21ST AVENUE, Vancouver, BC V6L 1K3 | Sprinkler Permit | Residential | New | Issued | Residential - 2FD+2SS - FRONT - 2792 W 21ST AV - #1 & #2 BACK - 2790 W 21ST AV - #1 & #2 NEW SPRINKLER SYSTEM >DB: To construct a 2-storey CHBA Net Zero duplex with 2 secondary suites located in basement and a detached accessory building (garage) at the rear and a surface parking providing total of 3 parking spaces, having vehicular access from the lane. The entire building to be sprinklered to 2x NFPA 13D. Note: This is a 2 storey building pursuant to the Zoning and Development By-Law ******THIS PERMIT HAS BEEN ISSUED UNDER THE REQUIREMENTS OF VBBL 2019****** 1. Covenant registered at the Land Title Office under CB556995-CB556997 2. No strata titling permitted for secondary suites 3. External mechanical unit proposed in rear yard | Haven Fire Protection Ltd
NULL | NULL | 2790 W 21ST AVENUE, Vancouver, BC V6L 1K3 | Electrical Permit | Residential | New | Draft | Temporary Power - Residential - To provide temporary power. | Apex Electrical 2011 Ltd.
NULL | NULL | 2790 W 21ST AVENUE, Vancouver, BC V6L 1K3 | Electrical Permit | Residential | New | Draft | Temporary Power - Residential - To provide temporary power. | Apex Electrical 2011 Ltd.
PP-2023-03135 | 2023-09-06 | 2790 W 21ST AVENUE, Vancouver, BC V6L 1K3 | Plumbing Permit | Residential | New | Issued | Residential - 2FD+2SS - 1 outside Sump without pump | ON TIME EXCAVATING & DEMOLITION LTD
EP-2023-11330 | 2023-12-22 | 2790 W 21ST AVENUE, Vancouver, BC V6L 1K3 | Electrical Permit | Residential | New | Issued | Installation / Repair - Residential - Pre wire and completion of alarm, Telus, tv, internet and cctv >BP: To construct a 2-storey CHBA Net Zero duplex with 2 secondary suites located in basement and a detached accessory building (garage) at the rear and a surface parking providing total of 3 parking spaces, having vehicular access from the lane. Note: This is a 2 storey building pursuant to the Zoning and Development By-Law ******THIS PERMIT HAS BEEN ISSUED UNDER THE REQUIREMENTS OF VBBL 2019****** This permit is issued under the VBBL 2019, with updated energy requirements as per bylaw # 12997 effective Jan 01, 2022. 1. Covenant registered at the Land Title Office under CB556995-CB556997 2. No strata titling permitted for secondary suites 3. External mechanical unit proposed in rear yard 4. Schedule B Antony Wang P.Eng (604-618-6236) Structural and Geotechnical 5. BC Housing Monarchy Group All rooms adjacent to West exposing building face shall be sprinklered. Combustible projections or roof soffits on an exposing building face shall not project to less than .45m from the property line and shall be in compliance with VBBL 2019 9.10.15.5.(9) | Pioneer Security and Communications Ltd
PP-2023-04125 | 2023-11-27 | 2790 W 21ST AVENUE, Vancouver, BC V6L 1K3 | Plumbing Permit | Residential | New | Issued | Residential - 2FD+2SS - FRONT - 2792 W 21ST AV - #1 & #2 BACK - 2790 W 21ST AV - #1 & #2 ABS RI drainage, waterlines, fixture installation >DB: To construct a 2-storey CHBA Net Zero duplex with 2 secondary suites located in basement and a detached accessory building (garage) at the rear and a surface parking providing total of 3 parking spaces, having vehicular access from the lane. The entire building to be sprinklered to 2x NFPA 13D. As shown on the building permit floor plans and/or elevations, exit protection is required to be provided in accordance with Articles 9.9.4.4., 9.9.4.6., and/or 9.37.2.8. of the 2019 VBBL. Note: This is a 2 storey building pursuant to the Zoning and Development By-Law ******THIS PERMIT HAS BEEN ISSUED UNDER THE REQUIREMENTS OF VBBL 2019****** This permit is issued under the VBBL 2019, with updated energy requirements as per bylaw # 12997 effective Jan 01, 2022. 1. Covenant registered at the Land Title Office under CB556995-CB556997 2. No strata titling permitted for secondary suites 3. External mechanical unit proposed in rear yard All rooms adjacent to West exposing building face shall be sprinklered. | H P MECHANICAL LTD
NULL | NULL | 2792 W 21ST AVENUE, Vancouver, BC | Electrical Permit | Residential | New | Draft | Installation / Repair - Residential - duplex house with legal suit | Apex Electrical 2011 Ltd.
EP-2023-11382 | 2024-01-22 | 2792 W 21ST AVENUE, Vancouver, BC | Electrical Permit | Residential | New | Issued | Installation / Repair - Residential - Duplex building: Installation of a 400 amp service approved by BC Hydro. Installation of wiring and finishing. >BP: To construct a 2-storey CHBA Net Zero duplex with 2 secondary suites located in basement and a detached accessory building (garage) at the rear and a surface parking providing total of 3 parking spaces, having vehicular access from the lane. Note: This is a 2 storey building pursuant to the Zoning and Development By-Law ******THIS PERMIT HAS BEEN ISSUED UNDER THE REQUIREMENTS OF VBBL 2019****** This permit is issued under the VBBL 2019, with updated energy requirements as per bylaw # 12997 effective Jan 01, 2022. 1. Covenant registered at the Land Title Office under CB556995-CB556997 2. No strata titling permitted for secondary suites 3. External mechanical unit proposed in rear yard 4. Schedule B Antony Wang P.Eng (604-618-6236) Structural and Geotechnical 5. BC Housing Monarchy Group All rooms adjacent to West exposing building face shall be sprinklered. Combustible projections or roof soffits on an exposing building face shall not project to less than .45m from the property line and shall be in compliance with VBBL 2019 9.10.15.5.(9) | NEWTON ELECTRICAL LTD
EP-2023-08285 | 2023-09-14 | 2792 W 21ST AVENUE, Vancouver, BC | Electrical Permit | Residential | New | Issued | Temporary Power - Residential - To provide temporary power. | Apex Electrical 2011 Ltd.
EP-2023-09928 | 2023-11-02 | 1957 W 1ST AVENUE, Vancouver, BC | Electrical Permit | Residential | Renovation | Issued | Temporary Power - Residential - To provide temporary power. | Avon Electric Ltd
PP-2023-03901 | 2023-11-24 | 4575 GRANVILLE STREET, Vancouver, BC V6H 3M1 | Plumbing Permit | Commercial | New | Issued | Commercial - underground plumbing >BP: To construct a 4-storey combustible residential building over one level of non-combustible underground parkade. The building will include 24 rental-secured market, stacked townhouse units. VBBL2019 - NFPA 13 | AAA PLUMBING & HEATING LTD
SP-2023-02107 | NULL | 4575 GRANVILLE STREET, Vancouver, BC V6H 3M1 | Sprinkler Permit | Commercial | New | Applicant Revisions | Commercial - Residential four storey. >BP: To construct a 4-storey combustible residential building over one level of non-combustible underground parkade. The building will include 24 rental-secured market, stacked townhouse units. VBBL2019 - NFPA 13 Stage 1 - Excavation and Shoring issued on Oct. 16, 2023. Stage 2 - Foundation to Grade issued on ___________. | NULL
EP-2023-08508 | 2023-09-25 | 4575 GRANVILLE STREET, Vancouver, BC V6H 3M1 | Electrical Permit | Commercial | New | Issued | Temporary Power - Commercial - To provide temporary power. NOTE: Work authorized by this permit is for placement of a temporary power pole only and does not authorize any site construction and/or excavation. A separate Building Permit will be required prior to commencement of any other work on this site. | Powergen Electric Ltd
MP-2023-01699 | 2023-09-18 | 6310 FLEMING STREET, Vancouver, BC | Mechanical Permit | NULL | NULL | Issued | NULL | Lally Plumbing & Heating Ltd
EP-2023-08630 | 2023-10-11 | 6310 FLEMING STREET, Vancouver, BC | Electrical Permit | Residential | New | Issued | Installation / Repair - Residential - ¦ 2FD- 200A ¦ duplex house service and roughing -125A panels each unit, no legal suite -Car chargers will be installed via 2P DPDT switch, EV2 will be loadshared from EV1 - ac and HP units are separate, they will be interlocked so bigger demand factor was used (notes have been made on load calc as well) *An approved mechanical permit is required for the installation of air conditioning or heat pump unit at the time of installation before an electrical inspection will be performed >BP: To construct a two-storey two-family dwelling ($586,125.00) with a detached accessory building (garage) at the rear providing 2 parking spaces, having vehicular access from the lane. Note: This is a 2 and a half storey building pursuant to the Zoning and Development By-Law 1. A/C units proposed 2. Schedule B: Shambhu N. Biswas Structural & Geotechnical 3. HPO: Residential Builder - Mehta Homes Corporation ***This permit is issued under the VBBL 2019, with updated energy requirements as per bylaw # 12997 effective Jan 01, 2022.*** | Bindi Electrical Services Ltd
PP-2023-03216 | 2023-09-11 | 6310 FLEMING STREET, Vancouver, BC | Plumbing Permit | Residential | New | Issued | Residential - 2FD - WEST - 6310 FLEMING ST EAST - 1620 E 47TH AV Plumbing >DB: To construct a two-storey two-family dwelling with a detached accessory building (garage) at the rear providing 2 parking spaces, having vehicular access from the lane. Note: This is a 2 and a half storey building pursuant to the Zoning and Development By-Law 1. A/C units proposed ***This permit is issued under the VBBL 2019, with updated energy requirements as per bylaw # 12997 effective Jan 01, 2022.*** | Lally Plumbing & Heating Ltd
PP-2023-03158 | 2023-09-07 | 6310 FLEMING STREET, Vancouver, BC | Plumbing Permit | Residential | New | Issued | Residential - 2FD - Sump and sanitary connections for new duplex | Canstar Excavating & Landscaping Ltd
SP-2023-01839 | 2023-10-05 | 6310 FLEMING STREET, Vancouver, BC | Sprinkler Permit | Residential | New | Issued | Residential - Install sprinkler heads >BP: To construct a two-storey two-family dwelling with a detached accessory building (garage) at the rear providing 2 parking spaces, having vehicular access from the lane. Note: This is a 2 and a half storey building pursuant to the Zoning and Development By-Law 1. A/C units proposed 2. Schedule B: Shambhu N. Biswas Structural & Geotechnical 3. HPO: Residential Builder - Mehta Homes Corporation | RAHELU PLUMBING & HEATING LTD.
EP-2023-08861 | 2023-10-03 | 6310 FLEMING STREET, Vancouver, BC | Electrical Permit | Residential | New | Issued | Installation / Repair - Residential - Security Alarm, cable, data, doorbell ,cctv installation. >BP: To construct a two-storey two-family dwelling ($586,125.00) with a detached accessory building (garage) at the rear providing 2 parking spaces, having vehicular access from the lane. | Supertech Systems Ltd
GP-2023-03143 | 2023-10-19 | 6310 FLEMING STREET, Vancouver, BC | Gas Permit | Residential | New | Issued | Residential - 1 BBQ & 1 Range BBQ piping only >BP: To construct a two-storey two-family dwelling ($586,125.00) with a detached accessory building (garage) at the rear providing 2 parking spaces, having vehicular access from the lane. | Lally Plumbing & Heating Ltd
EP-2023-08862 | 2023-10-03 | 6320 FLEMING STREET, Vancouver, BC | Electrical Permit | Residential | New | Issued | Installation / Repair - Residential - Security alarm, cable, doorbell, data, cctv installation. >BP: To construct a 2 storey + basement one-family dwelling with a secondary suite ($523,390.00) located in the basement with a detached accessory building (garage), at the rear and 1 open parking pad, providing a total of 2 parking spaces, having vehicular access from the lane. | Supertech Systems Ltd
SP-2023-01840 | 2023-10-05 | 6320 FLEMING STREET, Vancouver, BC | Sprinkler Permit | Residential | New | Issued | Residential - Install sprinkler heads >BP: To construct a 2 storey + basement one-family dwelling with a secondary suite located in the basement with a detached accessory building (garage), at the rear and 1 open parking pad, providing a total of 2 parking spaces, having vehicular access from the lane. Note: This is a 2 storey building pursuant to the Zoning and Development By-Law 1- Covenant registered at the Land Title Office under CB759924 2- No strata titling permitted 3- No Bar sink proposed 4- A/C unit proposed 5- Schedule B: Shambhu N. Biswas (604.250.8666) Structural & Geotechnical 6- HPO: Residential Builder - Mehta Homes Corporation 7- Entire Building to have NFPA 13-D | RAHELU PLUMBING & HEATING LTD.
MP-2023-01816 | 2023-10-11 | 6320 FLEMING STREET, Vancouver, BC | Mechanical Permit | NULL | NULL | Issued | NULL | Lally Plumbing & Heating Ltd
GP-2023-03449 | 2023-11-09 | 6320 FLEMING STREET, Vancouver, BC | Gas Permit | Residential | New | Issued | Residential - 1 Range & 1 BBQ Gas BBQ piping only >BP: #1-6320 Fleming St - Principal Dwelling (1st-2nd floor, east side basement) #2-6320 Fleming St - Secondary Suite (west side basement) | Lally Plumbing & Heating Ltd
PP-2023-03200 | 2023-09-11 | 6320 FLEMING STREET, Vancouver, BC | Plumbing Permit | Residential | New | Issued | Residential - Sump and sanitary connections for detached home NOTE: Engineering Assurance letter will be submitted to the Plumbing Inspector on the site. Letter shall conform to the requirements of Vancouver Bulletin 2000-008-EL/PL. | Canstar Excavating & Landscaping Ltd
EP-2023-08688 | 2023-10-11 | 6320 FLEMING STREET, Vancouver, BC | Electrical Permit | Residential | New | Issued | Installation / Repair - Residential - ¦ 1FD- 200A ¦ main house service and roughing -200A main house service, legal suite will be on same meter as main house -no laneway house, will be garage in back side - 40A boiler and 20A AC unit - there are 2 car charger loads, but only one will be used at a time since it will be loadshared and connected by a 2P DPDT switch *An approved mechanical permit is required for the installation of air conditioning or heat pump unit at the time of installation before an electrical inspection will be performed >BP: To construct a 2 storey + basement one-family dwelling with a secondary suite ($523,390.00) located in the basement with a detached accessory building (garage), at the rear and 1 open parking pad, providing a total of 2 parking spaces, having vehicular access from the lane. Note: This is a 2 storey building pursuant to the Zoning and Development By-Law 1- Covenant registered at the Land Title Office under CB759924 2- No strata titling permitted 3- No Bar sink proposed 4- A/C unit proposed 5- Schedule B: Shambhu N. Biswas (604.250.8666) Structural & Geotechnical 6- HPO: Residential Builder - Mehta Homes Corporation 7- Entire Building to have NFPA 13-D ***This permit is issued under the VBBL 2019, with updated energy requirements as per bylaw # 12997 effective Jan 01, 2022.*** | Bindi Electrical Services Ltd
PP-2023-03462 | 2023-09-29 | 6320 FLEMING STREET, Vancouver, BC | Plumbing Permit | Residential | New | Issued | Residential - Plumbing >BP: To construct a 2 storey + basement one-family dwelling with a secondary suite located in the basement with a detached accessory building (garage), at the rear and 1 open parking pad, providing a total of 2 parking spaces, having vehicular access from the lane. Note: This is a 2 storey building pursuant to the Zoning and Development By-Law 1- Covenant registered at the Land Title Office under CB759924 2- No strata titling permitted 3- No Bar sink proposed 4- A/C unit proposed 5- Schedule B: Shambhu N. Biswas (604.250.8666) Structural & Geotechnical 6- HPO: Residential Builder - Mehta Homes Corporation 7- Entire Building to have NFPA 13-D | Lally Plumbing & Heating Ltd
PP-2023-03937 | 2023-11-08 | 3240 W 36TH AVENUE #3, Vancouver, BC V6N 2R7 | Plumbing Permit | Residential | New | Issued | Residential - Plumbing >BP: To construct a 2 storey laneway house building with an attached garage providing 2 enclosed parking spaces and 1 open parking pad, providing a total of 3 parking spaces, having vehicular access from the lane. The entire building, to be sprinklered to NFPA 13R. Note: This is a 1 ½ storey building pursuant to the Zoning & Development By-law 1. Covenant registered at the Land Title Office under CA8011709 2. No Strata Titling permitted 3. No A/C unit proposed 4. Schedule B: KE JIAN MA - P.Eng (604-599-8890 ) Structural & Geotechnical 5. HPO: Residential Builder - OAKGLEN HOMES LTD | WDR CONTRACTING LTD
EP-2023-10224 | 2023-11-14 | 3240 W 36TH AVENUE #3, Vancouver, BC V6N 2R7 | Electrical Permit | Residential | New | Issued | Installation / Repair - Residential - Laneway House Extra Low Voltage. Data/Voice/TV Cable. Security Alarm Prewire. Door Bell. >BP: To construct a 2 storey laneway house building ($224,415) with an attached garage providing 2 enclosed parking spaces and 1 open parking pad, providing a total of 3 parking spaces, having vehicular access from the lane. The entire building, to be sprinklered to NFPA 13R. | SECUTECH DEVELOPMENT LTD.
SP-2023-01943 | 2023-10-24 | 3240 W 36TH AVENUE #3, Vancouver, BC V6N 2R7 | Sprinkler Permit | Residential | New | Issued | Residential - To Install 13 sprinkler heads >BP: To construct a 2 storey laneway house building with an attached garage providing 2 enclosed parking spaces and 1 open parking pad, providing a total of 3 parking spaces, having vehicular access from the lane. The entire building, to be sprinklered to NFPA 13R. Note: This is a 1 ½ storey building pursuant to the Zoning & Development By-law 1. Covenant registered at the Land Title Office under CA8011709 2. No Strata Titling permitted 3. No A/C unit proposed 4. Schedule B: KE JIAN MA - P.Eng (604-599-8890 ) Structural & Geotechnical 5. HPO: Residential Builder - OAKGLEN HOMES LTD | General Sprinkler Systems Ltd
EP-2023-06187 | 2023-07-26 | 3240 W 36TH AVENUE #3, Vancouver, BC V6N 2R7 | Electrical Permit | Residential | New | Issued | Installation / Repair - Residential - ¦ #3LWH/ 200A ¦ Laneway house electrical wiring. 200A service to the property 125A to the laneway house 125A to the main house >BP: To construct a 2 storey laneway house building ($224,415) with an attached garage providing 2 enclosed parking spaces and 1 open parking pad, providing a total of 3 parking spaces, having vehicular access from the lane. The entire building, to be sprinklered to NFPA 13R. Note: This is a 1 ½ storey building pursuant to the Zoning & Development By-law 1. Covenant registered at the Land Title Office under CA8011709 2. No Strata Titling permitted 3. No A/C unit proposed 4. Schedule B: KE JIAN MA - P.Eng (604-599-8890 ) Structural & Geotechnical 5. HPO: Residential Builder - OAKGLEN HOMES LTD ******THIS PERMIT HAS BEEN ISSUED UNDER THE REQUIREMENTS OF VBBL #12511 (2019)****** | JIU DING ELECTRIC LTD
EP-2024-00004 | 2024-01-15 | 7248 PRINCE EDWARD STREET, Vancouver, BC V5X 1R4 | Electrical Permit | Residential | New | Issued | Installation / Repair - Residential - ¦ #3LWH- 200A ¦ laneway *An approved mechanical permit is required for the installation of air conditioning or heat pump unit before a final electrical inspection will be performed >BP: To construct a 2 storey laneway house building ($214,250.00) with 1 open parking pad, providing a total of 1 parking spaces, having vehicular access from the 20' South Lane on this flowing artesian site. *EXISTING HOUSE* Note: Bldg 1 (principal bldg) addressed 402 E 56th Av retained on site. Note: The entire building, INCLUDING THE ATTACHED GARAGE (if applicable), to be sprinklered to NFPA 13D Note: This is a 1 ½ storey building pursuant to the Zoning & Development By-law. 1. Covenant not required with existing house 2. No Strata Titling permitted 3. No external mechanical unit proposed 4. Schedule B: (M.J.S. Hundal) P.Eng (604.825.4378) Structural & Geotechnical 5. Schedule B: (Y.K. Sharma) P.Eng (778.863.7076) Geotechnical 6. HPO: Residential Builder - Shaan Construction Ltd NOTE: To achieve the required FSR. A floor space exclusion of 3% has been applied to this application as per section 11.24.18 of the district schedule, to accommodate improved building performance. ***This permit is issued under the VBBL 2019, with updated energy requirements as per bylaw # 12997 effective Jan 01, 2022.*** | Kraftsman Electric Ltd
EP-2024-00022 | 2024-01-04 | 7248 PRINCE EDWARD STREET, Vancouver, BC V5X 1R4 | Electrical Permit | Residential | New | Issued | Installation / Repair - Residential - Alarm, internet, doorbell pre wire and finish -rough wire and completion of Alarm System >BP: To construct a 2 storey laneway house building ($214,250.00) with 1 open parking pad, providing a total of 1 parking spaces, having vehicular access from the 20' South Lane on this flowing artesian site. Note: The entire building, INCLUDING THE ATTACHED GARAGE (if applicable), to be sprinklered to NFPA 13D Note: This is a 1 ½ storey building pursuant to the Zoning & Development By-law. 1. Covenant not required with existing house 2. No Strata Titling permitted 3. No external mechanical unit proposed 4. Schedule B: (M.J.S. Hundal) P.Eng (604.825.4378) Structural & Geotechnical 5. Schedule B: (Y.K. Sharma) P.Eng (778.863.7076) Geotechnical 6. HPO: Residential Builder - Shaan Construction Ltd NOTE: To achieve the required FSR. A floor space exclusion of 3% has been applied to this application as per section 11.24.18 of the district schedule, to accommodate improved building performance. ***This permit is issued under the VBBL 2019, with updated energy requirements as per bylaw # 12997 effective Jan 01, 2022.*** | Nu-Tech Alarms Ltd.
PP-2023-04172 | 2023-11-28 | 7248 PRINCE EDWARD STREET, Vancouver, BC V5X 1R4 | Plumbing Permit | Residential | New | Issued | Residential - LWH - Plumbing >DB: To construct a 2 storey laneway house building with 1 open parking pad, providing a total of 1 parking spaces, having vehicular access from the 20' South Lane on this flowing artesian site. Note: The entire building, INCLUDING THE ATTACHED GARAGE (if applicable), to be sprinklered to NFPA 13D Note: This is a 1 ½ storey building pursuant to the Zoning & Development By-law. 1. Covenant not required with existing house 2. No Strata Titling permitted 3. No external mechanical unit proposed ***This permit is issued under the VBBL 2019, with updated energy requirements as per bylaw # 12997 effective Jan 01, 2022.*** | Garcha Bros Mechanical Ltd
SP-2023-02249 | 2023-12-15 | 7248 PRINCE EDWARD STREET, Vancouver, BC V5X 1R4 | Sprinkler Permit | Residential | New | Issued | Residential - New sprinkler system -Note: The entire building, INCLUDING THE ATTACHED GARAGE (if applicable), to be sprinklered to NFPA 13D >BP: To construct a 2 storey laneway house building ($214,250.00) with 1 open parking pad, providing a total of 1 parking spaces, having vehicular access from the 20' South Lane on this flowing artesian site. Note: This is a 1 ½ storey building pursuant to the Zoning & Development By-law. 1. Covenant not required with existing house 2. No Strata Titling permitted 3. No external mechanical unit proposed 4. Schedule B: (M.J.S. Hundal) P.Eng (604.825.4378) Structural & Geotechnical 5. Schedule B: (Y.K. Sharma) P.Eng (778.863.7076) Geotechnical 6. HPO: Residential Builder - Shaan Construction Ltd ***This permit is issued under the VBBL 2019, with updated energy requirements as per bylaw # 12997 effective Jan 01, 2022.*** | Haven Fire Protection Ltd
MP-2024-00040 | 2024-01-11 | 583 E 61ST AVENUE, Vancouver, BC V5X 2B8 | Mechanical Permit | NULL | NULL | Issued | NULL | Profix Mechanical Ltd
EP-2023-06640 | 2023-07-24 | 785 W 49TH AVENUE, Vancouver, BC V5Z 2S6 | Electrical Permit | Commercial | New | Completed | Installation / Repair - Commercial - Installation of access control, entry, cameras. >BP: To construct 3-storey multiple dwelling buildings consisting of 8 buildings with total of 47 dwelling units (5 dwelling units in each of Building 1 to Building 3; 4 dwelling units in Building 4; and 7 dwelling units in each of Building 5 to Building 8), all over one level of underground parking with storages, bike storages, and service rooms, having vehicular access from the rear lane. This is a CP Process Permit and the applicant is David Steer, P. Eng., CP. Building to be sprinklered to NFPA 13. ZEBP Building as per 10.2.1.5. *REVIEWED UNDER VBBL 2019, WITH UPDATED ENERGY REQUIREMENTS AS PER BYLAW #12997 EFFECTIVE JAN 01, 2022* Refer to BP-2021-06890 for Building 1 Refer to BP-2021-06898 for Building 2 Refer to BP-2021-06899 for Building 3 Refer to BP-2021-06900 for Building 4 Refer to BP-2021-06901 for Building 5 Refer to BP-2021-06903 for Building 6 Refer to BP-2021-06904 for Building 7 Refer to BP-2021-06905 for Building 8 STAGED CONSTRUCTION Stage 1: Excavation & Shoring. (Mar 18/22, A. Min) Stage 2: Full Construction (May 03/22, A. Min) | Best Built-In Centre Ltd
EP-2023-10736 | 2023-12-11 | 196 E 2ND AVENUE, Vancouver, BC V5T 1B5 | Electrical Permit | Commercial | Addition | Issued | Installation / Repair - Commercial - 1)wiring and installation of outlets for appliances in kitchen (all dedicated circuit) 2)relocation of electrical panel 3)wiring and installation switch, lighting, emergency light and exit signs >BP: To provide First Time Tenant Fitout for a new Retail Limited Food Store at 196 E 2nd Avenue at this existing mixed-use commercial and residential building. Scope of work includes: 1) Installation of a universal staff washroom. 2) Installation of a service counter. Sch B (Plumb): Alex P.L. Lee, #46590, 604-324-8763, Leeson Engineering Ok for Field Review as per Manuel Meier. | Pacific Total Electric Ltd
NULL | NULL | 196 E 2ND AVENUE, Vancouver, BC V5T 1B5 | Mechanical Permit | NULL | NULL | Draft | NULL | NULL
PP-2023-03086 | 2023-09-06 | 196 E 2ND AVENUE, Vancouver, BC V5T 1B5 | Plumbing Permit | Commercial | New | Issued | Commercial - rough in and finishing of 6 fixtures >BP: To provide First Time Tenant Fitout for a new Retail Limited Food Store at 196 E 2nd Avenue at this existing mixed-use commercial and residential building. Scope of work includes: 1) Installation of a universal staff washroom. 2) Installation of a service counter. | Advantage Home Service Ltd
EP-2023-09027 | 2023-10-06 | 1877 MAIN STREET #110, Vancouver, BC V5T 1B5 | Electrical Permit | Commercial | Tenant Improvement | Issued | Installation / Repair - Commercial - Tenant improvement (nail saloon) - installation of 6 receptacles for each chair, wiring new point for dryer and washer, all light in the nail saloon, duct heater, washroom wiring, exit sign and emergency light. >BP: Interior alterations for a nail salon in this existing retail (shell) space. Change of use from Retail (E) to Business and Personal Services (D). Scope of work includes: 1) New partition walls. 2) New plumbing to include additional sinks. Sch B (Plumb): Alex P.L. Lee #46590, 604-324-8763, Leeson Engineering Inc. Ok for Field Review as per Manuel Meier. | Unity Electric Limited
SP-2023-01854 | 2023-10-12 | 1877 MAIN STREET #110, Vancouver, BC V5T 1B5 | Sprinkler Permit | Commercial | Tenant Improvement | Issued | Commercial - relocate 8 sprinkler heads >BP: #110 - 1877 Main Street Interior alterations for a nail salon in this existing retail (shell) space. Change of use from Retail (E) to Business and Personal Services (D). Scope of work includes: 1) New partition walls. 2) New plumbing to include additional sinks. *****This application does not include any of the following: 1. Not more than 20 sprinklers (add, relocate, or remove), 2. hydraulic calculations, 3. change in occupancy and /or hazard classification, 4. warehouse storage arrangements, 5. mobile compact storage arrangements, 6. alternative solutions, 7. changes to the sprinkler system supply piping (e.g. valves, mains, cross-mains, branch-lines, etc.), or 8. flexible sprinkler pipe. | H20 Fire Systems Ltd
PP-2023-02766 | 2023-08-03 | 1877 MAIN STREET #110, Vancouver, BC V5T 1B5 | Plumbing Permit | Commercial | New | Issued | Commercial - SUITE #110 - rough.in plumbing and installation. >BP: #110 - 1877 Main Street Interior alterations for a nail salon in this existing retail (shell) space. Change of use from Retail (E) to Business and Personal Services (D). Scope of work includes: 1) New partition walls. 2) New plumbing to include additional sinks. | VCP Media Inc
SP-2023-01942 | NULL | 988 W 38TH AVENUE, Vancouver, BC | Sprinkler Permit | Commercial | New | Applicant Revisions | Commercial - Installation of an automatic sprinkler permit >BP: To construct a 1-storey office building (real estate presentation center) consisting of: 1st storey - displace & suite mockups; workstations/office spaces surface parking accessed via new temporary road off West 38 Avenue. *This permit has been reviewed under the provisions of VBBL 2019.* STAGED CONSTRUCTION Stage 1: Core & Shell - In review | NULL
PP-2024-00074 | 2024-01-26 | 988 W 38TH AVENUE, Vancouver, BC | Plumbing Permit | Commercial | New | Issued | Commercial - Presentation Centre - phase 1, shell space, plumbing for office space roughed in >BP: To construct a 1-storey office building (real estate presentation center) consisting of: 1st storey - display & suite mockups; workstations/office spaces surface parking accessed via new temporary road off West 38 Avenue. *This permit has been reviewed under the provisions of VBBL 2019.* STAGED CONSTRUCTION Stage 1: Core & Shell Issued: Dec. 18, 2023 (S.Yoo) | Dan Jen Mechanical Ltd
NULL | NULL | 988 W 38TH AVENUE, Vancouver, BC | Plumbing Permit | Commercial | New | Draft | Commercial - Site Services | Cancon Construction Ltd
EP-2024-00077 | 2024-01-29 | 988 W 38TH AVENUE, Vancouver, BC | Electrical Permit | Commercial | New | Issued | Installation / Repair - Commercial - Electrical installation for a 1-storey office building (real estate presentation center) consisting of 1st storey - display & suite mockups; workstations/office spaces. Installation of fire alarm system, base building lighting, landscaping lighting, power connection for mechanical units, 400A / 600V main distribution, General receptacles for base building fit-out, Automatic door connection, EM lighting and exit sign, Underground wiring. >BP: To construct a 1-storey office building (real estate presentation center) consisting of: 1st storey - display & suite mockups; workstations/office spaces surface parking accessed via new temporary road off West 38 Avenue. *This permit has been reviewed under the provisions of VBBL 2019.* STAGED CONSTRUCTION Stage 1: Core & Shell Issued: Dec. 18, 2023 (S.Yoo) | Centre Electric Ltd
PP-2023-04135 | 2023-11-24 | 4885 MOSS STREET, Vancouver, BC | Plumbing Permit | Residential | New | Issued | Residential - Two Sump No Pump | Canadian Excavating Ltd
PP-2023-04300 | 2023-12-12 | 4885 MOSS STREET, Vancouver, BC | Plumbing Permit | Residential | New | Issued | Residential - 2FD - NORTH - 4885 MOSS ST - #1 SOUTH - 4885 MOSS ST - #2 New plumbing for single family residential >DB: To construct a two-storey two-family dwelling with a detached accessory building (garage) at the rear providing 2 parking spaces, having vehicular access from the lane. Note: This is a 2 storey building pursuant to the Zoning and Development By-Law 1. Exterior Mechanical units proposed 4. No Bar sinks proposed ***This permit is issued under the VBBL 2019, with updated energy requirements as per bylaw # 12997 effective Jan 01, 2022.*** | ASPRA PLUMBING & HEATING LTD.
PP-2023-04301 | 2023-12-12 | 4889 MOSS STREET, Vancouver, BC | Plumbing Permit | Residential | New | Issued | Residential - 2FD - NORTH - 4889 MOSS ST - #1 SOUTH - 4889 MOSS ST - #2 New plumbing for duplex >DB: To construct a two-storey two-family dwelling with a detached accessory building (garage) at the rear providing 2 parking spaces, having vehicular access from the lane. Note: This is a 2 storey building pursuant to the Zoning and Development By-Law 1. Exterior Mechanical units proposed 4. No Bar sinks proposed ***This permit is issued under the VBBL 2019, with updated energy requirements as per bylaw # 12997 effective Jan 01, 2022.*** | ASPRA PLUMBING & HEATING LTD.
PP-2023-04137 | 2023-11-24 | 4889 MOSS STREET, Vancouver, BC | Plumbing Permit | Residential | New | Issued | Residential - Two Sump No Pump | Canadian Excavating Ltd
PP-2023-04136 | 2023-11-24 | 4895 MOSS STREET, Vancouver, BC | Plumbing Permit | Residential | New | Issued | Residential - Two Sump No Pump | Canadian Excavating Ltd
PP-2023-04303 | 2023-12-12 | 4895 MOSS STREET, Vancouver, BC | Plumbing Permit | Residential | New | Issued | Residential - 2FD - NORTH - 4895 MOSS ST - #1 SOUTH - 4895 MOSS ST - #2 New plumbing for single family duplex >DB: To construct a two-storey two-family dwelling with a detached accessory building (garage) at the rear providing 2 parking spaces, having vehicular access from the lane. Note: This is a 2 storey building pursuant to the Zoning and Development By-Law 1. Exterior Mechanical units proposed 4. No Bar sinks proposed ***This permit is issued under the VBBL 2019, with updated energy requirements as per bylaw # 12997 effective Jan 01, 2022.*** | ASPRA PLUMBING & HEATING LTD.
EP-2023-11391 | NULL | 2111 E 46TH AVENUE #3, Vancouver, BC V5P 1P3 | Electrical Permit | Residential | New | Applicant Revisions | Installation / Repair - Residential - ¦ #3LWH- 125A ¦ 2 SEPARATE SERVICES ¦ 1FD + 1SS: 200A ¦ LWH: 125A ¦ Complete wiring and finishing for laneway house To construct a 2 storey laneway house building ($183,177.50) with an open parking pad, providing 1 parking space, having vehicular access from the lane. Note: This is a 1 ½ storey building pursuant to the Zoning & Development By-law 1. Covenant registered at the Land Title Office under CB809528 2. No Strata Titling permitted 3. External mechanical unit proposed 4. Schedule B: Md. Shahidul Alam P.Eng (604.653.7475) Structural & Geotechnical 5. HPO: Residential Builder- Budget Homes Ltd. Address Note: Building 2 #3-2111 E 46th Av - Laneway House (1.5 storey) Address and suite number assigned as per approved plans for Fire and Emergency response. The address number is to be posted to the building to be visible from the street and the suite number is to be posted at the suite entry in accordance with the Building By-law prior to final inspection. ***This permit is issued under the VBBL 2019, with updated energy requirements as per bylaw # 12997 effective Jan 01, 2022.*** | Akam Electric Ltd.
NULL | NULL | 219 E 24TH AVENUE, Vancouver, BC | Plumbing Permit | Commercial | New | Draft | Commercial - New construction of a 4 level mixed use building with CRU's on ground level and residential units above. 2 levels of underground parkade. | PR Mechanical LTD.
EP-2023-11125 | 2023-12-14 | 219 E 24TH AVENUE, Vancouver, BC | Electrical Permit | Commercial | New | Issued | Temporary Power - Commercial - To provide temporary power. NOTE: Work authorized by this permit is for placement of a temporary power pole only and does not authorize any site construction and/or excavation. A separate Building Permit will be required prior to commencement of any other work on this site | Clarus Electric Corp
EP-2023-06728 | 2023-08-21 | 2366 BIRCH STREET, Vancouver, BC V6H 0C7 | Electrical Permit | Residential | Addition | Completed | Installation / Repair - Residential - Wiring plugs for fridge and counter plugs on an out door roof top kitchen.wiring and installing a plug ifor a plug and play hot tub Scope of work: -TWO 120 power outlets rated for outdoor installation -SEVEN Low voltage landscape lighting fixtures -ONE Hot tub hard-wired to an existing 220v previously installed and permitted by the developer. -ONE power switch for the Hot tub All of these items are included in the Landscape Lighting Conceptual Plan attached to this email | Limpho's Electrical Company (LEC)
MP-2023-01256 | 2023-07-09 | 3962 W 18TH AVENUE, Vancouver, BC V6S 1B7 | Mechanical Permit | NULL | NULL | Issued | NULL | SKY HIGH PLUMBING & HEATING LTD
PP-2023-02322 | 2023-06-29 | 3962 W 18TH AVENUE, Vancouver, BC V6S 1B7 | Plumbing Permit | Residential | New | Issued | Residential - plumbing >BP: To construct a 2 storey + basement one-family dwelling with a secondary suite ($705,000) located in the basement with a detached accessory building (garage), at the rear providing 2 parking spaces, having vehicular access from the lane. The entire building, INCLUDING THE ATTACHED GARAGE (if applicable), to be sprinklered to NFPA 13D. | SKY HIGH PLUMBING & HEATING LTD
PP-2023-01853 | 2023-05-26 | 3962 W 18TH AVENUE, Vancouver, BC V6S 1B7 | Plumbing Permit | Residential | New | Issued | Residential - Gravity sump May 29-2023-AMEND The Primary location should be 3964 W 18th Ave. | TX CONTRACTING LTD
EP-2023-03740 | 2023-04-30 | 3962 W 18TH AVENUE, Vancouver, BC V6S 1B7 | Electrical Permit | Residential | New | Issued | Temporary Power - Residential - To provide temporary power. | Aidea Solutions Ltd
EP-2023-03083 | 2023-04-18 | 3962 W 18TH AVENUE, Vancouver, BC V6S 1B7 | Electrical Permit | Residential | New | Issued | Installation / Repair - Residential - A new single family house wiring, install all outlets, lighting system and electrical equipment. 200 A, single phase, single meter, overhead service. >BP: 1FD+SS ***This permit is issued under the VBBL 2019, with updated energy requirements as per bylaw # 12997 effective Jan 01, 2022.*** | Aidea Solutions Ltd
MP-2023-00609 | 2023-04-09 | 3962 W 18TH AVENUE, Vancouver, BC V6S 1B7 | Mechanical Permit | NULL | NULL | Issued | NULL | UComfort Services Inc
SP-2023-01525 | 2023-08-21 | 3962 W 18TH AVENUE, Vancouver, BC V6S 1B7 | Sprinkler Permit | Residential | New | Issued | Residential - To install fire sprinkler system in SFD -The entire building, INCLUDING THE ATTACHED GARAGE (if applicable), to be sprinklered to NFPA 13D. >BP: To construct a 2 storey + basement one-family dwelling with a secondary suite ($705,000) located in the basement with a detached accessory building (garage), at the rear providing 2 parking spaces, having vehicular access from the lane. Note: This is a 2 storey building pursuant to the Zoning and Development By-Law Note: Covenant to be registered prior to sheathing inspection. 1- No strata titling permitted 2- No Bar sink proposed 3- Rev#1: External/internal mechancial unit heat pump proposed in rear yard & upper storey 4- Schedule B: Antony Wang P.Eng (604.618.6236) Structural & Geotechnical 5- HPO: Residential Builder - Phileo Enterprise Corp ***This permit is issued under the VBBL 2019, with updated energy requirements as per bylaw # 12997 effective Jan 01, 2022.*** | Max Fire Pro Ltd
GP-2023-02423 | 2023-08-18 | 3962 W 18TH AVENUE, Vancouver, BC V6S 1B7 | Gas Permit | Residential | New | Issued | Residential - gas line1 Range & 1 BBQ >BP: To construct a 2 storey + basement one-family dwelling with a secondary suite | PRIDE GAS & HEATING LTD.
EP-2023-07676 | 2023-08-23 | 3962 W 18TH AVENUE, Vancouver, BC V6S 1B7 | Electrical Permit | Residential | New | Issued | Installation / Repair - Residential - Security alarm installation, data, intercom, cameras, home theatre. >BP: To construct a 2 storey + basement one-family dwelling with a secondary suite ($705,000) located in the basement with a detached accessory building (garage), at the rear providing 2 parking spaces, having vehicular access from the lane. | One Stop Alarm Systems Ltd
EP-2023-10252 | 2023-11-13 | 3007 W 35TH AVENUE #3, Vancouver, BC V6N 2M7 | Electrical Permit | Residential | New | Issued | Temporary Power - Residential - To provide temporary power. | Central Power Group Ltd
EP-2023-07522 | 2023-08-18 | 3442 E 4TH AVENUE, Vancouver, BC V5M 1L9 | Electrical Permit | Residential | New | Completed | Installation / Repair - Residential - SECURITY ALARM INSTALLATION >Amend: Aug. 28th - address should be: 3442 E 4th Ave also added: associated DB-2021-03120 >To construct a 2 storey two-family dwelling with (2) secondary suite(s) located in the Basement ($738,725) with a detached accessory building (2 car garage) and 1 open parking at the rear providing 3 parking spaces, having vehicular access from the lane. 1. Covenant registered at the Land Title Office under CA9457032 2. Entire building to be sprinklered 2x13D 3. A/C proposed – Exterior component located in front and rear yard, Interior component located in second floor closet 4. Schedule B: (Jason Hui) P.Eng (778.319.3403) Structural 5. Schedule B: (Jason Hui) P.Eng (778.319.3403) Geotechnical 6. HPO: Residential Builder- 0882928 B.C. Ltd. Note: This is a 2 storey building pursuant to the Zoning and Development By-Law | Smarthomes Security Ltd.
EP-2023-07521 | 2023-08-18 | 3436 E 4TH AVENUE, Vancouver, BC V5M 1L9 | Electrical Permit | Residential | New | Completed | Installation / Repair - Residential - Installation of extra low voltage complete security alarm system. | Smarthomes Security Ltd.
MP-2023-02264 | 2023-12-19 | 1812 E 55TH AVENUE, Vancouver, BC V5P 1Z6 | Mechanical Permit | NULL | NULL | Issued | NULL | UNIVERSAL PLUMBING & HEATING LTD
SP-2023-01998 | 2023-12-20 | 1135 W 33RD AVENUE, Vancouver, BC V6M 1A3 | Sprinkler Permit | Residential | New | Issued | Residential - For sprinkler system work to the 2019 VBBL and NFPA 13R, 2013 for the work to construct a two-storey Infill Duplex with an attached 2-car garages (Building 2), two semi-covered parking spaces and one at grade surface parking space, having vehicular access from the lane. Engineer of Record: Farzad Hemmati 604-649-4574 farzadh@bmactc.com Related Permits: SP-2023-01997 - MCD | Haven Fire Protection Ltd
EP-2023-08260 | 2023-09-12 | 3988 W 31ST AVENUE #3, Vancouver, BC V6S 1Y5 | Electrical Permit | Residential | New | Issued | Temporary Power - Residential - To provide temporary power. | Hi Mark Electric Ltd
PP-2023-04188 | NULL | 3571 W 30TH AVENUE, Vancouver, BC V6S 1W6 | Plumbing Permit | Residential | New | Withdrawn | Residential - Duplex West site | Newtop Mechanical Ltd
EP-2023-11092 | 2023-12-12 | 2018 GRAVELEY STREET, Vancouver, BC | Electrical Permit | Residential | Renovation | Completed | Installation / Repair - Residential - Install two dedicated 120V 15A outlets in detached garage for freezers | TCA Industries Ltd
EP-2023-09389 | 2023-10-18 | 243 W 48TH AVENUE, Vancouver, BC V5Y 2Y9 | Electrical Permit | Residential | New | Issued | Temporary Power - Residential - To provide temporary power. NOTE: Work authorized by this permit is for placement of a temporary power pole only and does not authorize any site construction and/or excavation. A separate Building Permit will be required prior to commencement of any other work on this site | Ying Shi dba York Electrical Services
EP-2023-09388 | 2023-10-18 | 2455 E 53RD AVENUE, Vancouver, BC V5S 1V7 | Electrical Permit | Residential | New | Issued | Temporary Power - Residential - To provide temporary power. NOTE: Work authorized by this permit is for placement of a temporary power pole only and does not authorize any site construction and/or excavation. A separate Building Permit will be required prior to commencement of any other work on this site | Ying Shi dba York Electrical Services
EP-2023-09373 | 2023-10-17 | 320 GRANVILLE STREET #1060, Vancouver, BC | Electrical Permit | Commercial | Tenant Improvement | Completed | Installation / Repair - Commercial - Installation of 2x4 LED panels, 4-inch pot lights, general receptacles, internet, tel outlet for small office. >BP: Interior alterations to provide first tenant improvements for a new office tenant on the 10th floor (#1060) in this existing commercial building. Scope of work: construct new partition walls, doors, ceiling, flooring, lighting, millwork, finishes, electrical and sprinkler work. REVISION #1: Change partition layout to reduce to 3 offices and have an open concept workstation. Change HVAC layout. - LLL - Sept 13/23 Sprinklered Building - Separate sprinkler permit required for proposed sprinkler work. Mechanical Schedule B submitted by Alex Z.Q. Li, P.Eng., ph: 778-323-1368 Energy checklist is currently no longer required with your Building Permit (BP) application. Some supporting documents are still required at BP stage, specifically Envelope and HVAC, if applicable. Service Water Heating and Lighting supporting documents, if applicable, must be submitted with your related trades permits (e.g. electrical and plumbing). | Myarc Electrical Inc
SP-2023-01925 | 2023-10-18 | 320 GRANVILLE STREET #1060, Vancouver, BC | Sprinkler Permit | Commercial | Tenant Improvement | Completed | Commercial - SUITE #1060 - 10TH FLOOR - adjust fire sprinklers >BP: #1060 - 10th floor Interior alterations to provide first tenant improvements for a new office tenant on the 10th floor (#1060) in this existing commercial building. Scope of work: construct new partition walls, doors, ceiling, flooring, lighting, millwork, finishes, electrical and sprinkler work. *****This application does not include any of the following: 1. Not more than 20 sprinklers (add, relocate, or remove), 2. hydraulic calculations, 3. change in occupancy and /or hazard classification, 4. warehouse storage arrangements, 5. mobile compact storage arrangements, 6. alternative solutions, 7. changes to the sprinkler system supply piping (e.g. valves, mains, cross-mains, branch-lines, etc.), or 8. flexible sprinkler pipe. | Titan Fire Protection Ltd
PP-2023-03843 | 2023-11-02 | 320 GRANVILLE STREET #1350, Vancouver, BC | Plumbing Permit | Commercial | Tenant Improvement | Completed | Commercial - adding two kitchen sinks, two dishwashers and two electric hot water tanks >BP: # 1350 & #1360 - 13th floor (same tenant) Interior alterations to provide a first tenant improvement for a new office tenant on the 13th floor (#1350 and #1360) in this existing commercial building. Scope of work: complete tenant fit out to shell space including new partition walls, doors, millwork, finishes, electrical, plumbing, sprinklers, & HVAC. * Note: units will remain separate. Occupied by same owner/tenant | Enersolv Design & Build
EP-2023-09161 | 2023-10-11 | 320 GRANVILLE STREET #1350, Vancouver, BC | Electrical Permit | Commercial | Tenant Improvement | Completed | Installation / Repair - Commercial - Installation of Data lines, branch circuits, light fixtures, sensor switches, receptacles. >BP: # 1350 & #1360 - 13th floor (same tenant) Interior alterations to provide a first tenant improvement for a new office tenant on the 13th floor (#1350 and #1360) in this existing commercial building. Scope of work: complete tenant fit out to shell space including new partition walls, doors, millwork, finishes, electrical, plumbing, sprinklers, & HVAC. * Note: units will remain separate. Occupied by same owner/tenant Letters of Assurance submitted by: Schedule A and Architectural Schedule B, Ken G Wong, AIBC, ph: 604-899-4549 Mechanical and Plumbing Schedule B, Laurent Shiu, P.Eng., ph: 778-708-2491 Electrical Schedule B, Ziyu Fan, P.Eng., ph: 604-370-3361 Energy checklist is currently no longer required with your Building Permit (BP) application. Some supporting documents are still required at BP stage, specifically Envelope and HVAC, if applicable. Service Water Heating and Lighting supporting documents, if applicable, must be submitted with your related trades permits (e.g. electrical and plumbing | Marcel Electric Inc
EP-2023-10604 | 2023-12-05 | 320 GRANVILLE STREET #1350, Vancouver, BC | Electrical Permit | Commercial | Tenant Improvement | Completed | Installation / Repair - Commercial - Relocate (2) FA speakers and verify >BP: # 1350 & #1360 - 13th floor (same tenant) Interior alterations to provide a first tenant improvement for a new office tenant on the 13th floor (#1350 and #1360) in this existing commercial building. Scope of work: complete tenant fit out to shell space including new partition walls, doors, millwork, finishes, electrical, plumbing, sprinklers, & HVAC. * Note: units will remain separate. Occupied by same owner/tenant | Alpine Electric Ltd
SP-2024-00007 | 2024-01-03 | 320 GRANVILLE STREET #1350, Vancouver, BC | Sprinkler Permit | Commercial | Tenant Improvement | Completed | Commercial - adjusting fire sprinklers to suit new layout >BP: # 1350 & #1360 - 13th floor *Revision #1 - combining units. Interior alterations to provide a first tenant improvement for a new office tenant on the 13th floor (#1350 and #1360) in this existing commercial building. Scope of work: complete tenant fit out to shell space including new partition walls, doors, millwork, finishes, electrical, plumbing, sprinklers, & HVAC. * Note: units will remain separate. Occupied by same owner/tenant REVISION #1 - remove parts of the demising wall between #1350 & #1360 to combine units. Retain #1350 - layout changes to suit. *****This application does not include any of the following: 1. Not more than 20 sprinklers (add, relocate, or remove), 2. hydraulic calculations, 3. change in occupancy and /or hazard classification, 4. warehouse storage arrangements, 5. mobile compact storage arrangements, 6. alternative solutions, 7. changes to the sprinkler system supply piping (e.g. valves, mains, cross-mains, branch-lines, etc.), or 8. flexible sprinkler pipe. | Titan Fire Protection Ltd
NULL | NULL | 320 GRANVILLE STREET #850, Vancouver, BC | Electrical Permit | Commercial | Renovation | Draft | Installation / Repair - Commercial - Wiring and install some Plugs and Lights | Golden Wire Electric Ltd
NULL | NULL | 320 GRANVILLE STREET #850, Vancouver, BC | Electrical Permit | Commercial | Renovation | Draft | Installation / Repair - Commercial - wiring and install some plugs and lights | Golden Wire Electric Ltd
NULL | NULL | 320 GRANVILLE STREET #870, Vancouver, BC | Sprinkler Permit | Commercial | Tenant Improvement | Withdrawn | Commercial - adjust fire sprinklers | Titan Fire Protection Ltd
SP-2023-01926 | 2023-10-18 | 320 GRANVILLE STREET #870, Vancouver, BC | Sprinkler Permit | Commercial | Tenant Improvement | Cancelled | Commercial - SUITE #870 & #880 - 8TH FLOOR - adjust fire sprinklers >BP: #880 - 8th floor Interior alterations to combine #870 and #880 (retaining #880) and to provide first tenant improvements to this existing office shell space for a new office tenant on the on 8th floor (#880) in this existing mixed use building on site. Scope of work: remove demising wall, construct new partition walls, doors, finishes, power plan, lighting, electrical, plumbing, mechanical and sprinkler work. *****This application does not include any of the following: 1. Not more than 20 sprinklers (add, relocate, or remove), 2. hydraulic calculations, 3. change in occupancy and /or hazard classification, 4. warehouse storage arrangements, 5. mobile compact storage arrangements, 6. alternative solutions, 7. changes to the sprinkler system supply piping (e.g. valves, mains, cross-mains, branch-lines, etc.), or 8. flexible sprinkler pipe. | Titan Fire Protection Ltd
SP-2023-01706 | 2023-09-18 | 320 GRANVILLE STREET #870, Vancouver, BC | Sprinkler Permit | Commercial | Tenant Improvement | Completed | Commercial - adjust fire sprinklers to suit new layout >BP: #880 - 8th floor Interior alterations to combine #870 and #880 (retaining #880) and to provide first tenant improvements to this existing office shell space for a new office tenant on the on 8th floor (#880) in this existing mixed use building on site. Scope of work: remove demising wall, construct new partition walls, doors, finishes, power plan, lighting, electrical, plumbing, mechanical and sprinkler work. *****This application does not include any of the following: 1. Not more than 20 sprinklers (add, relocate, or remove), 2. hydraulic calculations, 3. change in occupancy and /or hazard classification, 4. warehouse storage arrangements, 5. mobile compact storage arrangements, 6. alternative solutions, 7. changes to the sprinkler system supply piping (e.g. valves, mains, cross-mains, branch-lines, etc.), or 8. flexible sprinkler pipe. | Titan Fire Protection Ltd
PP-2023-03359 | 2023-09-29 | 320 GRANVILLE STREET #880, Vancouver, BC | Plumbing Permit | Commercial | Renovation | Completed | Commercial - SUITE #880 - 8TH FLOOR - New kitchen sinks and hot water tanks >BP: #880 - 8th floor Interior alterations to combine #870 and #880 (retaining #880) and to provide first tenant improvements to this existing office shell space for a new office tenant on the on 8th floor (#880) in this existing mixed use building on site. Scope of work: remove demising wall, construct new partition walls, doors, finishes, power plan, lighting, electrical, plumbing, mechanical and sprinkler work. | Enersolv Design & Build
EP-2023-08000 | 2023-09-05 | 320 GRANVILLE STREET #880, Vancouver, BC | Electrical Permit | Commercial | Tenant Improvement | Completed | Installation / Repair - Commercial - Install light fixtures, occupancy sensor switches, receptacles, branch circuits, Data lines, relocate 2 smoke detectors and relocate electrical panel. >BP: Interior alterations to combine #870 and #880 (retaining #880) and to provide first tenant improvements to this existing office shell space for a new office tenant on the on 8th floor (#880) in this existing mixed use building on site. Scope of work: remove demising wall, construct new partition walls, doors, finishes, power plan, lighting, electrical, plumbing, mechanical and sprinkler work. TENANT: Lotz & Company Letters of Assurance submitted by: Schedule A and Architectural Schedule B, Ken G Wong, AIBC, ph: 604-889-4546 Mechanical and Plumbing Schedule B, Laurent Shiu, P.Eng., ph: 778-708- Electrical Schedule B, Ziyu Fan, P.Eng., ph: 604-370-3361 | Marcel Electric Inc
EP-2023-10372 | 2023-11-28 | 320 GRANVILLE STREET #880, Vancouver, BC | Electrical Permit | Commercial | Tenant Improvement | Completed | Installation / Repair - Commercial - Install and 3rd party verify (2) fire alarm speakers >BP: >BP: Interior alterations to combine #870 and #880 (retaining #880) and to provide first tenant improvements to this existing office shell space for a new office tenant on the on 8th floor (#880) in this existing mixed use building on site. Scope of work: remove demising wall, construct new partition walls, doors, finishes, power plan, lighting, electrical, plumbing, mechanical and sprinkler work. TENANT: Lotz & Company | Alpine Electric Ltd
EP-2023-10097 | 2023-11-23 | 320 GRANVILLE STREET #1460, Vancouver, BC | Electrical Permit | Commercial | Tenant Improvement | Issued | Installation / Repair - Commercial - TI for 1717 ft2 office. Scope of work: Installation of new sub panel c/w sub metering Installation of new power devices Installation of new luminaires c/w controls meet ing ASHRAE Installation of new fire alarm speakers >BP: #1460, #1470 and #1480 - 14th Floor Interior alteration to provide tenant improvements to provide new office space. Scope of Work includes: adding new walls, doors, frames, finishes and millwork. Electrical and lighting upgrades to suit new office layout. New demising wall between Suite 1460&1470 and 1480. Letters of Assurance submitted: - Schedule A and Architectural Schedule B by Edwin Wong, Architect, AIBC., 604.312.4889 - Electrical Schedule B by Steven Nemetz, P.Eng., 604.736.6562 - Plumbing/Mechanical Schedule B by John Burke, P.Eng., 604.684.7244 x313 Addressing notes: #1460 - Office (SL 102 and 103) #1480 - Office (SL 104) Suite numbers are to be posted at the suite entries in accordance with the Building By-law prior to final inspection. Notes: 1. Building Sprinklered. Building inspector to determine on site if a separate sprinkler permit is required. 2. Energy checklist is currently no longer required with your Building Permit (BP) application. Some supporting documents are still required at BP stage, specifically Envelope and HVAC, if applicable. Service Water Heating and Lighting supporting documents, if applicable, must be submitted with your related trades permits (e.g. electrical and plumbing). | Alpine Electric Ltd
SP-2023-01580 | 2023-11-20 | 320 GRANVILLE STREET #1460, Vancouver, BC | Sprinkler Permit | Commercial | Tenant Improvement | Issued | Commercial - SUITES #1460, #1470 & #1480 - 14TH FLOOR - adjust fire sprinklers >BP: #1460, #1470 and #1480 - 14th Floor Interior alteration to provide tenant improvements to provide new office space. Scope of Work includes: adding new walls, doors, frames, finishes and millwork. Electrical and lighting upgrades to suit new office layout. New demising wall between Suite 1460&1470 and 1480. *****This application does not include any of the following: 1. Not more than 20 sprinklers (add, relocate, or remove), 2. hydraulic calculations, 3. change in occupancy and /or hazard classification, 4. warehouse storage arrangements, 5. mobile compact storage arrangements, 6. alternative solutions, 7. changes to the sprinkler system supply piping (e.g. valves, mains, cross-mains, branch-lines, etc.), or 8. flexible sprinkler pipe. | Titan Fire Protection Ltd
EP-2023-10655 | 2023-11-28 | 320 GRANVILLE STREET #1460, Vancouver, BC | Electrical Permit | Commercial | Tenant Improvement | Issued | Installation / Repair - Commercial - Installation of low voltage sound masking system >BP: #1460, #1470 and #1480 - 14th Floor Interior alteration to provide tenant improvements to provide new office space. Scope of Work includes: adding new walls, doors, frames, finishes and millwork. Electrical and lighting upgrades to suit new office layout. New demising wall between Suite 1460&1470 and 1480. Letters of Assurance submitted: - Schedule A and Architectural Schedule B by Edwin Wong, Architect, AIBC., 604.312.4889 - Electrical Schedule B by Steven Nemetz, P.Eng., 604.736.6562 - Plumbing/Mechanical Schedule B by John Burke, P.Eng., 604.684.7244 x313 Addressing notes: #1460 - Office (SL 102 and 103) #1480 - Office (SL 104) Suite numbers are to be posted at the suite entries in accordance with the Building By-law prior to final inspection. Notes: 1. Building Sprinklered. Building inspector to determine on site if a separate sprinkler permit is required. 2. Energy checklist is currently no longer required with your Building Permit (BP) application. Some supporting documents are still required at BP stage, specifically Envelope and HVAC, if applicable. Service Water Heating and Lighting supporting documents, if applicable, must be submitted with your related trades permits (e.g. electrical and plumbing). | BTM Marketing Group Ltd
EP-2023-10638 | 2023-11-27 | 320 GRANVILLE STREET #1480, Vancouver, BC | Electrical Permit | Commercial | New | Issued | Installation / Repair - Commercial - Access Control, Card readers -electric strikes supplied by others >BP: #1460, #1470 and #1480 - 14th Floor Interior alteration to provide tenant improvements to provide new office space. Scope of Work includes: adding new walls, doors, frames, finishes and millwork. Electrical and lighting upgrades to suit new office layout. New demising wall between Suite 1460&1470 and 1480. | Britcom Communications Ltd
EP-2024-00606 | 2024-01-30 | 320 GRANVILLE STREET #1480, Vancouver, BC | Electrical Permit | Commercial | Tenant Improvement | Issued | Installation / Repair - Commercial - Low voltage Speakers installation. No Maglocks. >BP: Interior alteration to provide tenant improvements to provide new office space. Scope of Work includes: adding new walls, doors, frames, finishes and millwork. Electrical and lighting upgrades to suit new office layout. New demising wall between Suite 1460&1470 and 1480. Letters of Assurance submitted: - Schedule A and Architectural Schedule B by Edwin Wong, Architect, AIBC., 604.312.4889 - Electrical Schedule B by Steven Nemetz, P.Eng., 604.736.6562 - Plumbing/Mechanical Schedule B by John Burke, P.Eng., 604.684.7244 x313 Addressing notes: #1460 - Office (SL 102 and 103) #1480 - Office (SL 104) Suite numbers are to be posted at the suite entries in accordance with the Building By-law prior to final inspection. Notes: 1. Building Sprinklered. Building inspector to determine on site if a separate sprinkler permit is required. 2. Energy checklist is currently no longer required with your Building Permit (BP) application. Some supporting documents are still required at BP stage, specifically Envelope and HVAC, if applicable. Service Water Heating and Lighting supporting documents, if applicable, must be submitted with your related trades permits (e.g. electrical and plumbing). | Paladin Technologies Inc
EP-2023-10534 | 2023-12-01 | 320 GRANVILLE STREET #1440, Vancouver, BC | Electrical Permit | Commercial | Tenant Improvement | Completed | Installation / Repair - Commercial - Install (2) horns and verify FA system >BP: Interior alteration to provide first tenant improvement to this existing office shell space for a new tenant on the on 14th floor (#1440) in this existing mixed use building on site. Scope of work: Complete tenant fit out from shell space to a new office. Electrical, plumbing and sprinkler work. TENANT: NORTH WEST INTERNATIONAL INSURANCE BROKERS LTD REVISION #1: Change in CRP (Coordinating Registered Professional) from Glen Roethlingshoefer TO George Miu - October 27/23 - LLL Letters of Assurance submitted: Schedule A and Architectural Schedule B by Glenn Roethlingshoefer, Architect, AIBC., 604.631.4544 Electrical Schedule B by Steven Nemetz, P.Eng., 604.736.6562 Plumbing/Mechanical Schedule B by John Burke, P.Eng., 604.684.7244 x313 Building Sprinklered – Separate sprinkler permit required for proposed sprinkler work. Energy checklist is currently no longer required with your Building Permit (BP) application. Some supporting documents are still required at BP stage, specifically Envelope and HVAC, if applicable. Service Water Heating and Lighting supporting documents, if applicable, must be submitted with your related trades permits (e.g. electrical and plumbing). | Alpine Electric Ltd
PP-2023-03358 | 2023-10-11 | 320 GRANVILLE STREET #1440, Vancouver, BC | Plumbing Permit | Commercial | Renovation | Completed | Commercial - New Kitchen sink, dishwasher & HWT >BP: #1440 - 14th floor Interior alteration to provide first tenant improvement to this existing office shell space for a new tenant on the on 14th floor (#1440) in this existing mixed use building on site. Scope of work: Complete tenant fit out from shell space to a new office. Electrical, plumbing and sprinkler work. | Enersolv Design & Build
SP-2023-01499 | 2023-08-16 | 320 GRANVILLE STREET #1440, Vancouver, BC | Sprinkler Permit | Commercial | Tenant Improvement | Completed | Commercial - SUITE #1440 - 14TH FLOOR - adjust fire sprinklers >BP: #1440 - 14th floor Interior alteration to provide first tenant improvement to this existing office shell space for a new tenant on the on 14th floor (#1440) in this existing mixed use building on site. Scope of work: Complete tenant fit out from shell space to a new office. Electrical, plumbing and sprinkler work. *****This application does not include any of the following: 1. Not more than 20 sprinklers (add, relocate, or remove), 2. hydraulic calculations, 3. change in occupancy and /or hazard classification, 4. warehouse storage arrangements, 5. mobile compact storage arrangements, 6. alternative solutions, 7. changes to the sprinkler system supply piping (e.g. valves, mains, cross-mains, branch-lines, etc.), or 8. flexible sprinkler pipe. | Titan Fire Protection Ltd
EP-2023-07497 | 2023-08-16 | 320 GRANVILLE STREET #1440, Vancouver, BC | Electrical Permit | Commercial | Renovation | Issued | Installation / Repair - Commercial - Add breakers to existing panel; Add receptacles / branch wiring; Install lighting & controls; install exit/em; fire alarm; rough in only for thermostats. >BP: Interior alteration to provide first tenant improvement to this existing office shell space for a new tenant on the on 14th floor (#1440) in this existing mixed use building on site. Scope of work: Complete tenant fit out from shell space to a new office. Electrical, plumbing and sprinkler work. TENANT: NORTH WEST INTERNATIONAL INSURANCE BROKERS LTD Letters of Assurance submitted: Schedule A and Architectural Schedule B by Glenn Roethlingshoefer, Architect, AIBC., 604.631.4544 Electrical Schedule B by Steven Nemetz, P.Eng., 604.736.6562 Plumbing/Mechanical Schedule B by John Burke, P.Eng., 604.684.7244 x313 Building Sprinklered – Separate sprinkler permit required for proposed sprinkler work. Energy checklist is currently no longer required with your Building Permit (BP) application. Some supporting documents are still required at BP stage, specifically Envelope and HVAC, if applicable. Service Water Heating and Lighting supporting documents, if applicable, must be submitted with your related trades permits (e.g. electrical and plumbing). | Leading Edge Electric Inc
SP-2023-01606 | 2023-09-06 | 320 GRANVILLE STREET #1550, Vancouver, BC | Sprinkler Permit | Commercial | Tenant Improvement | Completed | Commercial - SUITE #1550 - 15TH FLOOR - adjust fire sprinklers to suit new layout >BP: #1550 - 15th Floor Interior alterations to provide first tenant improvement for a new office tenant on the 15th floor (#1550) in this existing mixed-use building on site. Scope of work: Construct new office partitions, new coffee station, drop ceiling, new glass walls, doors, HVAC, electrical, plumbing and sprinkler work. *****This application does not include any of the following: 1. Not more than 20 sprinklers (add, relocate, or remove), 2. hydraulic calculations, 3. change in occupancy and /or hazard classification, 4. warehouse storage arrangements, 5. mobile compact storage arrangements, 6. alternative solutions, 7. changes to the sprinkler system supply piping (e.g. valves, mains, cross-mains, branch-lines, etc.), or 8. flexible sprinkler pipe. | Titan Fire Protection Ltd
SP-2023-01594 | NULL | 320 GRANVILLE STREET #1550, Vancouver, BC | Sprinkler Permit | Commercial | Tenant Improvement | Withdrawn | Commercial - BP-2023-02885: SUSPENDED adjust fire sprinklers >BP: #1550 - 15th Floor Interior alterations to provide first tenant improvement for a new office tenant on the 15th floor (#1550) in this existing mixed-use building on site. Scope of work: Construct new office partitions, new coffee station, drop ceiling, new glass walls, doors, HVAC, electrical, plumbing and sprinkler work. | Titan Fire Protection Ltd
NULL | NULL | 320 GRANVILLE STREET #1550, Vancouver, BC | Electrical Permit | Commercial | Renovation | Draft | Installation / Repair - Commercial - Installation of 120v outlets, wifi access points, lighting fixtures, lighting control, emergency lighting. | Franco Electric Ltd
EP-2023-08458 | 2023-09-19 | 320 GRANVILLE STREET #1550, Vancouver, BC | Electrical Permit | Commercial | Renovation | Completed | Installation / Repair - Commercial - Installation of receptacles, light fixtures, lighting control, emergency lighting, wifi access points, floor boxes >Permit Amendment Dec 19, 2023 -"2x new fire alarm speakers installed in the unit" >BP: #1550 - 15th Floor Interior alterations to provide first tenant improvement for a new office tenant on the 15th floor (#1550) in this existing mixed-use building on site. Scope of work: Construct new office partitions, new coffee station, drop ceiling, new glass walls, doors, HVAC, electrical, plumbing and sprinkler work. TENANT: Nautical Crime Investigation Services Building Sprinklered – Separate sprinkler permit required for proposed sprinkler work. Energy checklist is currently no longer required with your Building Permit (BP) application. Some supporting documents are still required at BP stage, specifically Envelope and HVAC, if applicable. Service Water Heating and Lighting supporting documents, if applicable, must be submitted with your related trades permits (e.g. electrical and plumbing). | Franco Electric Ltd
PP-2023-03286 | 2023-09-15 | 320 GRANVILLE STREET #1550, Vancouver, BC | Plumbing Permit | Commercial | Tenant Improvement | Completed | Commercial - Rough in drainage and waterlines for new bar sink. Installed a new dishwasher. Install a new electric hot water tank >BP: #1550 - 15th Floor Interior alterations to provide first tenant improvement for a new office tenant on the 15th floor (#1550) in this existing mixed-use building on site. Scope of work: Construct new office partitions, new coffee station, drop ceiling, new glass walls, doors, HVAC, electrical, plumbing and sprinkler work. | Hippo Plumbing and Heating Ltd
PP-2023-04443 | 2024-01-10 | 320 GRANVILLE STREET #1450, Vancouver, BC | Plumbing Permit | Commercial | Tenant Improvement | Issued | Commercial - #1450 new kitchen sink and hot water tank NOTE: Any structural work may require a building permit. | Hermco Mechanical Ltd
EP-2024-00795 | 2024-02-02 | 320 GRANVILLE STREET #1650, Vancouver, BC | Electrical Permit | Commercial | Tenant Improvement | Issued | Installation / Repair - Commercial - Commercial Tenant Improvement. Installation of surface mount emt conduits, new lighting and power supply from existing sub panel. All new lighting to be installed per the electrical drawings we submitted. All Data and AV by others. No changes to the existing fire alarm system. >BP: Interior alterations to provide a first tenant improvement for a new office tenant on the 16th floor (#1650) of this existing commercial building. Scope of work: sliding glass partition to enclose meeting room, in open concept layout, millwork, kitchenette, finishes. Electrical, Plumbing, Sprinklers to suit. No new partition walls proposed. Energy checklist is currently no longer required with your Building Permit (BP) application. Some supporting documents are still required at BP stage, specifically Envelope and HVAC, if applicable. Service Water Heating and Lighting supporting documents, if applicable, must be submitted with your related trades permits (e.g. electrical and plumbing). | Fowlstone Electric Ltd
PP-2023-03866 | 2023-11-02 | 6633 RUPERT STREET #3, Vancouver, BC V5S 2Z2 | Plumbing Permit | Residential | New | Issued | Residential - LWH - #3 - New plumbing fixtures for a laneway house >DB: To construct a 2 storey laneway house building with an attached garage and 1 surface parking providing a total of 2 parking spaces, having vehicular access from the lane. Note: This is a 1 ½ storey building pursuant to the Zoning & Development By-law 1. Covenant registered at the Land Title Office under CB809210 2. No Strata Titling permitted 3. External mechanical unit proposed ***This permit is issued under the VBBL 2019, with updated energy requirements as per bylaw # 12997 effective Jan 01, 2022.*** | J S Hayer Plumbing & Heating Ltd
EP-2023-09372 | NULL | 6633 RUPERT STREET #3, Vancouver, BC V5S 2Z2 | Electrical Permit | Residential | New | Applicant Revisions | Installation / Repair - Residential - ¦#3LWH- 200A ¦ New Laneway House with new single-family house >BP: To construct a 2 storey laneway house building ($245,977.50) with an attached garage and 1 surface parking providing a total of 2 parking spaces, having vehicular access from the lane. Note: This is a 1 ½ storey building pursuant to the Zoning & Development By-law 1. Covenant registered at the Land Title Office under CB809210 2. No Strata Titling permitted 3. External mechanical unit proposed 4. Schedule B: Alan Prahalad P.Eng (604.831.1431) Structural & Geotechnical 5. HPO: Owner Builder - Royal Casa Construction Ltd. ***This permit is issued under the VBBL 2019, with updated energy requirements as per bylaw # 12997 effective Jan 01, 2022. | ABC1 ELECTRICAL SERVICES LTD.
EP-2023-09371 | 2023-11-03 | 6633 RUPERT STREET, Vancouver, BC V5S 2S2 | Electrical Permit | Residential | New | Issued | Installation / Repair - Residential - ¦ 1FD + 1SS- 125A ¦ new construction, residential single-family house, authorized suite, and laneway house *Load calculation to comply with the installation *An approved mechanical permit is required for the installation of air conditioning or heat pump unit at the time of installation before a final electrical inspection will be performed >BP: To construct a 2 storey + basement one-family dwelling with a secondary suite ($1,124,227.50) located in the basement with a detached accessory building (garage) at the rear and 1 surface parking providing 2 parking spaces in total, having vehicular access from the lane. Note: This is a 2 storey building pursuant to the Zoning and Development By-Law 1. Covenant registered at the Land Title Office under CB809210 2. No Strata Titling permitted 3. External mechanical unit proposed 4. Schedule B: Alan Prahalad P.Eng (604.831.1431) Structural & Geotechnical 5. HPO: Owner Builder - Royal Casa Construction Ltd. 6. No Bar sink proposed. ***This permit is issued under the VBBL 2019, with updated energy requirements as per bylaw # 12997 effective Jan 01, 2022.*** >BP: | ABC1 ELECTRICAL SERVICES LTD.
PP-2023-03652 | 2023-10-17 | 6633 RUPERT STREET, Vancouver, BC V5S 2S2 | Plumbing Permit | Residential | New | Issued | Residential - Plumbing >BP: To construct a 2 storey + basement one-family dwelling with a secondary suite located in the basement with a detached accessory building (garage) at the rear and 1 surface parking providing 2 parking spaces in total, having vehicular access from the lane. Note: This is a 2 storey building pursuant to the Zoning and Development By-Law 1. Covenant registered at the Land Title Office under CB809210 2. No Strata Titling permitted 3. External mechanical unit proposed 4. Schedule B: Alan Prahalad P.Eng (604.831.1431) Structural & Geotechnical 5. HPO: Owner Builder - Royal Casa Construction Ltd. 6. No Bar sink proposed. Oct 25/2023-AMEND Adding heating layout sheet | J S Hayer Plumbing & Heating Ltd
PP-2023-03483 | 2023-10-03 | 6633 RUPERT STREET, Vancouver, BC V5S 2S2 | Plumbing Permit | Residential | New | Issued | Residential - sumps | BigCity Excavation Ltd
MP-2023-01950 | 2023-11-01 | 6633 RUPERT STREET, Vancouver, BC V5S 2S2 | Mechanical Permit | NULL | NULL | Issued | NULL | J S Hayer Plumbing & Heating Ltd
EP-2023-10248 | 2023-11-15 | 6633 RUPERT STREET, Vancouver, BC V5S 2S2 | Electrical Permit | Residential | New | Issued | Installation / Repair - Residential - Security alarms, Data, Tel, Television, CCTV, and Intercom systems, Audio systems, vacuum systems. >BP: To construct a 2 storey + basement one-family dwelling with a secondary suite ($1,124,227.50) located in the basement with a detached accessory building (garage) at the rear and 1 surface parking providing 2 parking spaces in total, having vehicular access from the lane. Note: This is a 2 storey building pursuant to the Zoning and Development By-Law 1. Covenant registered at the Land Title Office under CB809210 2. No Strata Titling permitted 3. External mechanical unit proposed 4. Schedule B: Alan Prahalad P.Eng (604.831.1431) Structural & Geotechnical 5. HPO: Owner Builder - Royal Casa Construction Ltd. 6. No Bar sink proposed. ***This permit is issued under the VBBL 2019, with updated energy requirements as per bylaw # 12997 effective Jan 01, 2022.*** | Innova Security Systems Inc
SP-2023-02167 | 2023-11-30 | 6633 RUPERT STREET, Vancouver, BC V5S 2S2 | Sprinkler Permit | Residential | New | Issued | Residential - new installation >BP: To construct a 2 storey + basement one-family dwelling with a secondary suite located in the basement with a detached accessory building (garage) at the rear and 1 surface parking providing 2 parking spaces in total, having vehicular access from the lane. Note: This is a 2 storey building pursuant to the Zoning and Development By-Law 1. Covenant registered at the Land Title Office under CB809210 2. No Strata Titling permitted 3. External mechanical unit proposed 4. Schedule B: Alan Prahalad P.Eng (604.831.1431) Structural & Geotechnical 5. HPO: Owner Builder - Royal Casa Construction Ltd. 6. No Bar sink proposed. | Real Tech Fire Protection Ltd
GP-2023-03783 | 2023-11-30 | 6633 RUPERT STREET, Vancouver, BC V5S 2S2 | Gas Permit | Residential | New | Issued | Residential - Install fireplace and venting >BP: To construct a 2 storey + basement one-family dwelling with a secondary suite ($1,124,227.50) located in the basement with a detached accessory building (garage) at the rear and 1 surface parking providing 2 parking spaces in total, having vehicular access from the lane. | JOT MECHANICAL LTD
GP-2023-03689 | 2023-11-23 | 6633 RUPERT STREET, Vancouver, BC V5S 2S2 | Gas Permit | Residential | New | Issued | Residential - 2 BBQ's, 3 Ranges. 1 Fireplace and 1 Dryer Fire place and 2nd BBQ piping only The rest will be completed >BP: To construct a 2 storey + basement one-family dwelling with a secondary suite ($1,124,227.50) located in the basement with a detached accessory building (garage) at the rear and 1 surface parking providing 2 parking spaces in total, having vehicular access from the lane. | M-7 Mechanicals Ltd
MP-2023-02181 | 2023-12-07 | 6633 RUPERT STREET, Vancouver, BC V5S 2S2 | Mechanical Permit | NULL | NULL | Issued | NULL | DAYLIGHT HEATING AND AIR CONDITIONING LTD
EP-2023-06315 | 2023-07-13 | 6633 RUPERT STREET, Vancouver, BC V5S 2S2 | Electrical Permit | Residential | New | Issued | Temporary Power - Residential - To provide temporary power. NOTE: Work authorized by this permit is for placement of a temporary power pole only and does not authorize any site construction and/or excavation. A separate Building Permit will be required prior to commencement of any other work on this site. | ABC1 ELECTRICAL SERVICES LTD.
EP-2023-10621 | 2023-11-24 | 823 E 24TH AVENUE #3, Vancouver, BC V5V 2A7 | Electrical Permit | Residential | New | Issued | Installation / Repair - Residential - security, intercom, tel, data, tv, camera, speakers rough in & completion >BP: To construct a laneway house building ($250,000) with an open parking pad, providing 1 parking space, having vehicular access from the lane. Note: This is a laneway house building pursuant to the Zoning & Development By-law 1. Covenant registered at the Land Title Office under CB787030 2. No Strata Titling permitted 3. External mechanical unit proposed 4. Schedule B: Alan Prahalad, P.Eng (604.831.1431) Structural & Geotechnical 5. HPO: Residential Builder- Asanti Development Ltd 6. HRV required for laneway house as of year 2022 ******THIS PERMIT HAS BEEN ISSUED UNDER THE REQUIREMENTS OF VBBL #12511 (2019)****** ***This permit is issued under the VBBL 2019, with updated energy requirements as per bylaw # 12997 effective Jan 01, 2022.*** | Repel Security Systems Ltd
PP-2024-00007 | 2024-01-04 | 823 E 24TH AVENUE #3, Vancouver, BC V5V 2A7 | Plumbing Permit | Residential | New | Issued | Residential - Rough In and install fixtures >BP: To construct a laneway house building with an open parking pad, providing 1 parking space, having vehicular access from the lane. Note: This is a laneway house building pursuant to the Zoning & Development By-law 1. Covenant registered at the Land Title Office under CB787030 2. No Strata Titling permitted 3. External mechanical unit proposed 4. Schedule B: Alan Prahalad, P.Eng (604.831.1431) Structural & Geotechnical 5. HPO: Residential Builder- Asanti Development Ltd 6. HRV required for laneway house as of year 2022 | Parm Plumbing & heating Ltd
EP-2023-10404 | 2023-12-01 | 823 E 24TH AVENUE #3, Vancouver, BC V5V 2A7 | Electrical Permit | Residential | New | Issued | Installation / Repair - Residential - wiring of new construction >BP: To construct a laneway house building ($250,000) with an open parking pad, providing 1 parking space, having vehicular access from the lane. Note: This is a laneway house building pursuant to the Zoning & Development By-law 1. Covenant registered at the Land Title Office under CB787030 2. No Strata Titling permitted 3. External mechanical unit proposed 4. Schedule B: Alan Prahalad, P.Eng (604.831.1431) Structural & Geotechnical 5. HPO: Residential Builder- Asanti Development Ltd 6. HRV required for laneway house as of year 2022 ******THIS PERMIT HAS BEEN ISSUED UNDER THE REQUIREMENTS OF VBBL #12511 (2019)****** ***This permit is issued under the VBBL 2019, with updated energy requirements as per bylaw # 12997 effective Jan 01, 2022.*** | JR ELECTRIC LTD.
SP-2023-01830 | 2023-11-21 | 823 E 24TH AVENUE #3, Vancouver, BC V5V 2A7 | Sprinkler Permit | Residential | New | Issued | Residential - LWH - #3 - New sprinkler system >DB: To construct a laneway house building with an open parking pad, providing 1 parking space, having vehicular access from the lane. Note: This is a laneway house building pursuant to the Zoning & Development By-law 1. Covenant registered at the Land Title Office under CB787030 2. No Strata Titling permitted 3. External mechanical unit proposed ******THIS PERMIT HAS BEEN ISSUED UNDER THE REQUIREMENTS OF VBBL #12511 (2019)****** ***This permit is issued under the VBBL 2019, with updated energy requirements as per bylaw # 12997 effective Jan 01, 2022.*** | Haven Fire Protection Ltd
PP-2023-04448 | 2024-01-03 | 2115 UPLAND DRIVE #3, Vancouver, BC V5P 2C9 | Plumbing Permit | Residential | New | Issued | Residential - plumbing >BP: To construct a 2 storey laneway house building with an attached garage and 1 open parking pad, providing a total of 3 parking spaces, having vehicular access from the rear 20' Lane. Note: The entire building, INCLUDING THE ATTACHED GARAGE, to be sprinklered to NFPA 13D Note: This is a 1 ½ storey building pursuant to the Zoning & Development By-law. 1. Covenant registered at the Land Title Office under CB838228 2. No Strata Titling permitted 3. No A/C Unit proposed 4. Schedule B: (Tsung-Hua Yang) P.Eng (604.729.0585) Struct. & Geo. 5. HPO: Residential Builder- Unique-Style Homes Ltd #38466 | WDR CONTRACTING LTD
EP-2023-11307 | 2023-12-21 | 2115 UPLAND DRIVE #3, Vancouver, BC V5P 2C9 | Electrical Permit | Residential | New | Issued | Installation / Repair - Residential - ¦ #3LWH- 200A ¦ 2 SEPARATE 200A SERVICES ¦ Two sets of dedicated 200A service to be installed. One for the main house, the other one for the laneway house. Load calculation revised as per EP-2023-11105 requirements. >BP: To construct a 2 storey laneway house building ($210,000) with an attached garage and 1 open parking pad, providing a total of 3 parking spaces, having vehicular access from the rear 20' Lane. Note: The entire building, INCLUDING THE ATTACHED GARAGE, to be sprinklered to NFPA 13D Note: This is a 1 ½ storey building pursuant to the Zoning & Development By-law. 1. Covenant registered at the Land Title Office under CB838228 2. No Strata Titling permitted 3. No A/C Unit proposed 4. Schedule B: (Tsung-Hua Yang) P.Eng (604.729.0585) Struct. & Geo. 5. HPO: Residential Builder- Unique-Style Homes Ltd #38466 ***This permit is issued under the VBBL 2019, with updated energy requirements as per bylaw # 12997 effective Jan 01, 2022.*** | Bright Ocean Electric Ltd
EP-2023-09597 | 2023-11-02 | 7423 MUIRFIELD DRIVE, Vancouver, BC | Electrical Permit | Residential | New | Issued | Installation / Repair - Residential - Data, Telephone Tv and Security alarm, CCTV Doorbell Pre-wiring and finished >BP: To construct a two-storey two-family dwelling with two secondary suites (1,180,500.00) located in the basement, with a detached accessory building (garage) at the rear providing 2 parking spaces, having vehicular access from the lane. Note: This is a 2 storey building pursuant to the Zoning and Development By-Law 1. Covenant registered at the Land Title Office under CB436065 2. No strata titling permitted 3. A/C units proposed 4. Schedule B: ALAN PRAHALAD P.Eng 604-831-1431 Structural & Geotechnical 5. HPO: Residential Builder – J.E.D. Projects Ltd. 6. Entire Building to have NFPA 13-D ****ALL PROJECT COORDINATOR NOTES HAS BEEN ACCEPTED BY THE APPLICANT**** ***This permit is issued under the VBBL 2019, with updated energy requirements as per bylaw # 12997 effective Jan 01, 2022.*** | Innova Security Systems Inc
EP-2023-08666 | 2023-10-23 | 7423 MUIRFIELD DRIVE, Vancouver, BC | Electrical Permit | Residential | New | Issued | Installation / Repair - Residential - ¦ 2FD + 2SS- 2 SEPARATE 200A SERVICES ¦ duplex house side by side with electrical boiler ,car charger, ac,pot lights plugs & switches with 2x200 amp service (400 amp) overhead 200 amp for each house and altogether is 400 amp single phase on garage *An approved mechanical permit is required for the installation of air conditioning or heat pump unit at the time of installation before an electrical inspection will be performed >BP: To construct a two-storey two-family dwelling with two secondary suites (1,180,500.00) located in the basement, with a detached accessory building (garage) at the rear providing 2 parking spaces, having vehicular access from the lane. Note: This is a 2 storey building pursuant to the Zoning and Development By-Law 1. Covenant registered at the Land Title Office under CB436065 2. No strata titling permitted 3. A/C units proposed 4. Schedule B: ALAN PRAHALAD P.Eng 604-831-1431 Structural & Geotechnical 5. HPO: Residential Builder – J.E.D. Projects Ltd. 6. Entire Building to have NFPA 13-D ****ALL PROJECT COORDINATOR NOTES HAS BEEN ACCEPTED BY THE APPLICANT**** ***This permit is issued under the VBBL 2019, with updated energy requirements as per bylaw # 12997 effective Jan 01, 2022.*** | I WILL ELECTRIC LTD
EP-2023-09580 | NULL | 3596 W 28TH AVENUE, Vancouver, BC | Electrical Permit | Residential | Addition | Withdrawn | Installation / Repair - Residential - Connection of two roof top 40 amp hot tubs. All wiring in place on roof tops from units as per original installation and for future customer installations as noted on original drawings. >BP: To develop a five storey mixed-use building non-combustible construction containing Retail use on the first storey and Dwelling use (48 units) on levels one to five, all over two levels of underground parking, having vehicular access from the lane. Stage 1 - excavation and shoring only - issued 2019-09-25 Stage 2 - full construction - issued 2020-09-14 - COVID 2019 Revision #1:Changes per the approved DPMA DP-2022-00660: -changes to the P2 and P1 parking layout -Revised door hardware for Level 1 main lobby door and southeast exit door. -additional glass and steel canopies on the east elevation -Additional interior ramp for platform lift in loading area due to site conditions | Wilson Sagastume
EP-2024-00513 | 2024-02-02 | 3596 W 28TH AVENUE, Vancouver, BC | Electrical Permit | Commercial | NULL | Issued | Annual / Operating - Maintenance of existing operating electrical equipment in compliance with the Electrical By-law No. 5563. | Vikor I Electric Inc
EP-2023-06020 | 2023-07-07 | 450 E BROADWAY, Vancouver, BC | Electrical Permit | Commercial | Tenant Improvement | Completed | Installation / Repair - Commercial - Tenant Improvement to be used an as Optometry. Electrical Scope of Work: Running EMT, AC90 through steel stud and ceiling spaces for light and plug connections, adding circuits to 2 existing panels, removing an old panel and making the wires safe. Relocating a previously installed panel. Also running CAT6 to all data jacks and back to the patch panel. Grounding/Bonding: Relocating an old panel (Junctioning and Extending the ACWU to the new location), also running bond wires for the patient care areas, #6 to each junction box to follow the engineers spec. >BP: 450 E Broadway --****CP program**** Interior alterations and first tenant improvements to 450 E Broadway on the ground floor at this existing mixed use building on this site. New Tenant: Mt. Pleasant Optometry Okay for Field Review by M. Lee July 27, 2022. Notes: - This building is sprinklered. A separate permit is required for all related work. - Schedule A & B, Electrical, Abdul El-Haddad, P.Eng, 778-360-2153 EXT 2. - Schedule B, Architectural, Gustavo Da Roza, Architect, 604-916-8585. - Schedule B, Mechanical & Plumbing, Satwik Shetty, P.Eng, 778-360-2153 EXT 1. - No translucent or opaque film, artwork, posters, shelving, display cases or similar elements are to be installed on or directly outside or inside of the approved glazing frontages and windows. - A separate sign permit is required for signage. Amend: Oct 5, 2023 need the address changed to 450 E Broadway | West Harbour Electric ltd
EP-2023-09261 | 2023-10-13 | 7631 GRANVILLE STREET, Vancouver, BC | Electrical Permit | Residential | Addition | Issued | Installation / Repair - Residential - Installation of security system. | ADT Security Services Canada Inc
EP-2023-10426 | 2023-11-21 | 7557 OAK STREET #1, Vancouver, BC | Electrical Permit | Commercial | NULL | Issued | Annual / Operating - Maintaining the electrical system. | SAAB ELECTRIC LTD
EP-2023-10428 | 2023-11-23 | 7557 OAK STREET #1, Vancouver, BC | Electrical Permit | Commercial | NULL | Issued | Annual / Operating - Annual Operating Permit ****ULC fire monitoring system | Alarm Max Security Inc
PP-2024-00131 | 2024-01-18 | 577 W 20TH AVENUE, Vancouver, BC V5Z 1X8 | Plumbing Permit | Residential | New | Issued | Residential - INFILL - 1 sump out of the lane way home | Jewel Mini Excavating Ltd
MP-2023-02046 | 2023-11-17 | 1736 E 46TH AVENUE, Vancouver, BC | Mechanical Permit | NULL | NULL | Issued | NULL | Profix Mechanical Ltd
EP-2022-10020 | 2022-12-01 | 7287 BERKELEY STREET, Vancouver, BC V5S 2J7 | Electrical Permit | Residential | New | Completed | Installation / Repair - Residential - 2FD+2SS - SOUTH - 2381 UPLAND DR - #1 & #2 NORTH - 7287 BERKELEY ST - #1 & #2 200 amp service connection , 125 amp service connection goes to each unit , new installation >DB: To construct a two-storey two-family dwelling with two secondary suites located in the basement, with a detached accessory building (garage) with open parking at the rear providing 3 parking spaces, having vehicular access from the lane. Note: This is a 2 storey building pursuant to the Zoning and Development By-Law 1. Covenant registered at the Land Title Office under CA9770962 2. A/C units proposed in the rear yard 3. No bar sinks proposed 6. The entire building, INCLUDING THE ATTACHED GARAGE (if applicable), to be sprinklered to 2XNFPA 13D. | AECOM ELECTRIC LTD
EP-2024-00365 | NULL | 2816 E 4TH AVENUE #3, Vancouver, BC V5M 1K8 | Electrical Permit | Residential | New | Applicant Revisions | Installation / Repair - Residential - Laneway house to be built with new 200 Amp electrical service. Duplex meter base with one meter supplying power to laneway house and second meter to supply power do main house. >BP: To construct a 2 storey laneway house building ($255,000) with 1 open parking pad, providing a total of 1 parking spaces, having vehicular access from the 20' Lane. Note: The entire building to be sprinklered to NFPA 13D Note: This is a 1 ½ storey building pursuant to the Zoning & Development By-law. 1. Covenant not required with existing house 2. No Strata Titling permitted 3. H/P proposed – Exterior component located in rear yard, Interior component located in upper floor closet 4. Schedule B: (K.T.C Nguyen) P.Eng (604.326.2701) Structural & Geotechnical 5. HPO: Residential Builder- (Tyko Development Ltd) | Skyview Electrical Ltd
SP-2024-00081 | NULL | 1960 MACDONALD STREET, Vancouver, BC | Sprinkler Permit | Commercial | New | Applicant Revisions | Commercial - The project is to construct a new mixed use 6-storey building over a 2-level below grade parkade. >BP: To construct a new mixed use 6-storey building over a 2-level below grade parkade. The basement garage and 1st storey will be of noncombustible construction, and other upper floors will be of combustible construction. The building on ground floor will primarily contain commercial retail units and residential lobby, while the upper portion will be residential floors. The occupied roof will be used as outdoor amenity space. | NULL
EP-2023-10801 | 2023-11-30 | 1960 MACDONALD STREET, Vancouver, BC | Electrical Permit | Residential | New | Issued | Temporary Power - Residential - To provide temporary power. | NRG Electric Ltd
EP-2024-00675 | 2024-01-25 | 4518 W 14TH AVENUE #3, Vancouver, BC V6R 2Y4 | Electrical Permit | Residential | New | Issued | Temporary Power - Residential - To provide temporary power. | GLA Constructions Limited
EP-2023-08986 | 2023-10-04 | 2771 W 4TH AVENUE, Vancouver, BC | Electrical Permit | Commercial | New | Issued | Temporary Power - Commercial - To provide temporary power. | Leading Edge Electric Inc
EP-2023-10356 | 2023-11-20 | 1456 W 45TH AVENUE, Vancouver, BC V6M 2H1 | Electrical Permit | Commercial | NULL | Issued | Annual / Operating - to check fire alarm panel | O J ELECTRIC LTD
GP-2023-04176 | 2023-12-22 | 1456 W 45TH AVENUE, Vancouver, BC V6M 2H1 | Gas Permit | Residential | New | Completed | Residential - 1456 West 45th Avenue unit 1-2 ( A-B) Fisher & Paykel 30" Gas Range 1458 West 45th Avenue unit 3 (southwest) basement Fisher & Paykel 30" Gas Range 1460 West 45th Avenue unit 4 Fisher & Paykel 30" Gas Range -Connection of the range to the rough-in only . -Han Appliances did not complete any of the rough-ins as we require the rough-in to be complete before we attend >>BP: To alter, relocate, add to and convert this existing two-storey with basement one-family dwelling to a multiple conversion dwelling containing three dwelling units and to construct a two-storey one-family infill dwelling with an attached two-car garage and two surface parking spaces, having vehicular access from the lane. | Han Appliances & Refrigeration Ltd
SP-2024-00064 | NULL | 1022 ALBERNI STREET, Vancouver, BC | Sprinkler Permit | Commercial | Tenant Improvement | Applicant Revisions | Commercial - Modifying the existing sprinkler system on the first floor to base building layout and to suit demolition >BP: Interior demolition to these two existing retail stores on level 1 & 2 of this mixed use building. Including removal of the escalator and infilling the opening. | Elite Sprinkler Systems Ltd
EP-2024-00140 | 2024-01-05 | 807 E 33RD AVENUE, Vancouver, BC V5V 3A4 | Electrical Permit | Commercial | New | Issued | Temporary Power - Commercial - To provide temporary power. | Hall Electrical Ltd
PP-2024-00022 | NULL | 7780 OAK STREET, Vancouver, BC | Plumbing Permit | Commercial | New | Applicant Revisions | Commercial - Community Centre >BP: To develop a two-storey Passive House Community Centre (Marpole-Oakridge Community Centre), with accessory Child Daycare and outdoor Swimming Pool all over one level of underground parking, having vehicular access from Park Dr. Note: The building is constructed of mass timber construction allowed under the accepted AL-2023-00207. 7-Dec-2023 - Stage I (Excavation and Shoring, excluding the pool building) issued. Jan 4/23-AMEND Should be BP-2023-01491 | Ridgeway Mechanical Ltd
EP-2023-10874 | 2023-12-05 | 7780 OAK STREET, Vancouver, BC | Electrical Permit | Commercial | New | Issued | Temporary Power - Commercial - To provide temporary power. NOTE: Work authorized by this permit is for placement of a temporary power pole only and does not authorize any site construction and/or excavation. A separate Building Permit will be required prior to commencement of any other work on this site. Amendment Jan 25-2024 to change 3 phase 3 wire delta to 3 phase 4 wire | Protec Installations Group
EP-2023-11234 | NULL | 7780 OAK STREET, Vancouver, BC | Electrical Permit | Commercial | New | Application Incomplete | Installation / Repair - Commercial - Electrical Installations >BP: To develop a two-storey Passive House Community Centre (Marpole-Oakridge Community Centre), with accessory Child Daycare and outdoor Swimming Pool all over one level of underground parking, having vehicular access from Park Dr. Note: The building is constructed of mass timber construction allowed under the accepted AL-2023-00207. 7-Dec-2023 - Stage I (Excavation and Shoring, excluding the pool building) issued. | Protec Installations Group
GP-2023-04177 | NULL | 1456 W 45TH AVENUE, Vancouver, BC | Gas Permit | Residential | New | Application Incomplete | Residential - Fisher & Paykel 30" Gas Range - rough in Connection of the range to the rough-in | Han Appliances & Refrigeration Ltd
NULL | NULL | 1456 W 45TH AVENUE, Vancouver, BC | Gas Permit | Residential | New | Draft | Residential - Fisher & Paykel 30" Gas Range | Han Appliances & Refrigeration Ltd
EP-2023-10329 | 2023-12-15 | 628 E 46TH AVENUE, Vancouver, BC V5W 2A3 | Electrical Permit | Residential | New | Issued | Installation / Repair - Residential - New construction of duplex dwelling New service, rough-in wiring, finishing. >BP: To construct a two-storey two-family dwelling, with a detached accessory building (garage) at the rear providing 2 parking spaces, having vehicular access from the lane. Note: This is a 2.5 storey building pursuant to the Zoning and Development By-Law 1. External mechanical units proposed in front & rear yard 2. Schedule B: Jason Hui, P.Eng. (778-319-3403) Structural & Geotechnical 3. HPO: 0780981 BC Ltd The entire building, to be sprinklered to 2 x NFPA 13D. ******THIS PERMIT HAS BEEN ISSUED UNDER THE REQUIREMENTS OF VBBL #12511 (2019)****** If work on this site could lead to ground disturbance (impacting soil) advise applicant to contact the Provincial Archaeology Branch at 250-953-3334 for a list of archaeological consultants, who when retained by the proponent, will apply on the proponent’s behalf for the necessary archaeological permits. In addition, please be advised that reports from an Archaeologist (Archaeological Overview Assessment (AOA) or Archaeological Impact Assessment (AIA) reports) and archaeological/heritage inspection permits from the First Nations may be necessary prior to the release of your City of Vancouver permits | CRONA MANAGEMENT INC.
PP-2023-03967 | 2023-11-10 | 628 E 46TH AVENUE, Vancouver, BC V5W 2A3 | Plumbing Permit | Residential | New | Issued | Residential - install storm sump Note: There is always a possibility of previously unknown archaeological materials to be present. In British Columbia, all archaeological sites, whether on Provincial Crown or private land (including land under water) that are known, or unknown and suspected to predate AD 1846, are automatically protected under the Provincial Heritage Conservation Act (HCA) and must not be altered in any way without the appropriate authorizations. Alteration of any archaeological site known or as-yet unidentified is a violation of the HCA. If archaeological materials are found, at any stage of ground disturbance, all work on the property must stop immediately and the Provincial Archaeological Branch, City of Vancouver and local First Nations, must be notified.” | Ajac Construction & Excavation Inc
PP-2023-04391 | 2023-12-19 | 628 E 46TH AVENUE, Vancouver, BC V5W 2A3 | Plumbing Permit | Residential | New | Issued | Residential - new dplx >BP: To construct a two-storey two-family dwelling, with a detached accessory building (garage) at the rear providing 2 parking spaces, having vehicular access from the lane. Note: This is a 2.5 storey building pursuant to the Zoning and Development By-Law 1. External mechanical units proposed in front & rear yard 2. Schedule B: Jason Hui, P.Eng. (778-319-3403) Structural & Geotechnical 3. HPO: 0780981 BC Ltd >If work on this site could lead to ground disturbance (impacting soil) advise applicant to contact the Provincial Archaeology Branch at 250-953-3334 for a list of archaeological consultants, who when retained by the proponent, will apply on the proponent’s behalf for the necessary archaeological permits. In addition, please be advised that reports from an Archaeologist (Archaeological Overview Assessment (AOA) or Archaeological Impact Assessment (AIA) reports) and archaeological/heritage inspection permits from the First Nations may be necessary prior to the release of your City of Vancouver permits. | One Stop Mechanical Ltd
EP-2024-00178 | 2024-01-18 | 3850 W 13TH AVENUE, Vancouver, BC V6R 2S8 | Electrical Permit | Residential | New | Issued | Installation / Repair - Residential - ¦ 2FD- 200A ¦ All new electrical work for a duplex house with detached garages, including 200A duplex service, underground, and equipment connections *An approved mechanical permit is required for the installation of air conditioning or heat pump unit before a final electrical inspection will be performed To construct a 2.5 storey + crawlspace duplex with a detached accessory building (garage) at the rear providing 2 parking spaces, having vehicular access from the lane on this Lot 10 site. 1. Mechanical unit proposed – Exterior component located in rear yard, Interior component located on half-storey. 2. Schedule B: (Y.K. Sharma) P.Eng (778.863.7076) Structural & Geotechnical 3. HPO: Residential Builder - True Maple Construction Ltd | Credible Electric Ltd
PP-2023-04130 | 2023-11-24 | 3850 W 13TH AVENUE, Vancouver, BC V6R 2S8 | Plumbing Permit | Residential | New | Issued | Residential - One sump out of the duplex | Jewel Mini Excavating Ltd
PP-2023-04076 | 2023-11-20 | 3850 W 13TH AVENUE, Vancouver, BC V6R 2S8 | Plumbing Permit | Residential | New | Issued | Residential - plumbing >BP: To construct a 2.5 storey + crawlspace duplex with a detached accessory building (garage) at the rear providing 2 parking spaces, having vehicular access from the lane on this Lot 10 site. 1. Mechanical unit proposed – Exterior component located in rear yard, Interior component located on half-storey. 2. Schedule B: (Y.K. Sharma) P.Eng (778.863.7076) Structural & Geotechnical 3. HPO: Residential Builder - True Maple Construction Ltd | SKY HIGH PLUMBING & HEATING LTD
EP-2023-09752 | 2023-11-09 | 901 E KENT AVENUE NORTH, Vancouver, BC | Electrical Permit | Commercial | Renovation | Issued | Installation / Repair - Commercial - - Install 54 receptacles - Install 1 GFCI receptacle - EQ1 through EQ 14 **receptacles are not included** - Install wiring for overhead door to relocated panel - Install wiring for EF-01 to relocated panel - Install wiring for Baseboard heater to relocated panel - Install wiring for EF-02 - Install wiring for EF-03 - Install wiring for 3 vacancy sensors - Install wiring for HWT to relocated panel - Install wiring to new HWT on 2nd floor - Supply and install 6 LT-01 fixtures - Relocate 5 LT-01 fixtures - Supply and install 4 LT-02 fixtures - Supply and install 15 LT-03 fixtures - Supply and install 3 LT-04A fixtures - Supply and install 3 LT-04B fixtures - Supply and install 17 LT-05 fixtures - Supply and install 13 battery packs - Supply and install 6 exit signs - Supply and install 4 FA bells - Supply and install 1 FA pull station - Supply and install 6 FA strobes - Supply and install 3 FA heat detectors - Supply and install 3 FA smoke detector - Supply and install wiring for 3 WAP - Install 400amp panel and transformer - Extend 1” communication conduits to 2nd floor - Supply and install new 100amp panel on 2nd floor - Supply and install 1 surface mount floor box on 2nd floor - Supply and install wiring to master switch on 2nd floor - Supply and install 6 motion sensors - Supply and install 1 Dyson hand dryer on 2nd floor - Coring for floor box (on 2nd floor) - Increase service: 347/600 Volts 200 amps 3 phase >BP: >BP: Interior alterations to change the use from Storage Warehouse to Printing or Publishing with ancillary office and provide first tenant improvements to this unit #151 in this existing commercial building. Scope of work: - Install interior walls, doors, millwork, electrical & plumbing fixtures | Ino-Tek Electric Ltd.
EP-2023-09596 | 2023-11-02 | 901 E KENT AVENUE NORTH, Vancouver, BC | Electrical Permit | Commercial | Tenant Improvement | Issued | Installation / Repair - Commercial - Installation of security alarm system >BP: Interior alterations to change the use from Storage Warehouse to Printing or Publishing with ancillary office and provide first tenant improvements to this unit #151 in this existing commercial building. Scope of work: - Install interior walls, doors, millwork, electrical & plumbing fixtures Ok for Field Review as per J. Zhang Letters of Assurance rec'd: - Schedule A & Schedule B Architectural - Mohammed Saeed Jhatam - 778-688-1966, saeed@urbanicityarc.com - Schedule B Mechanical & Plumbing - Avi Singh, P.Eng - 604-593-1446, engineers@zoomeng.ca - Schedule B Electrical - Gary Jatana, P.Eng - 604-593-1446, engineers@zoomeng.ca | 1408168 Ontario Inc
PP-2023-03770 | 2023-10-26 | 901 E KENT AVENUE NORTH, Vancouver, BC | Plumbing Permit | Commercial | New | Completed | Commercial - Commercial TI- Plumbing >BP: Unit #151 Interior alterations to change the use from Storage Warehouse to Printing or Publishing with ancillary office and provide first tenant improvements to this unit #151 in this existing commercial building. Scope of work: - Install interior walls, doors, millwork, electrical & plumbing fixtures | Sync Group Ltd
PP-2023-04123 | 2023-11-27 | 901 E KENT AVENUE NORTH, Vancouver, BC | Plumbing Permit | Commercial | Tenant Improvement | Completed | Commercial - SUITE #152 - Addition of sink on level 1 & addition of kitchenette on level 2 Amend: Dec 18, 2023 Address is #152-901 E Kent Avenue North | Tino Mechanical Ltd
SP-2023-02121 | 2024-01-26 | 901 E KENT AVENUE NORTH, Vancouver, BC | Sprinkler Permit | Commercial | Tenant Improvement | Completed | Commercial - Remove and relocate heads to suit new ceilings and floor layout >BP: Unit #151 Interior alterations to change the use from Storage Warehouse to Printing or Publishing with ancillary office and provide first tenant improvements to this unit #151 in this existing commercial building. Scope of work: - Install interior walls, doors, millwork, electrical & plumbing fixtures >>****This application does not include any of the following: 1. Not more than 20 sprinklers (add, relocate, or remove), 2. hydraulic calculations, 3. change in occupancy and /or hazard classification, 4. warehouse storage arrangements, 5. mobile compact storage arrangements, 6. alternative solutions, 7. changes to the sprinkler system supply piping (e.g. valves, mains, cross-mains, branch-lines, etc.), or 8. flexible sprinkler pipe. | Pacific Rim Fire Protection (2008) Ltd
PP-2023-04393 | 2023-12-19 | 620 E 46TH AVENUE, Vancouver, BC | Plumbing Permit | Residential | New | Issued | Residential - new dplx >BP: To construct a two-storey two-family dwelling, with a detached accessory building (garage) at the rear providing 2 parking spaces, having vehicular access from the lane. Note: This is a 2.5 storey building pursuant to the Zoning and Development By-Law 1. External mechanical units proposed in front & rear yard 2. Schedule B: Jason Hui, P.Eng. (778-319-3403) Structural & Geotechnical 3. HPO: 0780981 BC Ltd ***If work on this site could lead to ground disturbance (impacting soil) advise applicant to contact the Provincial Archaeology Branch at 250-953-3334 for a list of archaeological consultants, who when retained by the proponent, will apply on the proponent’s behalf for the necessary archaeological permits. In addition, please be advised that reports from an Archaeologist (Archaeological Overview Assessment (AOA) or Archaeological Impact Assessment (AIA) reports) and archaeological/heritage inspection permits from the First Nations may be necessary prior to the release of your City of Vancouver permits. | One Stop Mechanical Ltd
EP-2023-10328 | 2023-11-28 | 620 E 46TH AVENUE, Vancouver, BC | Electrical Permit | Residential | New | Issued | Installation / Repair - Residential - New construction of duplex dwelling New service, rough-in wiring, finishing. >BP: To construct a two-storey two-family dwelling, with a detached accessory building (garage) at the rear providing 2 parking spaces, having vehicular access from the lane. Note: This is a 2.5 storey building pursuant to the Zoning and Development By-Law 1. External mechanical units proposed in front & rear yard 2. Schedule B: Jason Hui, P.Eng. (778-319-3403) Structural & Geotechnical 3. HPO: 0780981 BC Ltd ******THIS PERMIT HAS BEEN ISSUED UNDER THE REQUIREMENTS OF VBBL #12511 (2019)****** If work on this site could lead to ground disturbance (impacting soil) advise applicant to contact the Provincial Archaeology Branch at 250-953-3334 for a list of archaeological consultants, who when retained by the proponent, will apply on the proponent’s behalf for the necessary archaeological permits. In addition, please be advised that reports from an Archaeologist (Archaeological Overview Assessment (AOA) or Archaeological Impact Assessment (AIA) reports) and archaeological/heritage inspection permits from the First Nations may be necessary prior to the release of your City of Vancouver permits | CRONA MANAGEMENT INC.
PP-2023-03969 | 2023-11-10 | 620 E 46TH AVENUE, Vancouver, BC | Plumbing Permit | Residential | New | Issued | Residential - install storm sump Note: There is always a possibility of previously unknown archaeological materials to be present. In British Columbia, all archaeological sites, whether on Provincial Crown or private land (including land under water) that are known, or unknown and suspected to predate AD 1846, are automatically protected under the Provincial Heritage Conservation Act (HCA) and must not be altered in any way without the appropriate authorizations. Alteration of any archaeological site known or as-yet unidentified is a violation of the HCA. If archaeological materials are found, at any stage of ground disturbance, all work on the property must stop immediately and the Provincial Archaeological Branch, City of Vancouver and local First Nations, must be notified.” | Ajac Construction & Excavation Inc
PP-2023-03966 | 2023-11-10 | 638 E 46TH AVENUE, Vancouver, BC | Plumbing Permit | Residential | New | Issued | Residential - install new storm sump Note: There is always a possibility of previously unknown archaeological materials to be present. In British Columbia, all archaeological sites, whether on Provincial Crown or private land (including land under water) that are known, or unknown and suspected to predate AD 1846, are automatically protected under the Provincial Heritage Conservation Act (HCA) and must not be altered in any way without the appropriate authorizations. Alteration of any archaeological site known or as-yet unidentified is a violation of the HCA. If archaeological materials are found, at any stage of ground disturbance, all work on the property must stop immediately and the Provincial Archaeological Branch, City of Vancouver and local First Nations, must be notified.” | Ajac Construction & Excavation Inc
EP-2023-10330 | 2023-11-28 | 638 E 46TH AVENUE, Vancouver, BC | Electrical Permit | Residential | New | Issued | Installation / Repair - Residential - New construction of duplex dwelling New service, rough-in wiring, finishing. >BP: To construct a two-storey two-family dwelling, with a detached accessory building (garage) at the rear providing 2 parking spaces, having vehicular access from the lane. Note: This is a 2.5 storey building pursuant to the Zoning and Development By-Law 1. External mechanical units proposed in front & rear yard 2. Schedule B: Jason Hui, P.Eng. (778-319-3403) Structural & Geotechnical 3. HPO: 0780981 BC Ltd ******THIS PERMIT HAS BEEN ISSUED UNDER THE REQUIREMENTS OF VBBL #12511 (2019)****** If work on this site could lead to ground disturbance (impacting soil) advise applicant to contact the Provincial Archaeology Branch at 250-953-3334 for a list of archaeological consultants, who when retained by the proponent, will apply on the proponent’s behalf for the necessary archaeological permits. In addition, please be advised that reports from an Archaeologist (Archaeological Overview Assessment (AOA) or Archaeological Impact Assessment (AIA) reports) and archaeological/heritage inspection permits from the First Nations may be necessary prior to the release of your City of Vancouver permits. | CRONA MANAGEMENT INC.
PP-2023-04392 | 2023-12-19 | 638 E 46TH AVENUE, Vancouver, BC | Plumbing Permit | Residential | New | Issued | Residential - new dplx >BP: To construct a two-storey two-family dwelling, with a detached accessory building (garage) at the rear providing 2 parking spaces, having vehicular access from the lane. Note: This is a 2.5 storey building pursuant to the Zoning and Development By-Law 1. External mechanical units proposed in front & rear yard 2. Schedule B: Jason Hui, P.Eng. (778-319-3403) Structural & Geotechnical 3. HPO: 0780981 BC Ltd Note: There is always a possibility of previously unknown archaeological materials to be present. In British Columbia, all archaeological sites, whether on Provincial Crown or private land (including land under water) that are known, or unknown and suspected to predate AD 1846, are automatically protected under the Provincial Heritage Conservation Act (HCA) and must not be altered in any way without the appropriate authorizations. Alteration of any archaeological site known or as-yet unidentified is a violation of the HCA. If archaeological materials are found, at any stage of ground disturbance, all work on the property must stop immediately and the Provincial Archaeological Branch, City of Vancouver and local First Nations, must be notified.” | One Stop Mechanical Ltd
EP-2024-00394 | 2024-01-18 | 3638 W 4TH AVENUE, Vancouver, BC | Electrical Permit | Commercial | Tenant Improvement | Completed | Installation / Repair - Commercial - Upgrade the lights in shop and add 4 outlets. >BP: Interior alterations to provide improvements for a new Retail (butcher shop) tenant at this existing Retail unit 3638 W 4th Ave on the ground floor of this mixed use building on this site. No translucent or opaque film, artwork, posters, shelving, display cases or similar elements are to be installed on or directly outside or inside of the approved glazing frontages and windows so that the interior of the premises is visible at all times from the sidewalk. Accessible washroom to comply with VBBL 3.8.3.12 Separate sign permit required for all related work. | Volt Masters Electrical Ltd
PP-2024-00054 | 2024-01-08 | 765 E 63RD AVENUE #3, Vancouver, BC V5X 2K6 | Plumbing Permit | Residential | New | Issued | Residential - Sanitary and storm sewers connections with sump. | AKAL DEMOLITION & EXCAVATING LTD
EP-2024-00091 | 2024-01-09 | 765 E 63RD AVENUE #3, Vancouver, BC V5X 2K6 | Electrical Permit | Residential | New | Issued | Installation / Repair - Residential - 200 amp main service 150 amp for house 100 amp for lwh >BP: To construct a 1 storey laneway house building ($250,000) with 1 open parking pad, providing a total of 1 parking spaces, having vehicular access from the 20' Lane. 1. Covenant not required with existing house 2. No Strata Titling permitted 3. No Heat Pump proposed. 4. Entire building to be sprinklered NFPA 13D 5. Schedule B: (Jason Hui) P.Eng (778.319.3403) Structural and Geotechnical 6. HPO: Residential Builder- Patina Developments Inc. NOTE: To achieve the required FSR. A floor space exclusion of 3% has been applied to this application as per section 11.24.18 of the district schedule, to accommodate improved building performance. ***This permit is issued under the VBBL 2019, with updated energy requirements as per bylaw # 12997 effective Jan 01, 2022.*** | H.L. ELECTRICAL LTD
NULL | NULL | 8710 BARNARD STREET, Vancouver, BC | Mechanical Permit | NULL | NULL | Draft | NULL | Airtec Energy Systems
SP-2023-02078 | 2023-11-14 | 1226 VICTORIA DRIVE #3, Vancouver, BC | Sprinkler Permit | Residential | New | Issued | Residential - LWH - #3 - New sprinkler system >DB: To construct a 2 storey laneway house building with an open parking pad, providing 1 parking space having vehicular access from the lane The entire building, INCLUDING THE ATTACHED GARAGE (if applicable), to be sprinklered to NFPA 13D. Note: This is a 1 1/2 storey building pursuant to the Zoning & Development By-law. 1. Covenant to be registered at the Land Title Office prior to sheathing inspection. Covenant CB747321 - July 26, 2023. 2. No Strata Titling permitted 3. No A/C unit proposed ***This permit is issued under the VBBL 2019, with updated energy requirements as per bylaw # 12997 effective Jan 01, 2022.*** | Haven Fire Protection Ltd
EP-2023-09218 | 2023-11-27 | 1226 VICTORIA DRIVE #3, Vancouver, BC | Electrical Permit | Residential | New | Issued | Installation / Repair - Residential - New Laneway Construction Main Duplex Service 200Amps House 100A Laneway 125A >BP: To construct a 2 storey laneway house building ($220,000) with an open parking pad, providing 1 parking space having vehicular access from the lane The entire building, INCLUDING THE ATTACHED GARAGE (if applicable), to be sprinklered to NFPA 13D. Note: This is a 1 1/2 storey building pursuant to the Zoning & Development By-law. 1. Covenant to be registered at the Land Title Office prior to sheathing inspection. Covenant CB747321 - July 26, 2023. 2. No Strata Titling permitted 3. No A/C unit proposed 4. Schedule B: Ke Jian, Ma P.Eng (604-599-8890) Structural & Geotechnical 5. BC Housing Residential Builder: Kingswood Real Estate Management Inc. Address and suite numbers assigned as per approved plans for Fire and Emergency response. The address number is to be posted to the building to be visible from the street and the suite numbers are to be posted at the suite entries in accordance with the Building By-law prior to final inspection. Combustible projections or roof soffits on an exposing building face shall not project to less than .45m from the property line and shall be in compliance with VBBL 2014 9.10.15.5.(9). ***This permit is issued under the VBBL 2019, with updated energy requirements as per bylaw # 12997 effective Jan 01, 2022.*** | Prabhjot Singh Battu
EP-2023-11351 | 2024-01-09 | 1423 E 11TH AVENUE #3, Vancouver, BC V5N 1Y6 | Electrical Permit | Residential | New | Issued | Installation / Repair - Residential - New service 200 amp main, 100 amp main house, 125 amp laneway house. New laneway house construction. >BP: To construct a 2 storey laneway house building ($233,250) with 1 open parking pad, providing a total of 1 parking spaces, having vehicular access from the 20' Lane. 1. Covenant not required with existing house 2. No Strata Titling permitted 3. No Heat Pump proposed 4. Entire building to be sprinklered 13D 5. Schedule B: (O Wegner) P.Eng (604.579.0110) Structural 6. Schedule B: (P.K.L. Fong,) P.Eng (604.837.3205 ) Geotechnical 7. HPO: Residential Builder- AR Event Solutions Inc NOTE: To achieve the required FSR. A floor space exclusion of 3% has been applied to this application as per section 11.24.18 of the district schedule, to accommodate improved building performance. ***This permit is issued under the VBBL 2019, with updated energy requirements as per bylaw # 12997 effective Jan 01, 2022.*** | O J ELECTRIC LTD
PP-2023-04412 | 2023-12-21 | 1423 E 11TH AVENUE #3, Vancouver, BC V5N 1Y6 | Plumbing Permit | Residential | New | Issued | Residential - Install one outside sump without pump >BP: To construct a 2 storey laneway house building with 1 open parking pad, providing a total of 1 parking spaces, having vehicular access from the 20' Lane. | Octiscapes Site Services Ltd
PP-2024-00082 | 2024-01-10 | 1423 E 11TH AVENUE #3, Vancouver, BC V5N 1Y6 | Plumbing Permit | Residential | New | Issued | Residential - Rough in and installation of the plumbing in the lane way house | Division Mechanical Ltd
GP-2024-00077 | 2024-01-10 | 1423 E 11TH AVENUE #3, Vancouver, BC V5N 1Y6 | Gas Permit | Residential | New | Issued | Residential - 1 BBQ box and 1 Fireplace Rough in of 1 BBQ box and gas line to the fire place installation by others >BP: To construct a 2 storey laneway house building ($233,250) with 1 open parking pad, providing a total of 1 parking spaces, having vehicular access from the 20' Lane. | Division Mechanical Ltd
MP-2024-00093 | 2024-01-23 | 1423 E 11TH AVENUE #3, Vancouver, BC V5N 1Y6 | Mechanical Permit | NULL | NULL | Issued | NULL | Division Mechanical Ltd
PP-2023-03951 | 2023-11-09 | 320 GRANVILLE STREET ##1460, Vancouver, BC V6B 0G5 | Plumbing Permit | Commercial | Tenant Improvement | Issued | Commercial - Adding two kitchens and ductwork to an office space >BP: #1460, #1470 and #1480 - 14th Floor Interior alteration to provide tenant improvements to provide new office space. Scope of Work includes: adding new walls, doors, frames, finishes and millwork. Electrical and lighting upgrades to suit new office layout. New demising wall between Suite 1460&1470 and 1480. | Enersolv Design & Build
EP-2023-11145 | 2023-12-13 | 658 LEG-IN-BOOT SQUARE #443, Vancouver, BC V5Z 4B3 | Electrical Permit | Residential | Renovation | Issued | Installation / Repair - Residential - Relocating few switches in bathroom and kitchen. Relocating few outlets in the kitchen. Wiring for 6 surface mount smoke detectors. BP: #443 interior alterations to combine the two dwelling units #442 & #443 in this existing multiple dwelling building. | Levan Electrical Services Inc
EP-2023-10046 | 2023-11-22 | 1618 STATION STREET, Vancouver, BC V6A 1B6 | Electrical Permit | Commercial | Renovation | Completed | Installation / Repair - Commercial - Replace existing dual head EV charging station with two single head units. No increase in load. All branch circuit wiring/breaker to remain as is. | Corporate Electric Limited
EP-2023-05483 | 2023-06-20 | 3649 W 1ST AVENUE, Vancouver, BC V6R 1H1 | Electrical Permit | Residential | New | Issued | Installation / Repair - Residential - Installation of security system | ADT Security Services Canada Inc
MP-2023-01955 | 2023-11-01 | 3323 ADANAC STREET, Vancouver, BC V5K 2P4 | Mechanical Permit | NULL | NULL | Completed | NULL | Ultra Mechanical Ltd
EP-2023-10230 | NULL | 3636 W 39TH AVENUE, Vancouver, BC | Electrical Permit | Commercial | NULL | Withdrawn | Annual / Operating - Walkthroughs and Maintenance | Nightingale Electric Ltd
MP-2023-01983 | 2023-11-07 | 2471 EDGAR CRESCENT, Vancouver, BC V6L 2G5 | Mechanical Permit | NULL | NULL | Issued | NULL | Advance Air Solutions Ltd
SP-2023-01972 | 2023-10-26 | 2471 EDGAR CRESCENT, Vancouver, BC V6L 2G5 | Sprinkler Permit | Residential | New | Issued | Residential - Install sprinklers in SFD >BP: To construct a 2 storey + basement one-family dwelling with a secondary suite located in the basement with a detached accessory building (garage) and open parking pad, at the rear providing 2 parking spaces, having vehicular access from the lane. Note: This is a 2.5 storey building pursuant to the Zoning and Development By-Law 1- Covenant registered at the Land Title Office under CB642561 2- External mechanical unit proposed in rear yard 3- Schedule B: Wing Ki Leung, P.Eng (604.543.8044) Structural & Geotechnical 4- HPO: Bill's Developments Ltd. | Gold Key Fire Protection Ltd
GP-2023-03358 | NULL | 4498 DUNBAR STREET, Vancouver, BC | Gas Permit | Commercial | New | Application Incomplete | Commercial - Instantaneous water heater installation | AVATAR PLUMBING AND HEATING LTD
PP-2023-03892 | 2023-11-08 | 4498 DUNBAR STREET, Vancouver, BC | Plumbing Permit | Commercial | New | Issued | Commercial - New plumbing for cafe, connections for appliances and fixture installation for bathroom and kitchen >BP: First TI - Change of Major Occupancy for Small Suite from Retail - shell (Group E) to Restaurant (Group A2) and provide First Tenant Improvement for new tenant, Prado, on the ground floor of this 5-storey mixed used building. Scope includes interior fit-out with new accessible washroom, storage area and staff area. | AVATAR PLUMBING AND HEATING LTD
EP-2023-10226 | 2023-11-14 | 901 E KENT AVENUE NORTH #108, Vancouver, BC | Electrical Permit | Commercial | Renovation | Completed | Installation / Repair - Commercial - #108 Add lighting to office/mezzanine upper floor. Add some receptacles for equipment in warehouse area | Advanco Electric Ltd
EP-2023-10657 | 2023-11-28 | 901 E KENT AVENUE NORTH #108, Vancouver, BC | Electrical Permit | Commercial | Addition | Completed | Installation / Repair - Commercial - low voltage for alarm and access control - rough wire and completion | Casbal Services Ltd
PP-2023-04191 | 2023-11-29 | 901 E KENT AVENUE NORTH #111, Vancouver, BC | Plumbing Permit | Commercial | Tenant Improvement | Completed | Commercial - SUITE #111 - Add kitchen sink and hot water tank >BP: #111 Interior alterations to provide first tenant improvements to this existing storage warehouse and General Office in this existing building (Bldg 1) on this site Scope of work: - Install interior walls, millwork, equipment, lighting & sprinkler work. | Hermco Mechanical Ltd
SP-2023-02277 | 2023-12-19 | 901 E KENT AVENUE NORTH #111, Vancouver, BC | Sprinkler Permit | Commercial | Tenant Improvement | Completed | Commercial - New heads and relocate heads in building >BP: #111 Interior alterations to provide first tenant improvements to this existing storage warehouse and General Office in this existing building (Bldg 1) on this site Scope of work: - Install interior walls, millwork, equipment, lighting & sprinkler work. *****This application does not include any of the following: 1. Not more than 20 sprinklers (add, relocate, or remove), 2. hydraulic calculations, 3. change in occupancy and /or hazard classification, 4. warehouse storage arrangements, 5. mobile compact storage arrangements, 6. alternative solutions, 7. changes to the sprinkler system supply piping (e.g. valves, mains, cross-mains, branch-lines, etc.), or 8. flexible sprinkler pipe. | Pacific Rim Fire Protection (2008) Ltd
PP-2023-04008 | 2023-12-06 | 4480 DUNBAR STREET, Vancouver, BC | Plumbing Permit | Commercial | Tenant Improvement | Issued | Commercial - rough in and installation of (2) pcs of washroom and (1) kitchenette >BP: 4480 Dunbar St Exterior and interior alterations and a change of use from Retail (shell) to Financial Institution at unit 4480 Dunbar St on the ground floor of this mixed-use building on this site. | LPI Mechanical (West) Inc
EP-2023-10332 | 2023-11-16 | 4480 DUNBAR STREET, Vancouver, BC | Electrical Permit | Commercial | Addition | Issued | Installation / Repair - Commercial - Installation of security alarm and CCTV systems >BP: Exterior and interior alterations and a change of use from Retail (shell) to Financial Institution at unit 4480 Dunbar St on the ground floor of this mixed-use building on this site. OK for DB per D. Cha OK for Field Review per W. Wong June 29, 2023 Letters of assurance submited: - Sch A/B (Arch): Paul Andrew Stevens, AIBC, 778.372.1111 - Sch B (Mech, Plumbing): Collin Vaness, P. Eng., 604.687.1821 - Sch B (electrical): Seyyedehsara Hosseinimighan, P.Eng, 604.687.1821 | Chubb Fire & Security Canada Corp
EP-2023-10725 | 2023-11-29 | 4402 DUNBAR STREET, Vancouver, BC | Electrical Permit | Commercial | Tenant Improvement | Completed | Installation / Repair - Commercial - Extra Low Voltage & completion - Installation of upgraded Security Alarm System and CCTV System | Tyco Integrated Fire & Security Canada Inc/Tyco Feu Et Securite Integres Canada Inc
EP-2023-10761 | 2023-11-30 | 4402 DUNBAR STREET, Vancouver, BC | Electrical Permit | Commercial | Addition | Completed | Installation / Repair - Commercial - Data communications system installation- cable and devices only. | Plan Group Inc
EP-2023-10581 | 2023-12-05 | 901 E KENT AVENUE NORTH #111, Vancouver, BC | Electrical Permit | Commercial | Renovation | Completed | Installation / Repair - Commercial - -Adding electrical power, lighting, and data -We do not have the fire alarm scope for this project. The electrician doing the Fire Alarm is INT Electrical Ltd -Using the existing Panel and Transformer. None of the distribution equipment is changing from base building >Permit Amendment Jan 22, 2024 -Work Description + Installation Details: Amended ¦ -"We are doing fire alarm scope which includes adding 2 devices" -Document Review: Rejected ¦ -Document(s) uploaded to "Application Documents" tab for Electrical Inspector review. Electrical contractor to request an electrical inspection online for the District Electrical Inspector to review document(s): https://plposweb.vancouver.ca/Public/Login.aspx ¦ Include "Document review only" in the requestor comments >BP: #111 Interior alterations to provide first tenant improvements to this existing storage warehouse with ancillary office in this existing building (Bldg 1) on this site Scope of work: - Install interior walls, millwork, equipment, lighting & sprinkler work. Ok for Field Review per J. Zhang, Oct 30th, 2023 Schedule A & Schedule B Architectural - bill Uhrich, MAIBC - 604-377-6247, bill@tblarch.ca | Arcwest Electric Ltd
EP-2023-10260 | 2023-12-21 | 951 E KENT AVENUE NORTH #158, Vancouver, BC | Electrical Permit | Commercial | Renovation | Completed | Installation / Repair - Commercial - #158 Add breakers' branch wiring (convivence and dedicated receptacles), Supply and install lights & lighting controls, Exit/EM, Supply and install (1) co alarm, add cat 6 data drops, Supply and install disconnect switches, electrical connections to mechanical equipment. >BP: Exterior and interior alterations to provide first TI this existing storage warehouse with ancillary office in this unit #158 (SL20) (building 2). | Leading Edge Electric Inc
SP-2023-02275 | 2024-02-01 | 951 E KENT AVENUE NORTH #158, Vancouver, BC | Sprinkler Permit | Commercial | Tenant Improvement | Completed | Commercial - To add heads and relocate heads >BP: Exterior and interior alterations to change the use from Storage Warehouse and General office to Wholesaling Class A with ancillary office and provide first TI in this unit #158 (SL20) (building 2). This building is sprinklered per NFPA 13. >****This application does not include any of the following: 1. Not more than 20 sprinklers (add, relocate, or remove), 2. hydraulic calculations, 3. change in occupancy and /or hazard classification, 4. warehouse storage arrangements, 5. mobile compact storage arrangements, 6. alternative solutions, 7. changes to the sprinkler system supply piping (e.g. valves, mains, cross-mains, branch-lines, etc.), or 8. flexible sprinkler pipe. | Pacific Rim Fire Protection (2008) Ltd
PP-2023-04408 | 2023-12-22 | 951 E KENT AVENUE NORTH #158, Vancouver, BC | Plumbing Permit | Commercial | Tenant Improvement | Completed | Commercial - -New bathroom installation add on -New kitchen sink add on >BP: Exterior and interior alterations to change the use from Storage Warehouse and General office to Wholesaling Class A with ancillary office and provide first TI in this unit #158 (SL20) (building 2). This building is sprinklered per NFPA 13. | Elevate Mechanical Group Ltd
SP-2023-02276 | 2023-12-19 | 951 E KENT AVENUE NORTH #152, Vancouver, BC | Sprinkler Permit | Commercial | Tenant Improvement | Completed | Commercial - Install 2 heads and relocate 1 >BP: Interior alterations to provide first tenant improvements to this existing storage warehouse and general office (#152) in this existing building (Bldg 2 - 951 E Kent Ave N) on this site. Scope of work includes interior walls, millwork, shelving, lighting, plumbing, and finishes. This building is sprinklered. A separate sprinkler permit is required for all related work *****This application does not include any of the following: 1. Not more than 20 sprinklers (add, relocate, or remove), 2. hydraulic calculations, 3. change in occupancy and /or hazard classification, 4. warehouse storage arrangements, 5. mobile compact storage arrangements, 6. alternative solutions, 7. changes to the sprinkler system supply piping (e.g. valves, mains, cross-mains, branch-lines, etc.), or 8. flexible sprinkler pipe. | Pacific Rim Fire Protection (2008) Ltd
EP-2023-10546 | 2023-12-01 | 951 E KENT AVENUE NORTH #152, Vancouver, BC | Electrical Permit | Commercial | Renovation | Completed | Installation / Repair - Commercial - Branch Wiring ( Dedicated & Convenience Receptacles),Lighting, Controls, Exit/EM, Electrical connections to mechanical equipment, Add data cat 6 >BP: Interior alterations to provide first tenant improvements to this existing storage warehouse with ancillary office (#152) in this existing building (Bldg 2 - 951 E Kent Ave N) on this site. Scope of work includes interior walls, millwork, shelving, lighting, plumbing, and finishes. Ok for Field Review as per Jamie Z. - Oct 31, 2023 Schedule A: Danny Ka Wai Wong, 604.773.2068 Schedule B Architectural: Danny Ka Wai Wong, 604.773.2068 Schedule B Electrical: Jonas Liang, P. Eng, 604.861.9789 Schedule B Mechanical: Peter Kup, P. Eng, 778.788.4925 This building is sprinklered. A separate sprinkler permit is required for all related work No translucent or opaque film, artwork, posters, shelving, display cases or similar elements are to be installed on or directly outside or inside of the approved glazing frontages and windows so that the interior of the premises is visible at all times from the sidewalk | Leading Edge Electric Inc
PP-2023-04338 | 2023-12-18 | 951 E KENT AVENUE NORTH #159, Vancouver, BC | Plumbing Permit | Commercial | Tenant Improvement | Completed | Commercial - Supply & Install in Unit #159 -Mop Sink -Hose bibb -Hand Sink >BP: Interior alterations to change the use from Storage Warehouse and General office to Wholesaling Class A with ancillary office and provide first tenant improvements to this existing storage warehouse and General Office (#159) in this existing building (Bldg 2 - 951 E Kent Ave N) on this site. | Elevate Mechanical Group Ltd
SP-2023-02327 | 2024-01-26 | 951 E KENT AVENUE NORTH #159, Vancouver, BC | Sprinkler Permit | Commercial | Tenant Improvement | Completed | Commercial - Adding/Relocating heads >BP: Interior alterations to change the use from Storage Warehouse and General office to Wholesaling Class A with ancillary office and provide first tenant improvements to this existing storage warehouse and General Office (#159) in this existing building (Bldg 2 - 951 E Kent Ave N) on this site. > ****This application does not include any of the following: 1. Not more than 20 sprinklers (add, relocate, or remove), 2. hydraulic calculations, 3. change in occupancy and /or hazard classification, 4. warehouse storage arrangements, 5. mobile compact storage arrangements, 6. alternative solutions, 7. changes to the sprinkler system supply piping (e.g. valves, mains, cross-mains, branch-lines, etc.), or 8. flexible sprinkler pipe. | Pacific Rim Fire Protection (2008) Ltd
EP-2023-10027 | 2023-12-13 | 951 E KENT AVENUE NORTH #159, Vancouver, BC | Electrical Permit | Commercial | Renovation | Issued | Installation / Repair - Commercial - Add breakers' branch wiring (convivence and dedicated receptacles), Supply and install lights & lighting controls, Exit/EM, Supply and install (1) co alarm, add cat 6 data drops, Supply and install disconnect switches, electrical connections to mechanical equipment >BP: Interior alterations to provide first tenant improvements to this existing storage warehouse with ancillary office (#159) in this existing building (Bldg 2 - 951 E Kent Ave N) on this site. | Leading Edge Electric Inc
SP-2024-00051 | 2024-01-17 | 367 E 33RD AVENUE, Vancouver, BC | Sprinkler Permit | Residential | New | Issued | Residential - INFILL - 2FD - New sprinkler system common backflow preventor , Paid under 365 E 33rd >DB: To construct an infill two-family dwelling. This permit is for Building 2. Note: 1.0. Application is reviewed under VBBL 2019. 2.0. Building is sprinklered to NFPA 13D. | Haven Fire Protection Ltd
SP-2024-00052 | 2024-01-17 | 369 E 33RD AVENUE, Vancouver, BC | Sprinkler Permit | Residential | New | Issued | Residential - INFILL - 2FD - New sprinkler system common backflow preventor , Paid under 365 E 33rd >BP: To construct an infill two-family dwelling (Building 3). Note: 1.0. Application is reviewed under VBBL 2019. 2.0. Building is sprinklered to NFPA 13R. | Haven Fire Protection Ltd
SP-2024-00055 | 2024-01-18 | 371 E 33RD AVENUE, Vancouver, BC V5V 2Z8 | Sprinkler Permit | Residential | New | Issued | Residential - INFILL - 2FD - BLDG #3 - 371 E 33RD AV - #1 371 E 33RD AV - #2 New sprinkler system, common backflow preventor, Paid under 375 E 33rd >BP: To construct an infill two-family dwelling (Building 3). Building 1: BP-2023-03178 - 375 E 33rd Avenue Building 2: BP-2023-03179 - 373 E 33rd Avenue Building 3: BP-2023-03180 - 371 E 33rd Avenue | Haven Fire Protection Ltd
PP-2024-00157 | 2024-01-24 | 371 E 33RD AVENUE, Vancouver, BC V5V 2Z8 | Plumbing Permit | Residential | New | Issued | Residential - INFILL - 2FD - BLDG #3 - NORTH - 371 E 33RD AV - #5 371 E 33RD AV - #6 Installation of plumbing fixtures >BP: To construct an infill two-family dwelling (Building 3). Building 1: BP-2023-03178 - 375 Building 2: BP-2023-03179 - 373 Building 3: BP-2023-03180 - 371 Notes: 1.0. This application is reviewed under VBBL2019. 2.0. Building 3 is sprinklered to NFPA 13R. | Century Twenty One Gas & Heating Co. Ltd
SP-2024-00054 | 2024-01-18 | 373 E 33RD AVENUE, Vancouver, BC V5V 2Z8 | Sprinkler Permit | Residential | New | Issued | Residential - INFILL - 2FD - BLDG #2 - 373 E 33RD AV - #1 373 E 33RD AV - #2 New sprinkler system, common backflow preventor , Paid under 375 E 33rd >BP: To construct an infill building containing two dwelling units. This permit is for building 2. Building 1: BP-2023-03178 - 375 E 33rd Avenue Building 2: BP-2023-03179 - 373 E 33rd Avenue Building 3: BP-2023-03180 - 371 E 33rd Avenue | Haven Fire Protection Ltd
EP-2023-11204 | 2023-12-15 | 3625 KINGSWAY, Vancouver, BC V5R 5M1 | Electrical Permit | Commercial | New | Issued | Temporary Power - Commercial - To provide temporary power. | Hallmark Electrical Contractors (2016) Ltd
EP-2023-10467 | 2023-11-23 | 3241 CLIVE AVENUE, Vancouver, BC | Electrical Permit | Commercial | New | Issued | Installation / Repair - Commercial - LOW VOLTAGE WIRING FOR HVAC CONTROLS >BP: To construct a 3 storey building ( Building 2) located at south-west corner of this site, containing 2 townhomes. Building 2 is part of larger development. For full descripting of the proposed development on this site, refer to BP-2021-02279. | Modern Systems Management Ltd
EP-2024-00366 | 2024-01-24 | 5993 FLEMING STREET #3, Vancouver, BC V5P 3G5 | Electrical Permit | Residential | New | Issued | Installation / Repair - Residential - Laneway house to be built with new electrical wiring and new electrical service with a duplex 200 amp meter base. First meter to be supply power to laneway house, Second meter supplying power to main house. >BP: To construct a 2 storey laneway house building ($350,000) with 1 open parking pad, having vehicular access from the 20' Lane. Note: The entire building to be sprinklered to NFPA 13D Note: This is a 2 storey building pursuant to the Zoning & Development By-law. 1. 1. Covenant not required with existing house 2. 2. No Strata Titling permitted 3. 3. Mechanical unit proposed – Exterior component located in Rear, Interior component located in Second Floor 4. 4. Schedule B: (K.T.C. Nguyen) P.Eng (604.326.2701) Structural 5. 5. Schedule B: (P.K.F. Young) P.Eng (604.841.7748) Geotechnical 6. 6. HPO: Residential Builder- (Tyko Development Ltd.) | Skyview Electrical Ltd
EP-2023-08388 | 2023-09-15 | 3858 W 13TH AVENUE, Vancouver, BC V6R 2S8 | Electrical Permit | Residential | New | Issued | Temporary Power - Residential - To provide temporary power. | Credible Electric Ltd
MP-2024-00081 | 2024-01-17 | 1921 E 2ND AVENUE, Vancouver, BC | Mechanical Permit | NULL | NULL | Completed | NULL | FAST ROUTE PLUMBING & REFRIGERATION MECHANICAL LTD
EP-2023-10510 | 2023-12-21 | 1587 W 4TH AVENUE, Vancouver, BC | Electrical Permit | Commercial | Tenant Improvement | Issued | Installation / Repair - Commercial - Upsizing feeder to suite from 60A to 100A. | Norben Electric (2016) Ltd
EP-2024-00568 | NULL | 2189 W 4TH AVENUE, Vancouver, BC | Electrical Permit | Commercial | Renovation | Withdrawn | Installation / Repair - Commercial - Base building fix ups. Basic lighting and plugs | Ward Electric Ltd
SP-2024-00082 | NULL | 234 W 3RD AVENUE, Vancouver, BC V5Y 1G1 | Sprinkler Permit | Commercial | Tenant Improvement | Applicant Revisions | Commercial - SUITES #215 & 220 - Tenant improvement for two new base building commercial units. >BP: #215 and #220 - 234 W 3rd Ave to be combined retaining #215 Interior alterations to combine units #215 and #220, retaining #215, and to provide first tenant improvements in this existing Wholesale-Class B (group F2) unit on the 2nd floor of this new commercial/industrial building on this lot. Scope of work includes the removal of a demising wall, interior partition walls, Electrical, Plumbing, mechanical Rough-ins, Sprinklers, Finishes, and Millwork. | Martex Sprinkler Installations Ltd
PP-2024-00196 | 2024-01-29 | 234 W 3RD AVENUE, Vancouver, BC V5Y 1G1 | Plumbing Permit | Commercial | Tenant Improvement | Issued | Commercial - Tenant improvement - office space including kitchen | PR Mechanical LTD.
EP-2024-00809 | NULL | 234 W 3RD AVENUE, Vancouver, BC V5Y 1G1 | Electrical Permit | Commercial | Addition | Application Incomplete | Installation / Repair - Commercial - Low Voltage A/V and Data NO MAG LOCKS >BP: Interior alterations for first tenant improvement of this office shell on the 4th floor (#400) in this existing mixed use building on the site. Scope of work: Complete tenant fit-out from this shell space to new office. Construct partition walls to create multiple rooms, new doors, new millwork, glazing, electrical, plumbing and sprinkler work. Letters of Assurance submitted: Schedule A and Architectural Schedule B by Ken Wong, Architect, AIBC., 604.899.4549 Electrical Schedule B by Cameron Ballard, P. Eng., 604.347.9722 Plumbing/Mechanical Schedule B by Eric Cresswell, P. Eng., 604.684.5995 Building Sprinklered – Separate sprinkler permit required for proposed sprinkler work. Energy checklist is currently no longer required with your Building Permit (BP) application. Some supporting documents are still required at BP stage, specifically Envelope and HVAC, if applicable. Service Water Heating and Lighting supporting documents, if applicable, must be submitted with your related trades permits (e.g. electrical and plumbing). | Paladin Technologies Inc
SP-2024-00061 | NULL | 234 W 3RD AVENUE, Vancouver, BC V5Y 1G1 | Sprinkler Permit | Commercial | Tenant Improvement | Applicant Revisions | Commercial - LEVEL #4 - ENTIRE 4TH FLOOR - Tenant improvement for Earls Restaurant in a newly constructed commercial building. >BP: #400 - Entire 4th Floor (HOLD UNTIL BASE BLDG COMPLETED AND OC ISSUED OR CP3 letter) Interior alterations for first tenant improvement of this office shell on the 4th floor (#400) in this existing mixed use building on the site. Scope of work: Complete tenant fit-out from this shell space to new office. Construct partition walls to create multiple rooms, new doors, new millwork, glazing, electrical, plumbing and sprinkler work. | Martex Sprinkler Installations Ltd
NULL | NULL | 5808 LANARK STREET, Vancouver, BC V5P 2Y5 | Mechanical Permit | NULL | NULL | Withdrawn | NULL | NULL
PP-2024-00149 | 2024-01-24 | 5808 LANARK STREET, Vancouver, BC V5P 2Y5 | Plumbing Permit | Residential | New | Issued | Residential - Plumbing Rough in and Finishing | PROCASA DEVELOPMENTS LTD.
MP-2024-00107 | 2024-01-24 | 5808 LANARK STREET, Vancouver, BC V5P 2Y5 | Mechanical Permit | NULL | NULL | Issued | NULL | PROCASA DEVELOPMENTS LTD.
NULL | NULL | 5808 LANARK STREET, Vancouver, BC V5P 2Y5 | Mechanical Permit | NULL | NULL | Withdrawn | NULL | PROCASA DEVELOPMENTS LTD.
MP-2024-00061 | 2024-01-16 | 3133 E 19TH AVENUE, Vancouver, BC V5M 2T2 | Mechanical Permit | NULL | NULL | Completed | NULL | Ultimate Choice Air Conditioning & Renovations Ltd
MP-2024-00060 | 2024-01-13 | 3129 E 19TH AVENUE, Vancouver, BC V5M 2T2 | Mechanical Permit | NULL | NULL | Completed | NULL | Ultimate Choice Air Conditioning & Renovations Ltd