## trade_permits_2024-02-07
permit_number | permit_issue_datetime | permit_address | permit_type | permit_sub_type | permit_type_of_work | permit_status | work_description | business_name
EP-2022-03939 | 2022-05-12 | NULL | Electrical Permit | Commercial | New | Completed | Installation / Repair - Commercial - Installation of 600volt 600 amp Film Kiosk 3.. ** Amend 06/15/2022** Correct address from Lane behind 425 W 6th Ave to West of Abbott and pacific Amendment Change main Switch from 600a to 200a 2022-10-31 | City of Vancouver
EP-2021-07530 | 2022-02-01 | NULL | Electrical Permit | Commercial | New | Cancelled | Installation / Repair - Commercial - Install (4x)750 W Broadway - BC107440 1285 W Broadway - BC107441 990 W 12th Avenue - BC107444 2880 Oak Street Install (4x) 15 amp 120 volt pole services for Telus Microcell BC107440 and BC107441, BC107444, and BC107445 -Outside power poles (x4) near 750 W Broadway - BC107440 1285 W Broadway - BC107441 990 W 12th Avenue - BC107444 2880 Oak Street - BC107445 | CENTRAL ISLAND COMMUNICATIONS LTD
EP-2021-09307 | 2022-01-12 | NULL | Electrical Permit | Commercial | NULL | Expired | Movie Set / Filming - To allow for Movie Set/Filming Applicant shall provide completed Contractor Declaration form, and dates of filming and associated location(s) to csinspection.clerks@vancouver.ca prior to the commencement of filming. Visit vancouver.ca/inspections for more details. | Production Town Inc
NULL | NULL | NULL | Gas Permit | Residential | Tenant Improvement | Draft | Residential - replace furnace re entry | NULL
NULL | NULL | NULL | Gas Permit | Residential | Tenant Improvement | Draft | Residential - Replace the furnace | NULL
NULL | NULL | NULL | Electrical Permit | Commercial | NULL | Draft | Annual / Operating | NULL
NULL | NULL | NULL | Electrical Permit | NULL | NULL | Draft | NULL | NULL
NULL | NULL | NULL | Plumbing Permit | NULL | Renovation | Draft | - adding fixtures | NULL
NULL | NULL | NULL | Electrical Permit | Commercial | NULL | Draft | Annual / Operating | NULL
NULL | NULL | NULL | Electrical Permit | Residential | Addition | Draft | Installation / Repair - Residential - Electrical service upgrade from 100 amps to 200 amps. | NULL
NULL | NULL | NULL | Plumbing Permit | NULL | NULL | Draft | NULL | NULL
NULL | NULL | NULL | Gas Permit | NULL | NULL | Draft | NULL | A & J GAS SERVICES LTD
NULL | NULL | NULL | Gas Permit | Residential | Renovation - Dwelling Unit(s) only | Draft | Residential - Replacing furnace Remove hot water tank and install tankless water heater Installing new gas range for secondary suit | Everdream Pro Design & Construction Inc
NULL | NULL | NULL | Gas Permit | NULL | NULL | Draft | NULL | NULL
NULL | NULL | NULL | Gas Permit | NULL | NULL | Draft | NULL | NULL
NULL | NULL | NULL | Gas Permit | NULL | NULL | Withdrawn | NULL | NULL
NULL | NULL | NULL | Electrical Permit | NULL | NULL | Draft | NULL | NULL
NULL | NULL | NULL | Electrical Permit | NULL | NULL | Draft | NULL | NULL
NULL | NULL | NULL | Electrical Permit | Commercial | Renovation | Draft | Installation / Repair - Commercial - ADDING SOME OUTLETS,LIGHTS AND NEW WIRING FOR EXISTING PLUGS AND SWITCHES | NULL
NULL | NULL | NULL | Gas Permit | NULL | Renovation | Withdrawn | - ffdafaf | NULL
NULL | NULL | NULL | Electrical Permit | NULL | NULL | Draft | NULL | NULL
NULL | NULL | NULL | Gas Permit | Residential | Addition | Withdrawn | Residential - s | NULL
NULL | NULL | NULL | Electrical Permit | NULL | NULL | Withdrawn | NULL | NULL
NULL | NULL | NULL | Electrical Permit | NULL | NULL | Draft | Installation / Repair - | NULL
NULL | NULL | NULL | Gas Permit | NULL | NULL | Draft | NULL | NULL
NULL | NULL | NULL | Gas Permit | Residential | Tenant Improvement | Draft | Residential - Replace fur and Gas water heater tank | Shirzad Akhgarian O/A Highgate Plumbing, Gas & Heating
NULL | NULL | NULL | Gas Permit | Residential | Tenant Improvement | Draft | Residential - It replaces the furnace and water heater tank | NULL
NULL | NULL | NULL | Gas Permit | NULL | NULL | Draft | NULL | Pro Ace Heating & Air Conditioning Services Ltd
NULL | NULL | NULL | Plumbing Permit | Commercial | Tenant Improvement | Draft | Commercial - Adding of two kitchen sinks and two eyewashes - Level 10000 | NULL
NULL | NULL | NULL | Electrical Permit | Commercial | NULL | Withdrawn | Annual / Operating | NULL
NULL | NULL | NULL | Sprinkler Permit | Commercial | New | Draft | Commercial - Construction of new retail and office podium at the Oakridge site. | Tyco Integrated Fire & Security Canada Inc/Tyco Feu Et Securite Integres Canada Inc
NULL | NULL | NULL | Gas Permit | NULL | NULL | Withdrawn | NULL | NULL
NULL | NULL | NULL | Electrical Permit | NULL | NULL | Withdrawn | NULL | NULL
NULL | NULL | NULL | Electrical Permit | NULL | NULL | Withdrawn | NULL | NULL
NULL | NULL | NULL | Electrical Permit | Commercial | NULL | Draft | Annual / Operating - electrical | NULL
NULL | NULL | NULL | Plumbing Permit | NULL | NULL | Draft | NULL | NULL
NULL | NULL | NULL | Plumbing Permit | Commercial | Tenant Improvement | Draft | Commercial - Adding 3 sinks and drainage to the main floor space for a hair salon | NULL
NULL | NULL | NULL | Gas Permit | Residential | Renovation | Draft | Residential - Furnace upgrade | NULL
NULL | NULL | NULL | Electrical Permit | NULL | NULL | Withdrawn | NULL | NULL
NULL | NULL | NULL | Electrical Permit | NULL | NULL | Withdrawn | NULL | NULL
NULL | NULL | NULL | Plumbing Permit | NULL | NULL | Withdrawn | NULL | NULL
NULL | NULL | NULL | Electrical Permit | NULL | NULL | Withdrawn | NULL | NULL
NULL | NULL | NULL | Gas Permit | Residential | Tenant Improvement | Draft | Residential - Replace the furnace and water heater tank | NULL
NULL | NULL | NULL | Gas Permit | Residential | Tenant Improvement | Draft | Residential - Replace furnace and water heater tank | NULL
NULL | NULL | NULL | Electrical Permit | NULL | NULL | Draft | NULL | NULL
NULL | NULL | NULL | Gas Permit | Residential | Tenant Improvement | Draft | Residential - Furnace replacement | NULL
NULL | NULL | NULL | Electrical Permit | NULL | NULL | Withdrawn | NULL | NULL
NULL | NULL | NULL | Electrical Permit | NULL | NULL | Withdrawn | NULL | NULL
NULL | NULL | NULL | Electrical Permit | Residential | Renovation | Withdrawn | Installation / Repair - Residential - Installing Pot Lights, dedicated 15 Amps receptacles. | NULL
NULL | NULL | NULL | Electrical Permit | NULL | NULL | Draft | NULL | NULL
NULL | NULL | NULL | Gas Permit | NULL | NULL | Draft | NULL | NULL
NULL | NULL | NULL | Gas Permit | NULL | NULL | Draft | NULL | NULL
NULL | NULL | NULL | Electrical Permit | Commercial | NULL | Withdrawn | Annual / Operating - ***Annual Operating Permit*** Valid from: December 18, 2020 to: December 17, 2021 Renewal of EP-2019-11018 Ongoing electrical maintenance, repairs, lighting & equipment relocation & additions | Kybe Electrical Contracting Ltd
NULL | NULL | NULL | Electrical Permit | NULL | NULL | Draft | NULL | NULL
NULL | NULL | NULL | Gas Permit | Residential | Renovation | Draft | Residential - Removed existing Hot Water Tank and Boiler . Install the new NAVIEN NCB 250/150H | NULL
NULL | NULL | NULL | Electrical Permit | Commercial | Renovation - Dwelling Unit(s) only | Draft | Installation / Repair - Commercial | Nelcan Electric Ltd
NULL | NULL | NULL | Gas Permit | Residential | New | Draft | Residential - Gas fireplace installation | NULL
EP-2022-00038 | NULL | NULL | Electrical Permit | Commercial | Tenant Improvement | Withdrawn | Installation / Repair - Commercial - Relocate base building Fire Alarm devices to accommodate tenant improvement | Ozz Electric BC Inc
NULL | NULL | NULL | Electrical Permit | Commercial | Tenant Improvement | Draft | Installation / Repair - Commercial - Relocate base building Fire Alarm devices to accommodate tenant improvement | Ozz Electric BC Inc
NULL | NULL | NULL | Electrical Permit | Commercial | Renovation | Draft | Installation / Repair - Commercial - Repair/replace light fixtures | NULL
NULL | NULL | NULL | Gas Permit | NULL | NULL | Draft | NULL | NULL
NULL | NULL | NULL | Electrical Permit | Commercial | NULL | Withdrawn | Annual / Operating - Installing a Nu Heat mat in the Master bathroom | WESTPEAK ELECTRICAL LTD
NULL | NULL | NULL | Electrical Permit | Commercial | Renovation | Withdrawn | Installation / Repair - Commercial - New 480V distribution for test equipment. | NULL
NULL | NULL | NULL | Electrical Permit | NULL | NULL | Draft | NULL | NULL
NULL | NULL | NULL | Gas Permit | NULL | NULL | Withdrawn | NULL | Campbell Care Plumbing, Heating & Air Ltd.
NULL | NULL | NULL | Gas Permit | NULL | NULL | Draft | NULL | Ultra Mechanical Ltd
NULL | NULL | NULL | Gas Permit | Residential | Renovation | Draft | Residential - Remove existing Hot water tank and Boiler Install New Navien Combi NCB 250/150H | Tuyet Minh Huynh
NULL | NULL | NULL | Gas Permit | Residential | Tenant Improvement | Draft | Residential - Furnace replacement | NULL
NULL | NULL | NULL | Gas Permit | Residential | Tenant Improvement | Draft | Residential - Furnace replacement | NULL
NULL | NULL | NULL | Gas Permit | Residential | Tenant Improvement | Draft | Residential | NULL
NULL | NULL | NULL | Gas Permit | NULL | NULL | Draft | NULL | NULL
NULL | NULL | NULL | Electrical Permit | NULL | NULL | Draft | NULL | NULL
NULL | NULL | NULL | Electrical Permit | Commercial | Renovation | Draft | Installation / Repair - Commercial - Exchange sign with existed sign power. SI:-2021-00357 Minor Renovation Interior and exterior alteration and change of use of the existing office unit to restaurant (low occupant load "D" Major Occupancy Classification) in this existing 2-storey building for a new tenant. | Songmin Jo
NULL | NULL | NULL | Electrical Permit | NULL | NULL | Draft | NULL | NULL
NULL | NULL | NULL | Electrical Permit | Commercial | NULL | Draft | Annual / Operating | NULL
NULL | NULL | NULL | Gas Permit | NULL | NULL | Draft | NULL | NULL
NULL | NULL | NULL | Gas Permit | Residential | Renovation | Withdrawn | Residential - Re&Re hot water tankless | Milani Plumbing Heating & Air Conditioning Ltd
NULL | NULL | NULL | Electrical Permit | NULL | NULL | Draft | NULL | NULL
NULL | NULL | NULL | Sprinkler Permit | Commercial | Addition | Draft | Commercial - 4128 Cartier St. (Building 1) - For all sprinkler work to the 2019 VBBL; NFPA 13R 2013 to allow for the alterations and conversion of this existing two-storey with basement, character One-Family Dwelling to a 3-unit Multiple Conversion Dwelling. ***F4 Upgrade*** Site Description - To alter and convert this existing two-storey with basement, character One-Family Dwelling to a 3-unit Multiple Conversion Dwelling (and to construct a new two-storey with basement, one-family infill dwelling with an attached 2-car garage and one surface parking space having a total of 3 parking spaces at the rear of the site having vehicular access from lane - under separate permit) Related Permits: 1. BP-2020-02867 / SP-2021-00438 - 4128 Cartier St. (Building 1) 2. BP-2020-02869 / SP-2021-00437 - 4138 Cartier St. (Building 2) This application does not include any of the following: • Flexible sprinkler pipe. • Alternative solutions. Notes: 1. Permit reviewed during COVID-19 pandemic. 2. Sprinkler Engineer of Record Mr. Fred Lee, P.Eng. of FKL Engineering Consultants Ltd. T: 604-618-0438. E: fred@leemail.ca 3. One set of approved drawings and permit to be available for viewing at the jobsite. 4. See related permit SP-2021-00437 - 4138 Cartier St. (Building 2) for accepted documents, terms and conditions, and correspondence. 5. ***Fire Department Connection (FDC) to be visible from the street and easily accessible by the fire department. FDC shall not be obstructed by fencing, landscaping, and/or building elements.*** | Mainland Fire Protection Ltd
NULL | NULL | NULL | Electrical Permit | NULL | NULL | Draft | NULL | NULL
NULL | NULL | NULL | Electrical Permit | Commercial | Renovation | Draft | Installation / Repair - Commercial - Upgrade of main electrical service/panel to 200A. New service conduit and point of attachment. | NULL
NULL | NULL | NULL | Electrical Permit | Residential | Renovation | Draft | Installation / Repair - Residential - Upgrade main electrical service/panel to 200A. New service entrance, point of attachment. | NULL
NULL | NULL | NULL | Gas Permit | NULL | NULL | Withdrawn | NULL | NULL
NULL | NULL | NULL | Plumbing Permit | NULL | NULL | Draft | NULL | NULL
NULL | NULL | NULL | Plumbing Permit | Residential | Addition | Draft | Residential | NULL
NULL | NULL | NULL | Plumbing Permit | Residential | Addition | Draft | Residential - plumbing | NULL
NULL | NULL | NULL | Sprinkler Permit | NULL | NULL | Draft | NULL | Haven Fire Protection Ltd
NULL | NULL | NULL | Plumbing Permit | NULL | NULL | Draft | NULL | NULL
NULL | NULL | NULL | Electrical Permit | NULL | NULL | Draft | NULL | NULL
NULL | NULL | NULL | Electrical Permit | Commercial | Renovation | Draft | Installation / Repair - Commercial - Installing lights, plugs, 1 40 amp AC unit, fire alarm, emergency and exit lights, telephone, data . >BP:Interior alterations, change of use and change of major occupancy from existing "Food or Beverage Manufacturing- Class A" (Group F2) to Social Service Centre (Group D). | Vijay Kumar Sharma
NULL | NULL | NULL | Electrical Permit | NULL | NULL | Draft | NULL | NULL
NULL | NULL | NULL | Sprinkler Permit | Commercial | New | Draft | Commercial - 4138 Cartier St. (Building 2) - For all sprinkler work to the 2019 VBBL; NFPA 13R 2013 for this newly construct a new two-storey with basement, One-Family Infill Dwelling with an attached 2-car garage and one surface parking spaces having a total of 3 parking spaces at the rear of the site having vehicular access from lane. Site Description - To alter and convert this existing two-storey with basement, character One-Family Dwelling to a 3-unit Multiple Conversion Dwelling (and to construct a new two-storey with basement, one-family infill dwelling with an attached 2-car garage and one surface parking space having a total of 3 parking spaces at the rear of the site having vehicular access from lane - under separate permit). Related Permits: 1. BP-2020-02867 / SP-2021-00438 - 4128 Cartier St. (Building 1) 2. BP-2020-02869 / SP-2021-00437 - 4138 Cartier St. (Building 2) This application does not include any of the following: • Flexible sprinkler pipe. • Alternative solutions. Notes: 1. Permit reviewed during COVID-19 pandemic. 2. Sprinkler Engineer of Record Mr. Fred Lee, P.Eng. of FKL Engineering Consultants Ltd. T: 604-618-0438. E: fred@leemail.ca 3. One set of approved drawings and permit to be available for viewing at the jobsite. 4. *** Fire Department Connection (FDC) to be visible from the street and easily accessible by the fire department. FDC shall not be obstructed by fencing, landscaping, and/or building elements.*** | Mainland Fire Protection Ltd
NULL | NULL | NULL | Electrical Permit | NULL | NULL | Draft | NULL | NULL
NULL | NULL | NULL | Electrical Permit | Residential | Renovation | Withdrawn | Installation / Repair - Residential - Service Mast repair from tree that fell down | Cove Power Electrical Enterprises Inc
NULL | NULL | NULL | Plumbing Permit | NULL | NULL | Draft | NULL | NULL
NULL | NULL | NULL | Plumbing Permit | Residential | New | Draft | Residential - fixtures | NULL
NULL | NULL | NULL | Plumbing Permit | Residential | New | Draft | Residential - Fixtures | NULL
NULL | NULL | NULL | Plumbing Permit | NULL | NULL | Draft | NULL | NULL
NULL | NULL | NULL | Electrical Permit | Residential | Renovation | Withdrawn | Installation / Repair - Residential - Adding dedicated Receptacle for jacuzzi, installing pot lights. | NULL
NULL | NULL | NULL | Electrical Permit | NULL | NULL | Draft | NULL | NULL
NULL | NULL | NULL | Sprinkler Permit | NULL | NULL | Draft | NULL | NULL
NULL | NULL | NULL | Electrical Permit | Commercial | NULL | Withdrawn | Annual / Operating - Misc electrical repairs throughout | NULL
NULL | NULL | NULL | Gas Permit | Residential | NULL | Draft | Residential - furnace replacement | NULL
NULL | NULL | NULL | Gas Permit | NULL | NULL | Draft | NULL | NULL
NULL | NULL | NULL | Gas Permit | Residential | Renovation | Withdrawn | Residential | NULL
NULL | NULL | NULL | Electrical Permit | Commercial | NULL | Withdrawn | Annual / Operating | NULL
NULL | NULL | NULL | Plumbing Permit | Commercial | Renovation | Draft | Commercial - replacing plumbing fixture | NULL
NULL | NULL | NULL | Electrical Permit | Commercial | Tenant Improvement | Draft | Installation / Repair - Commercial - Tenant improvement | Big Power Electric Ltd
NULL | NULL | NULL | Electrical Permit | NULL | NULL | Draft | NULL | NULL
NULL | NULL | NULL | Electrical Permit | NULL | NULL | Draft | NULL | NULL
NULL | NULL | NULL | Electrical Permit | Commercial | NULL | Draft | Annual / Operating | NULL
NULL | NULL | NULL | Plumbing Permit | Residential | NULL | Draft | Residential - Two out side sumps with out pump | NULL
NULL | NULL | NULL | Plumbing Permit | Residential | New | Draft | Residential - Installation of storm sump, outside storm & sanitary line, outside waterline to P/L. | NULL
NULL | NULL | NULL | Gas Permit | NULL | NULL | Withdrawn | NULL | Pipe Rite Mechanical Ltd
NULL | NULL | NULL | Plumbing Permit | NULL | NULL | Draft | NULL | NULL
NULL | NULL | NULL | Gas Permit | Residential | Renovation | Draft | Residential - Furnace and hot water tank replacement, install gas line for range | Westmount Heating Ltd
NULL | NULL | NULL | Electrical Permit | NULL | NULL | Draft | NULL | NULL
NULL | NULL | NULL | Electrical Permit | NULL | NULL | Draft | NULL | NULL
NULL | NULL | NULL | Electrical Permit | Commercial | New | Draft | Temporary Power - Commercial - To provide temporary power. | NULL
NULL | NULL | NULL | Electrical Permit | Commercial | New | Draft | Temporary Power - Commercial - To provide temporary power. | Hall Electrical Ltd
NULL | NULL | NULL | Gas Permit | NULL | NULL | Draft | NULL | NULL
NULL | NULL | NULL | Electrical Permit | NULL | NULL | Withdrawn | NULL | NULL
NULL | NULL | NULL | Electrical Permit | Commercial | NULL | Withdrawn | Annual / Operating | NULL
NULL | NULL | NULL | Gas Permit | NULL | NULL | Draft | NULL | NULL
NULL | NULL | NULL | Electrical Permit | NULL | NULL | Draft | NULL | NULL
NULL | NULL | NULL | Gas Permit | NULL | NULL | Draft | NULL | NULL
NULL | NULL | NULL | Plumbing Permit | NULL | NULL | Draft | NULL | NULL
NULL | NULL | NULL | Gas Permit | Residential | NULL | Draft | Residential - Replace furnace and water heater tank | NULL
NULL | NULL | NULL | Electrical Permit | Commercial | Renovation | Withdrawn | Installation / Repair - Commercial | NULL
NULL | NULL | NULL | Electrical Permit | NULL | NULL | Draft | NULL | NULL
NULL | NULL | NULL | Electrical Permit | Commercial | NULL | Withdrawn | Installation / Repair - Commercial - Reconnecting the service. It had been disconnected due to safety measures for repair/replacing the siding/claddings). No change will be applied to the existing service. | NULL
NULL | NULL | NULL | Gas Permit | Residential | Tenant Improvement | Draft | Residential - Replace furnace | Shirzad Akhgarian O/A Highgate Plumbing, Gas & Heating
NULL | NULL | NULL | Gas Permit | Residential | Renovation | Draft | Residential - Gas fireplace installation | NULL
NULL | NULL | NULL | Plumbing Permit | NULL | NULL | Withdrawn | NULL | NULL
NULL | NULL | NULL | Plumbing Permit | Residential | New | Draft | Residential | NULL
NULL | NULL | NULL | Electrical Permit | Residential | Renovation | Withdrawn | Installation / Repair - Residential - Installing pot lights, installing jacuzzi Receptacle. | NULL
NULL | NULL | NULL | Electrical Permit | Commercial | Addition | Draft | Installation / Repair - Commercial - Sign Electrical connection only | HA Electrical Technologies Ltd
NULL | NULL | NULL | Gas Permit | Residential | Renovation - Dwelling Unit(s) only | Withdrawn | Residential - installation of 1 olsen Cub boiler Model number chb-130, and remove existing gas water heater. | NULL
NULL | NULL | NULL | Electrical Permit | Commercial | Tenant Improvement | Draft | Installation / Repair - Commercial - Run new conduit. Wire and Install new lighting and lighting controls and relocate and wire and add new receptacles. | Raymond D Raven
NULL | NULL | NULL | Sprinkler Permit | NULL | NULL | Draft | NULL | NULL
NULL | NULL | NULL | Electrical Permit | NULL | NULL | Draft | NULL | NULL
NULL | NULL | NULL | Electrical Permit | NULL | NULL | Draft | NULL | NULL
NULL | NULL | NULL | Plumbing Permit | NULL | NULL | Draft | NULL | NULL
NULL | NULL | NULL | Electrical Permit | Residential | Renovation | Draft | Installation / Repair - Residential - upgrade service to 200 AMP, Add baseboard heater ,lights, appliance, and change plugs & switch. | NULL
NULL | NULL | NULL | Electrical Permit | Residential | Addition | Withdrawn | Installation / Repair - Residential - Cable pre-wired to a jb outside. A 3c #8 teck to a spa pack with a 50 amp gfci. Then from there to a hot tub | NULL
NULL | NULL | NULL | Plumbing Permit | NULL | NULL | Draft | NULL | NULL
NULL | NULL | NULL | Electrical Permit | NULL | NULL | Withdrawn | NULL | NULL
NULL | NULL | NULL | Electrical Permit | NULL | NULL | Draft | NULL | NULL
NULL | NULL | NULL | Plumbing Permit | NULL | NULL | Draft | NULL | NULL
NULL | NULL | NULL | Electrical Permit | Commercial | NULL | Withdrawn | Annual / Operating | NULL
EP-2022-00208 | NULL | NULL | Electrical Permit | Commercial | NULL | Draft | Movie Set / Filming - To allow for Movie Set/Filming Applicant shall provide completed Contractor Declaration form, and dates of filming and associated location(s) to csinspection.clerks@vancouver.ca prior to the commencement of filming. Visit vancouver.ca/inspections for more details. | Suneeva
NULL | NULL | NULL | Gas Permit | NULL | NULL | Withdrawn | NULL | Just Mechanical Ltd
NULL | NULL | NULL | Electrical Permit | Residential | NULL | Withdrawn | Installation / Repair - Residential - Service drop had been disconnected for siding (cladding) repair. Needs to be reconnected. There has been no change to the existing service. | NULL
NULL | NULL | NULL | Electrical Permit | NULL | NULL | Draft | NULL | NULL
NULL | NULL | NULL | Gas Permit | NULL | NULL | Draft | NULL | NULL
NULL | NULL | NULL | Electrical Permit | NULL | NULL | Withdrawn | NULL | NULL
NULL | NULL | NULL | Electrical Permit | NULL | NULL | Draft | NULL | NULL
NULL | NULL | NULL | Electrical Permit | Residential | New | Draft | Installation / Repair - Residential - test | TEST IMBL - TEST ONLY
NULL | NULL | NULL | Sprinkler Permit | NULL | NULL | Withdrawn | NULL | Alpine Sprinkler Systems Ltd
NULL | NULL | NULL | Electrical Permit | NULL | NULL | Draft | NULL | NULL
NULL | NULL | NULL | Electrical Permit | Residential | NULL | Draft | Installation / Repair - Residential | NULL
NULL | NULL | NULL | Electrical Permit | Commercial | NULL | Draft | Movie Set / Filming - To allow for Movie Set/Filming Applicant shall provide completed Contractor Declaration form, and dates of filming and associated location(s) to csinspection.clerks@vancouver.ca prior to the commencement of filming. Visit vancouver.ca/inspections for more details. | NULL
NULL | NULL | NULL | Plumbing Permit | Commercial | Tenant Improvement | Draft | Commercial - moving an original kitchen sink, 5' over to the left. Original kitchen sink stack to be cut and new tee moved sideways so that trap arm is run in the wall to new location. | Platinum Ridge Plumbing Ltd
NULL | NULL | NULL | Electrical Permit | Residential | NULL | Draft | Installation / Repair - Residential | NULL
NULL | NULL | NULL | Electrical Permit | Commercial | NULL | Withdrawn | Movie Set / Filming - To allow for Movie Set/Filming Applicant shall provide completed Contractor Declaration form, and dates of filming and associated location(s) to csinspection.clerks@vancouver.ca prior to the commencement of filming. Visit vancouver.ca/inspections for more details. | NULL
NULL | NULL | NULL | Electrical Permit | NULL | NULL | Draft | NULL | NULL
NULL | NULL | NULL | Electrical Permit | Commercial | NULL | Withdrawn | Annual / Operating - Annual OPERATING Permit Renewal of: EP-2020-00340 Effective: January 10, 2021 - January 09, 2022 | BC Electrical Services Ltd
NULL | NULL | NULL | Electrical Permit | NULL | NULL | Draft | NULL | NULL
NULL | NULL | NULL | Sprinkler Permit | NULL | NULL | Draft | NULL | NULL
NULL | NULL | NULL | Electrical Permit | Commercial | NULL | Draft | Movie Set / Filming - To allow for Movie Set/Filming Applicant shall provide completed Contractor Declaration form, and dates of filming and associated location(s) to csinspection.clerks@vancouver.ca prior to the commencement of filming. Visit vancouver.ca/inspections for more details. | Suneeva
NULL | NULL | NULL | Electrical Permit | Commercial | NULL | Withdrawn | Installation / Repair - Commercial - Reconnecting the service. No change has been applied. It had been disconnected for repairing the sidings (claddings) | NULL
NULL | NULL | NULL | Electrical Permit | Commercial | NULL | Draft | Movie Set / Filming - To allow for Movie Set/Filming Applicant shall provide completed Contractor Declaration form, and dates of filming and associated location(s) to csinspection.clerks@vancouver.ca prior to the commencement of filming. Visit vancouver.ca/inspections for more details. | Suneeva
EP-2022-00215 | 2022-01-12 | NULL | Electrical Permit | Commercial | NULL | Expired | Movie Set / Filming - To allow for Movie Set/Filming Applicant shall provide completed Contractor Declaration form, and dates of filming and associated location(s) to csinspection.clerks@vancouver.ca prior to the commencement of filming. Visit vancouver.ca/inspections for more details. | Suneeva
NULL | NULL | NULL | Plumbing Permit | NULL | NULL | Draft | NULL | NULL
NULL | NULL | NULL | Electrical Permit | NULL | New | Withdrawn | Installation / Repair - | NULL
NULL | NULL | NULL | Electrical Permit | Commercial | NULL | Draft | Annual / Operating - RENEWAL OF ANNUAL OPERATING PERMIT VALID: JUL 9, 2021 TO JUL 8, 2022 EXPIRED PERMIT: EP-2020-06776 SITE CONTACT/SUPERVISOR: INDERA RAJA MALAWARAIR CONNECTED LOAD: 350 HP | Indera Raja Malawarair
NULL | NULL | NULL | Electrical Permit | Commercial | NULL | Draft | Annual / Operating - RENEWAL OF ANNUAL OPERATING PERMIT VALID: JUL 9, 2021 TO JUL 8, 2022 EXPIRED PERMIT: EP-2020-06776 SITE CONTACT/SUPERVISOR: INDERA RAJA MALAWARAIR CONNECTED LOAD: 350 HP | Indera Raja Malawarair
NULL | NULL | NULL | Gas Permit | NULL | NULL | Draft | NULL | NULL
NULL | NULL | NULL | Electrical Permit | Commercial | New | Draft | Installation / Repair - Commercial - Security Alarm-complete | Standard Security Systems Ltd
NULL | NULL | NULL | Gas Permit | NULL | NULL | Draft | NULL | NULL
NULL | NULL | NULL | Plumbing Permit | NULL | NULL | Draft | NULL | NULL
NULL | NULL | NULL | Plumbing Permit | Residential | New | Draft | Residential - To continue work started by the previous contractor PP-2021-01168 | Tri-City Plumbing & Heating Ltd
NULL | NULL | NULL | Sprinkler Permit | NULL | NULL | Withdrawn | NULL | Westech Fire Protection Systems Ltd
NULL | NULL | NULL | Electrical Permit | NULL | NULL | Withdrawn | NULL | NULL
NULL | NULL | NULL | Gas Permit | NULL | NULL | Withdrawn | NULL | NULL
EP-2022-00236 | 2022-01-13 | NULL | Electrical Permit | Commercial | NULL | Expired | Movie Set / Filming - To allow for Movie Set/Filming Applicant shall provide completed Contractor Declaration form, and dates of filming and associated location(s) to csinspection.clerks@vancouver.ca prior to the commencement of filming. Visit vancouver.ca/inspections for more details. | Suneeva
NULL | NULL | NULL | Plumbing Permit | Residential | Renovation | Draft | Residential - Re & Re kitchen and bathroom. | NULL
NULL | NULL | NULL | Gas Permit | NULL | NULL | Draft | NULL | Han Appliances & Refrigeration Ltd
NULL | NULL | NULL | Gas Permit | NULL | NULL | Withdrawn | NULL | NULL
NULL | NULL | NULL | Electrical Permit | NULL | NULL | Draft | NULL | NULL
NULL | NULL | NULL | Plumbing Permit | Commercial | New | Withdrawn | Commercial - jhghj | NULL
EP-2022-00244 | 2022-01-27 | NULL | Electrical Permit | Residential | New | Completed | Installation / Repair - Residential - Complete wiring kitchen, dinning room, Living room, Bathroom, and AC unit >>>>>>>>>>> AMEND: Feb. 14th As per contractor, this permit is for the address: MAIN HOUSE: 717 E 26th Ave 719 E 26th Ave ---is for ROUGH IN: Complete wiring kitchen, dinning room, Living room, Bathroom, and AC unit (note: – NEW Electrical room was selected in the installation details tab)-----as per Edik, the applicant, this permit SHOULD be for the address of: Main house: 717 and 719 E. 26th >BP changed to: BP-2020-01002 >BP: Building Permit for DP-2018-00371 To alter and convert this existing one-family dwelling to a 3-storey multiple conversion dwelling (Building 1) containing two dwelling units with a built-in one-car garage to Unit #2 with vehicular access from the flanking lane. | Edik Zohrabian
NULL | NULL | NULL | Electrical Permit | NULL | NULL | Draft | NULL | NULL
NULL | NULL | NULL | Gas Permit | NULL | NULL | Withdrawn | NULL | NULL
NULL | NULL | NULL | Gas Permit | NULL | NULL | Draft | NULL | NULL
NULL | NULL | NULL | Gas Permit | NULL | NULL | Draft | NULL | NULL
NULL | NULL | NULL | Electrical Permit | NULL | NULL | Withdrawn | NULL | NULL
NULL | NULL | NULL | Electrical Permit | Residential | Renovation | Withdrawn | Installation / Repair - Residential - CHANGING BASEBOARD HEATERS WITH THERMOSTATS, CHANGING ALL PLUGS AND SWITCHES, CHANGING LIGHT FIXTURES IN THE BEDROOM AND HALLWAY, CHANGING FANS IN THE WASHROOM. | NULL
NULL | NULL | NULL | Electrical Permit | Commercial | NULL | Withdrawn | Annual / Operating | NULL
NULL | NULL | NULL | Gas Permit | NULL | NULL | Draft | NULL | One Track Heating & Air Conditioning Inc.
NULL | NULL | NULL | Electrical Permit | NULL | NULL | Draft | NULL | NULL
NULL | NULL | NULL | Plumbing Permit | NULL | NULL | Draft | NULL | NULL
NULL | NULL | NULL | Electrical Permit | Commercial | Tenant Improvement | Draft | Installation / Repair - Commercial - Lighting upgrade at Museum of Vancouver - Joyce Whalley Room. | Sasco Contractors Ltd
NULL | NULL | NULL | Plumbing Permit | NULL | NULL | Draft | NULL | NULL
NULL | NULL | NULL | Gas Permit | Residential | Tenant Improvement | Withdrawn | Residential - replace furnace | Campbell Care Plumbing, Heating & Air Ltd.
NULL | NULL | NULL | Plumbing Permit | Residential | New | Draft | Residential - Exterior sentiment storm sump Drain tile sump with pump | NULL
NULL | NULL | NULL | Electrical Permit | Commercial | NULL | Draft | Annual / Operating | NULL
NULL | NULL | NULL | Sprinkler Permit | NULL | NULL | Draft | NULL | Viking Fire Protection Inc
NULL | NULL | NULL | Plumbing Permit | NULL | NULL | Draft | NULL | NULL
NULL | NULL | NULL | Electrical Permit | NULL | NULL | Draft | NULL | NULL
NULL | NULL | NULL | Electrical Permit | Commercial | NULL | Draft | Annual / Operating - test | NULL
NULL | NULL | NULL | Plumbing Permit | Residential | New | Draft | Residential - Building sump and pump sump for storm water | NULL
NULL | NULL | NULL | Electrical Permit | Residential | Renovation - Dwelling Unit(s) only | Withdrawn | Installation / Repair - Residential - Replacement of pot lights to led lights. | Platinum Mechanical Systems Ltd
NULL | NULL | NULL | Gas Permit | NULL | NULL | Draft | NULL | NULL
NULL | NULL | NULL | Electrical Permit | Commercial | Renovation - Dwelling Unit(s) only | Draft | Installation / Repair - Commercial - d | NULL
NULL | NULL | NULL | Gas Permit | NULL | NULL | Draft | NULL | NULL
NULL | NULL | NULL | Gas Permit | NULL | NULL | Draft | NULL | NULL
NULL | NULL | NULL | Electrical Permit | NULL | NULL | Draft | NULL | NULL
NULL | NULL | NULL | Electrical Permit | NULL | NULL | Withdrawn | NULL | NULL
NULL | NULL | NULL | Electrical Permit | NULL | NULL | Withdrawn | Installation / Repair - | NULL
NULL | NULL | NULL | Electrical Permit | Residential | Addition | Withdrawn | Installation / Repair - Residential - Emergency lighting and exit signs | P M Mcginity Ltd
NULL | NULL | NULL | Electrical Permit | NULL | NULL | Draft | NULL | NULL
NULL | NULL | NULL | Electrical Permit | NULL | NULL | Draft | NULL | NULL
NULL | NULL | NULL | Electrical Permit | Commercial | NULL | Withdrawn | Annual / Operating - Annual Operating Pemit | NULL
NULL | NULL | NULL | Plumbing Permit | Residential | New | Draft | Residential - Building sump and storm pump and sump | NULL
NULL | NULL | NULL | Plumbing Permit | NULL | NULL | Draft | NULL | NULL
NULL | NULL | NULL | Electrical Permit | NULL | NULL | Draft | Installation / Repair - | NULL
NULL | NULL | NULL | Plumbing Permit | Residential | New | Draft | Residential - Building Storm sediment sump and sump with pump for drain tiles | NULL
NULL | NULL | NULL | Electrical Permit | NULL | NULL | Draft | NULL | NULL
NULL | NULL | NULL | Electrical Permit | Commercial | NULL | Draft | Annual / Operating - ongoing patience at bulding | F & S Electrical Ltd
NULL | NULL | NULL | Gas Permit | NULL | NULL | Withdrawn | NULL | The LM Fireplace Warehouse Ltd.
NULL | NULL | NULL | Electrical Permit | NULL | NULL | Draft | NULL | NULL
NULL | NULL | NULL | Electrical Permit | NULL | NULL | Draft | NULL | NULL
NULL | NULL | NULL | Electrical Permit | Commercial | NULL | Draft | Annual / Operating - fixing fire places | F & S Electrical Ltd
NULL | NULL | NULL | Electrical Permit | Residential | New | Withdrawn | Temporary Power - Residential - To provide temporary power. | NULL
NULL | NULL | NULL | Electrical Permit | NULL | NULL | Draft | NULL | NULL
NULL | NULL | NULL | Electrical Permit | NULL | NULL | Draft | NULL | NULL
NULL | NULL | NULL | Electrical Permit | Commercial | NULL | Draft | Annual / Operating - Annual Electrical Permit VALID: January 30, 2021 to January 29, 2022 EP-2020-00595: Expired (Annual / Operating) CONNECTED LOAD: 350 HP | Efficient Electrical Services Ltd
NULL | NULL | NULL | Plumbing Permit | Commercial | Renovation | Draft | Commercial - Re and re a bathroom that was previously done but was not up to code. re and re vanity and WC | NULL
NULL | NULL | NULL | Electrical Permit | NULL | NULL | Draft | NULL | NULL
NULL | NULL | NULL | Electrical Permit | NULL | NULL | Draft | NULL | NULL
NULL | NULL | NULL | Gas Permit | NULL | NULL | Draft | NULL | NULL
NULL | NULL | NULL | Electrical Permit | NULL | NULL | Withdrawn | NULL | NULL
NULL | NULL | NULL | Electrical Permit | Residential | Tenant Improvement | Withdrawn | Installation / Repair - Residential - Tesla Wall Connector Installation to replace NEMA 14-50R receptacle on existing EV circuit | MJR Electric Ltd
NULL | NULL | NULL | Electrical Permit | NULL | NULL | Withdrawn | Temporary Power - - To provide temporary power. | NULL
NULL | NULL | NULL | Plumbing Permit | NULL | NULL | Withdrawn | NULL | NULL
NULL | NULL | NULL | Plumbing Permit | NULL | NULL | Draft | NULL | NULL
NULL | NULL | NULL | Electrical Permit | Residential | Addition | Draft | Installation / Repair - Residential - Add 11 new receptacles in new walls | NULL
NULL | NULL | NULL | Plumbing Permit | Residential | New | Withdrawn | Residential - Plumbing to all 3 floors | NULL
NULL | NULL | NULL | Plumbing Permit | Residential | New | Withdrawn | Residential - plumbing throughout house | NULL
NULL | NULL | NULL | Plumbing Permit | Residential | New | Withdrawn | Residential - plumbing throughout | NULL
NULL | NULL | NULL | Electrical Permit | Commercial | New | Draft | Installation / Repair - Commercial - Install 15 amp 120 volt pole service for Telus Microcell BC110853 | NULL
NULL | NULL | NULL | Electrical Permit | NULL | NULL | Draft | NULL | NULL
NULL | NULL | NULL | Electrical Permit | NULL | NULL | Draft | NULL | NULL
NULL | NULL | NULL | Electrical Permit | Residential | New | Draft | Installation / Repair - Residential - Low voltage audio video and security alarm surveillance prewire | NULL
NULL | NULL | NULL | Electrical Permit | Residential | Renovation | Withdrawn | Installation / Repair - Residential - Kitchen wiring, panel replacement, bedroom wiring, smoke alarms, washroom wiring. | NULL
NULL | NULL | NULL | Electrical Permit | Residential | New | Draft | Installation / Repair - Residential - Low voltage audio/video and security alarm/surveillance pre-wiring. | NULL
NULL | NULL | NULL | Electrical Permit | Residential | New | Draft | Installation / Repair - Residential - Low voltage audio video and security alarm and surveillance prewire. | NULL
NULL | NULL | NULL | Electrical Permit | NULL | NULL | Draft | NULL | NULL
NULL | NULL | NULL | Sprinkler Permit | NULL | NULL | Draft | NULL | NULL
NULL | NULL | NULL | Plumbing Permit | NULL | NULL | Draft | NULL | T Paradiso Plumbing & Hot Water Heating Inc
NULL | NULL | NULL | Electrical Permit | Residential | New | Draft | Installation / Repair - Residential - Low voltage audio video security alarm surveillance prewire | NULL
NULL | NULL | NULL | Electrical Permit | NULL | NULL | Draft | NULL | NULL
NULL | NULL | NULL | Gas Permit | NULL | NULL | Draft | NULL | NULL
NULL | NULL | NULL | Electrical Permit | Residential | New | Draft | Installation / Repair - Residential - 4 Speakers in Home | NULL
NULL | NULL | NULL | Electrical Permit | NULL | NULL | Draft | NULL | NULL
NULL | NULL | NULL | Electrical Permit | Residential | Addition | Withdrawn | Installation / Repair - Residential - Wire and connect Heat Pump | Gerald W Jansen & Jody Jansen
NULL | NULL | NULL | Electrical Permit | Commercial | NULL | Draft | Annual / Operating - Annual electrical operating permit VALID: January 15, 2021 TO January 14, 2022 Renewal of EP-2020-00606: Expired (Annual / Operating) | Corporate Electric Limited
NULL | NULL | NULL | Electrical Permit | Commercial | NULL | Draft | Annual / Operating - Annual electrical operating permit Valid: January 14, 2021 to January 13, 2022 EP-2020-00605: Expired (Annual / Operating - Annual ) | Corporate Electric Limited
NULL | NULL | NULL | Plumbing Permit | Commercial | Tenant Improvement | Draft | Commercial - Renovation to suit new hula restaurant | NULL
NULL | NULL | NULL | Electrical Permit | NULL | NULL | Draft | NULL | NULL
NULL | NULL | NULL | Gas Permit | Residential | Renovation | Draft | Residential - Replace Furnace | Cambie Plumbing & Heating Ltd
NULL | NULL | NULL | Plumbing Permit | Commercial | Tenant Improvement | Draft | Commercial - 3 SINKS ,1 WASHING MACHINE , | NULL
NULL | NULL | NULL | Plumbing Permit | Residential | Renovation | Draft | Residential - Re install the bath tub | NULL
NULL | NULL | NULL | Gas Permit | NULL | NULL | Draft | NULL | NULL
NULL | NULL | NULL | Electrical Permit | Residential | New | Withdrawn | Temporary Power - Residential - To provide temporary power. | NULL
NULL | NULL | NULL | Plumbing Permit | NULL | NULL | Draft | NULL | NULL
NULL | NULL | NULL | Plumbing Permit | NULL | Renovation | Draft | NULL | NULL
NULL | NULL | NULL | Sprinkler Permit | NULL | NULL | Draft | NULL | NULL
NULL | NULL | NULL | Plumbing Permit | NULL | NULL | Draft | NULL | NULL
NULL | NULL | NULL | Electrical Permit | Commercial | Renovation | Withdrawn | Installation / Repair - Commercial - replace existing thermostats, receptacles with new. replace existing lighting fixtures with new lighting fixtures in same locations. >BP: Level 22 Interior alterations to provide renovations for all the dwelling units (7 units) on 22nd floor Schedule A provided by Jim Huffman Architectural Schedule B provided by Jim Huffman | Corporate Electric Limited
NULL | NULL | NULL | Electrical Permit | NULL | NULL | Draft | Installation / Repair - | NULL
NULL | NULL | NULL | Plumbing Permit | NULL | NULL | Withdrawn | NULL | NULL
NULL | NULL | NULL | Plumbing Permit | NULL | NULL | Withdrawn | NULL | NULL
NULL | NULL | NULL | Gas Permit | NULL | NULL | Draft | NULL | NULL
NULL | NULL | NULL | Electrical Permit | NULL | NULL | Draft | NULL | NULL
NULL | NULL | NULL | Electrical Permit | Residential | Renovation | Draft | Installation / Repair - Residential - Install 240v 50A electrical service to detached garage for electric vehicle charging | NULL
NULL | NULL | NULL | Electrical Permit | NULL | NULL | Draft | NULL | NULL
EP-2022-00383 | 2022-01-19 | NULL | Electrical Permit | Commercial | NULL | Expired | Movie Set / Filming - To allow for Movie Set/Filming. Applicant shall provide completed Contractor Declaration form, and dates of filming and associated location(s) to csinspection.clerks@vancouver.ca prior to the commencement of filming. Visit vancouver.ca/inspections for more details. | Guardian Pictures Ltd
NULL | NULL | NULL | Electrical Permit | Commercial | NULL | Withdrawn | Annual / Operating - Apply for permit and provide ongoing electrical services | Mott Electric General Partnership
NULL | NULL | NULL | Gas Permit | NULL | NULL | Draft | NULL | NULL
NULL | NULL | NULL | Gas Permit | NULL | NULL | Draft | NULL | NULL
NULL | NULL | NULL | Electrical Permit | Commercial | New | Draft | Temporary Power - Commercial - To provide temporary power. Valid 01/08/2021 until 01/07/2022 ** AMEND 01/18/2021** Correct Phase from 1/2 to 1phase 3 wire | Coast Current Electric Ltd
NULL | NULL | NULL | Electrical Permit | NULL | NULL | Withdrawn | NULL | NULL
NULL | NULL | NULL | Gas Permit | NULL | NULL | Draft | NULL | NULL
NULL | NULL | NULL | Electrical Permit | Commercial | Addition | Withdrawn | Installation / Repair - Commercial - SUPPLY, INSTALL, WIRE ONLY: timeclocks for HRVs - interlocks included............INSTALL, WIRE ONLY: controls for EDHs - interlock w/associated HRVS included | NULL
NULL | NULL | NULL | Plumbing Permit | NULL | NULL | Draft | NULL | NULL
NULL | NULL | NULL | Plumbing Permit | NULL | NULL | Draft | NULL | NULL
NULL | NULL | NULL | Electrical Permit | Residential | Renovation | Draft | Installation / Repair - Residential - Connecting an Electric Fireplace | NULL
NULL | NULL | NULL | Gas Permit | Residential | Tenant Improvement | Withdrawn | Residential - Re Re Furnace | NULL
NULL | NULL | NULL | Gas Permit | Residential | Renovation | Withdrawn | Residential - running gas line to bbq box, boiler and range | Ashton Service Group/Ashton Mechanical Ltd.
NULL | NULL | NULL | Electrical Permit | Residential | New | Draft | Installation / Repair - Residential - Security alarm prewire and finish. TV and network jacks prewired and finished. Security cameras prewired. Doorbell prewired and finished. | NULL
NULL | NULL | NULL | Electrical Permit | Residential | Renovation | Draft | Installation / Repair - Residential - Security alarm prewire and finish. TV and network jacks prewired and finished. Doorbell prewired and finished. Security cameras prewired. | NULL
NULL | NULL | NULL | Gas Permit | NULL | NULL | Draft | NULL | Milani Plumbing Heating & Air Conditioning Ltd
NULL | NULL | NULL | Plumbing Permit | Commercial | Tenant Improvement | Draft | Commercial | NULL
NULL | NULL | NULL | Gas Permit | NULL | NULL | Draft | NULL | NULL
NULL | NULL | NULL | Electrical Permit | Residential | New | Draft | Temporary Power - Residential - To provide temporary power. | NULL
NULL | NULL | NULL | Gas Permit | NULL | NULL | Draft | NULL | Ashton Service Group/Ashton Mechanical Ltd.
NULL | NULL | NULL | Plumbing Permit | Commercial | Tenant Improvement | Draft | Commercial - Interior alternations to provide improvements for a new similar to health enhancement centre with ancillary health care office tenant at 835 Drake St. in this existing mixed-use building. 3 SINKS AND 1 AUTO WASHER | NULL
NULL | NULL | NULL | Plumbing Permit | NULL | NULL | Draft | NULL | NULL
NULL | NULL | NULL | Electrical Permit | NULL | NULL | Draft | NULL | NULL
NULL | NULL | NULL | Gas Permit | Commercial | New | Withdrawn | Commercial - - | NULL
EP-2022-00588 | 2022-01-26 | NULL | Electrical Permit | Commercial | NULL | Expired | Movie Set / Filming - To allow for Movie Set/Filming Applicant shall provide completed Contractor Declaration form, and dates of filming and associated location(s) to csinspection.clerks@vancouver.ca prior to the commencement of filming. Visit vancouver.ca/inspections for more details. Amendment change to Movie set address 2022-01-27 | Bundbury Productions inc
NULL | NULL | NULL | Sprinkler Permit | NULL | NULL | Withdrawn | NULL | NULL
NULL | NULL | NULL | Electrical Permit | Residential | Renovation | Draft | Installation / Repair - Residential - Gas bonding, need to relocate furnace switch | NULL
NULL | NULL | NULL | Electrical Permit | Residential | Renovation | Draft | Installation / Repair - Residential - Gas bonding, relocate furnace switch | NULL
NULL | NULL | NULL | Electrical Permit | NULL | NULL | Draft | NULL | NULL
NULL | NULL | NULL | Electrical Permit | Commercial | NULL | Draft | Movie Set / Filming - To allow for Movie Set/Filming Applicant shall provide completed Contractor Declaration form, and dates of filming and associated location(s) to csinspection.clerks@vancouver.ca prior to the commencement of filming. Visit vancouver.ca/inspections for more details. | NULL
NULL | NULL | NULL | Gas Permit | NULL | NULL | Draft | NULL | NULL
NULL | NULL | NULL | Electrical Permit | NULL | NULL | Draft | NULL | NULL
NULL | NULL | NULL | Gas Permit | Residential | New | Draft | Residential - New gas fireplace with vent & hook up | NULL
NULL | NULL | NULL | Electrical Permit | Residential | Renovation | Draft | Installation / Repair - Residential - Gas bonding, relocate furnace switch | NULL
NULL | NULL | NULL | Electrical Permit | Residential | NULL | Draft | Installation / Repair - Residential - a | Shiner Lighting Designs Ltd
NULL | NULL | NULL | Gas Permit | NULL | Tenant Improvement | Withdrawn | - Re Re HWT | NULL
NULL | NULL | NULL | Electrical Permit | NULL | NULL | Draft | NULL | NULL
NULL | NULL | NULL | Electrical Permit | Commercial | Renovation | Draft | Installation / Repair - Commercial - ADDING SOME OUTLETS,LIGHTS AND NEW WIRING FOR EXISTING PLUGS AND SWITCHES >BP: Interior alterations to combine 3 units (7002, 7008 & 7028 Victoria) in this existing elementary school. DP-2020-00809 - Issued Reviewed during COVID-19 pandemic | Golden Wire Electric Ltd
NULL | NULL | NULL | Plumbing Permit | NULL | NULL | Draft | NULL | NULL
NULL | NULL | NULL | Electrical Permit | Commercial | NULL | Withdrawn | Annual / Operating - Extra low voltage | RAJNESH RAJU DBA: OPTIMUS SECURITY SYSTEMS
NULL | NULL | NULL | Plumbing Permit | NULL | NULL | Draft | NULL | NULL
NULL | NULL | NULL | Gas Permit | NULL | NULL | Withdrawn | NULL | Drips & Drains Plumbing and Heating Ltd
NULL | NULL | NULL | Electrical Permit | NULL | NULL | Withdrawn | NULL | NULL
NULL | NULL | NULL | Electrical Permit | Commercial | NULL | Draft | Annual / Operating - ANNUAL OPERATING PERMIT VALID: JAN 17/21 TO JAN 16/22 EXPIRED: EP-2020-00898 | Ino-Tek Electric Ltd.
NULL | NULL | NULL | Electrical Permit | Commercial | NULL | Draft | Annual / Operating | NULL
NULL | NULL | NULL | Plumbing Permit | Residential | Renovation | Draft | Residential - Replace shower valve | NULL
NULL | NULL | NULL | Electrical Permit | NULL | NULL | Withdrawn | NULL | NULL
NULL | NULL | NULL | Electrical Permit | Commercial | New | Withdrawn | Installation / Repair - Commercial - Security access control installation. Low voltage | NULL
NULL | NULL | NULL | Gas Permit | NULL | NULL | Withdrawn | NULL | Drips & Drains Plumbing and Heating Ltd
NULL | NULL | NULL | Plumbing Permit | Commercial | New | Withdrawn | Commercial - installling a backflow preventer of the fire standpipe | Slopeside Mechanical Systems Ltd
NULL | NULL | NULL | Electrical Permit | NULL | NULL | Withdrawn | NULL | NULL
NULL | NULL | NULL | Plumbing Permit | NULL | NULL | Withdrawn | NULL | Cambridge Plumbing Systems Ltd
NULL | NULL | NULL | Electrical Permit | Residential | Renovation | Withdrawn | Installation / Repair - Residential - Add a washer and drier hook up, load calculation not required, under 15A. | NULL
NULL | NULL | NULL | Gas Permit | NULL | NULL | Draft | NULL | NULL
NULL | NULL | NULL | Electrical Permit | NULL | NULL | Draft | NULL | NULL
GP-2022-00191 | NULL | NULL | Gas Permit | Residential | Renovation | Withdrawn | Residential - Gas re and re, removing old one and installation new one | Super Tech Appliances Installation Ltd
NULL | NULL | NULL | Electrical Permit | Commercial | Tenant Improvement | Draft | Installation / Repair - Commercial - Office tenant improvement. Demo as required, lighting installation. Lighting controls. Power install branch wiring, receptacles and work stations. Class 2 wiring, voice and data. Mechanical connections as required. #900 and #980 - 9th floor (**T.I work to #980) Interior alterations to demise #980 into two units to be #900 and #980 and to provide improvements for the existing tenant in #980 in this existing commercial building on this site. Scope of work: construct new demising wall, partition walls, glazing partitions, doors, finishes, millwork, HVAC, lighting, electrical, mechanical and sprinkler work. TENANT: Conifex Timber Inc. | Sasco Contractors Ltd
NULL | NULL | NULL | Gas Permit | NULL | NULL | Draft | NULL | NULL
NULL | NULL | NULL | Gas Permit | NULL | NULL | Draft | NULL | NULL
NULL | NULL | NULL | Sprinkler Permit | NULL | NULL | Draft | NULL | NULL
NULL | NULL | NULL | Electrical Permit | Commercial | New | Withdrawn | Installation / Repair - Commercial - security alarm Installation | NULL
NULL | NULL | NULL | Electrical Permit | Commercial | NULL | Draft | Annual / Operating | NULL
NULL | NULL | NULL | Sprinkler Permit | NULL | NULL | Draft | NULL | Alco Fire Protection Ltd
NULL | NULL | NULL | Gas Permit | NULL | NULL | Draft | NULL | NULL
NULL | NULL | NULL | Plumbing Permit | Residential | Renovation | Draft | Residential - Remove and Replace worn water heater in garage | NULL
NULL | NULL | NULL | Plumbing Permit | NULL | NULL | Draft | NULL | NULL
NULL | NULL | NULL | Gas Permit | NULL | NULL | Draft | NULL | NULL
NULL | NULL | NULL | Electrical Permit | NULL | NULL | Withdrawn | NULL | NULL
NULL | NULL | NULL | Electrical Permit | NULL | NULL | Draft | NULL | NULL
EP-2022-00471 | NULL | NULL | Electrical Permit | Residential | Addition | Application Incomplete | Installation / Repair - Residential - heat pump installation | Canadian Eagle Electric Ltd
EP-2022-00472 | NULL | NULL | Electrical Permit | Residential | Addition | Withdrawn | Installation / Repair - Residential - install new AC unit 40A | Canadian Eagle Electric Ltd
NULL | NULL | NULL | Electrical Permit | NULL | NULL | Draft | NULL | NULL
NULL | NULL | NULL | Electrical Permit | NULL | NULL | Draft | NULL | NULL
NULL | NULL | NULL | Plumbing Permit | Residential | NULL | Draft | Residential - new plumbing | NULL
NULL | NULL | NULL | Electrical Permit | NULL | NULL | Draft | NULL | NULL
NULL | NULL | NULL | Gas Permit | NULL | New | Withdrawn | - Replace old furnace with new high efficient furnace | NULL
NULL | NULL | NULL | Gas Permit | Residential | New | Withdrawn | Residential - replace old furnace with new high efficient furnace | NULL
NULL | NULL | NULL | Electrical Permit | NULL | NULL | Withdrawn | NULL | NULL
NULL | NULL | NULL | Electrical Permit | NULL | NULL | Withdrawn | NULL | NULL
NULL | NULL | NULL | Electrical Permit | Residential | New | Withdrawn | Installation / Repair - Residential - Duplex | NULL
NULL | NULL | NULL | Sprinkler Permit | NULL | NULL | Withdrawn | NULL | NULL
NULL | NULL | NULL | Sprinkler Permit | Residential | New | Draft | Residential - fire sprinkler installation | NULL
NULL | NULL | NULL | Gas Permit | NULL | NULL | Draft | NULL | NULL
NULL | NULL | NULL | Gas Permit | NULL | NULL | Draft | NULL | NULL
NULL | NULL | NULL | Plumbing Permit | NULL | NULL | Draft | NULL | NULL
NULL | NULL | NULL | Plumbing Permit | NULL | NULL | Draft | NULL | NULL
NULL | NULL | NULL | Gas Permit | Residential | Addition | Withdrawn | Residential - TO INSTALL 1 FURNACE | BC Care Heating Services Ltd
NULL | NULL | NULL | Gas Permit | NULL | NULL | Draft | NULL | NULL
NULL | NULL | NULL | Plumbing Permit | NULL | NULL | Draft | NULL | NULL
NULL | NULL | NULL | Electrical Permit | Commercial | Tenant Improvement | Withdrawn | Installation / Repair - Commercial - Install 1x Phihong AW EVSE (32A/208V/6.656KW) in common parkade. Connect EVSE to 200A 3P House Panel. Use DCC-10-40A EVEMS to feed EV station. Per CEC Sec. 8 - no change to building load. All #8 wiring in EMT, fed by 2P-40A breaker. Also, install 5x Phihong AW in parkade for future use. Not electrically connected to building power. This building is not a strata | Trudel, Daniel, DBA: Electrum Charging Solutions Inc.
NULL | NULL | NULL | Gas Permit | NULL | NULL | Withdrawn | NULL | NULL
NULL | NULL | NULL | Gas Permit | Residential | Renovation | Draft | Residential - Replace and existing 72,000 BTU high efficiency furnace with 199,900 High efficiency tankless water heater (Navien NPE-240A2) and hydronic furnace. | SYNERGY PLUMBING & HEATING LTD
NULL | NULL | NULL | Electrical Permit | NULL | NULL | Draft | NULL | NULL
NULL | NULL | NULL | Gas Permit | NULL | NULL | Draft | NULL | NULL
EP-2022-00513 | 2022-01-24 | NULL | Electrical Permit | Commercial | NULL | Expired | Movie Set / Filming - To allow for Movie Set/Filming Applicant shall provide completed Contractor Declaration form, and dates of filming and associated location(s) to csinspection.clerks@vancouver.ca prior to the commencement of filming. Visit vancouver.ca/inspections for more details. | Filmgroup.tv Ltd
NULL | NULL | NULL | Gas Permit | NULL | NULL | Withdrawn | NULL | The LM Fireplace Warehouse Ltd.
NULL | NULL | NULL | Electrical Permit | Commercial | New | Draft | Temporary Power - Commercial - To provide temporary power. Valid Jan 22/21 - Jan 21/22 | Faraday Electrical Contractors Ltd
NULL | NULL | NULL | Sprinkler Permit | Commercial | New | Withdrawn | Commercial - Installation of Sprinkler System >BP: To construct a five storey mixed-use building consisting of Wholesale Class A use on the first storey, 54 dwelling units associated with an Artist Studio and 41 dwelling units (a total of 95 rental dwelling units) under the Secured Market Rental Housing Policy, from the second to fifth storeys, all over one level of underground parking, having vehicular access from the lane. VBBL 2019 - Reviewed during the 2020 pandemic crisis. STAGED 1 - Excavation and Shoring issued on Nov 24, 2021. | MG Fire Protection Ltd
NULL | NULL | NULL | Plumbing Permit | Commercial | NULL | Draft | Commercial - 3 sinks and auto washer | NULL
NULL | NULL | NULL | Electrical Permit | NULL | NULL | Draft | NULL | NULL
NULL | NULL | NULL | Gas Permit | NULL | NULL | Draft | NULL | NULL
NULL | NULL | NULL | Gas Permit | NULL | NULL | Draft | NULL | NULL
NULL | NULL | NULL | Gas Permit | NULL | NULL | Withdrawn | NULL | NULL
NULL | NULL | NULL | Gas Permit | Residential | Addition | Withdrawn | Residential - running new gas line to replace stove with gas from electric | NULL
NULL | NULL | NULL | Plumbing Permit | Commercial | Tenant Improvement | Withdrawn | Commercial - Rough in and finish 1 toilet, 2 sinks, 1 hot water tank, 1 funnel drain. | NULL
NULL | NULL | NULL | Gas Permit | Residential | Renovation | Draft | Residential - Furnace replacement | NULL
NULL | NULL | NULL | Gas Permit | Residential | Renovation | Draft | Residential - Replace gas cooktop | Pentonn Plumbing and Heating Services
EP-2022-00535 | 2022-01-25 | NULL | Electrical Permit | Commercial | NULL | Expired | Movie Set / Filming - To allow for Movie Set/Filming Applicant shall provide completed Contractor Declaration form, and dates of filming and associated location(s) to csinspection.clerks@vancouver.ca prior to the commencement of filming. Visit vancouver.ca/inspections for more details. | Filmgroup.tv Ltd
NULL | NULL | NULL | Electrical Permit | NULL | NULL | Draft | NULL | NULL
NULL | NULL | NULL | Gas Permit | NULL | NULL | Withdrawn | NULL | NULL
NULL | NULL | NULL | Plumbing Permit | NULL | NULL | Draft | NULL | NULL
NULL | NULL | NULL | Plumbing Permit | Residential | Addition | Draft | Residential - Adding a Watts 007 back flow preventer for irrigation system. | NULL
NULL | NULL | NULL | Plumbing Permit | Residential | Addition | Draft | Residential - Installing 3/4" Watts 009 Reduced pressure zone assembly for irrigation line. | NULL
NULL | NULL | NULL | Plumbing Permit | NULL | NULL | Draft | NULL | NULL
NULL | NULL | NULL | Electrical Permit | Residential | Renovation | Withdrawn | Installation / Repair - Residential - "Aluminum/copper rewiring/connections and renovation": Elimination of aluminum wiring on main floor with exception of noted areas upstairs and basement where all efforts will be made to make safe all aluminum/copper connection. install a new main service panel and all new branch circuit breakers. Install junction box for aluminum to copper connections in order to only connect copper branch circuits in new panel. Count of devices throughout house are approximate; Outlets-45 Switches-32 New recessed lighting-8 Liteline Luna4’s Provide power for kitchen pendants or recessed lighting as above install Luna4 recessed lighting in kitchen, living room, foyer, hall, install (10) LED puck lights for under counter lighting, Install new wiring for rearranged kitchen layout, Appliances include; Gas cooktop (40 amp outlet still required by code), electric oven, fridge, microwave, d/w, washer/dryer. Rewiring for furnace to boiler heat, Install wiring and smoke detectors on all 3 floors and in each bedroom, install new dedicated outlet for gas on-demand hot water tank. | NULL
NULL | NULL | NULL | Gas Permit | Residential | Renovation | Withdrawn | Residential - WATER HEATER RE/RE | NULL
NULL | NULL | NULL | Electrical Permit | Commercial | NULL | Draft | Annual / Operating | NULL
NULL | NULL | NULL | Electrical Permit | NULL | NULL | Draft | NULL | NULL
EP-2022-00547 | 2022-01-28 | NULL | Electrical Permit | Commercial | Renovation | Completed | Installation / Repair - Commercial - Gore Ave. and Prior St., and along Prior St. Installation of wooden poles, overhead span wires, junction boxes, underground conduit. Temporary Street lighting and Traffic Signal modifications. Splicing by city. | Bay Hill Contracting Ltd
NULL | NULL | NULL | Gas Permit | Residential | New | Withdrawn | Residential - Venting,installation and final hook up of a 3 gas Fireplaces | NULL
EP-2022-00554 | 2022-01-27 | NULL | Electrical Permit | Commercial | New | Completed | Installation / Repair - Commercial - Installing a 60amp overhead service for a new TELUS cabinet Beside house address of 4303 W 13th and Discovery St. | Priority Electric LTD.
NULL | NULL | NULL | Sprinkler Permit | NULL | NULL | Draft | NULL | Viking Fire Protection Inc
NULL | NULL | NULL | Electrical Permit | Commercial | NULL | Draft | Annual / Operating | NULL
NULL | NULL | NULL | Electrical Permit | NULL | NULL | Withdrawn | NULL | NULL
NULL | NULL | NULL | Electrical Permit | Commercial | Renovation | Draft | Installation / Repair - Commercial - Relocate existing fan. Extend feeder. | NULL
EP-2022-00560 | 2022-01-27 | NULL | Electrical Permit | Commercial | New | Completed | Installation / Repair - Commercial - Moving existing Telus micro cell to new location as Hydro won't connect at old location, old install completed by other contractor. -In alley behind 1865 W 2nd on wooden utility pole | Cobra Electric Regional Services Ltd
NULL | NULL | NULL | Electrical Permit | Commercial | Renovation | Draft | Installation / Repair - Commercial - We will replacing a defective fire alarm panel under category 2a of bulletin 2018-004-BU/EL. The panel will replaced with a Mircom FA-1000. All Devices to be maintained. Fairlane fire prevention will supply the panel and verification. | NULL
EP-2022-00561 | 2022-02-01 | NULL | Electrical Permit | Commercial | New | Completed | Installation / Repair - Commercial - Moving existing Telus micro cell to new location as Hydro won't connect at old location, old install completed by other contractor. -In alley behind 3733 W 10th Ave on wooden utility pole TAG 2554966 | Cobra Electric Regional Services Ltd
NULL | NULL | NULL | Electrical Permit | Commercial | New | Withdrawn | Installation / Repair - Commercial - Moving existing Telus micro cell to new location as Hydro won't connect at old location, old install completed by other contractor. | Cobra Electric Regional Services Ltd
NULL | NULL | NULL | Gas Permit | NULL | NULL | Withdrawn | NULL | NULL
NULL | NULL | NULL | Plumbing Permit | NULL | NULL | Withdrawn | NULL | NULL
NULL | NULL | NULL | Electrical Permit | Commercial | NULL | Withdrawn | Annual / Operating | NULL
NULL | NULL | NULL | Gas Permit | Residential | Renovation | Draft | Residential - Replace a defective NTI high efficiency boiler to Navien boiler. | Call 4 Heat Ltd
NULL | NULL | NULL | Sprinkler Permit | Commercial | Tenant Improvement | Draft | Commercial - For sprinkler system alterations to the 2014 VBBL and NFPA 13, 2013 for the tenant improvements to provide interior alterations to install a staff only lounge on the third floor and exterior alterations to provide ducting to a new make-up air unit and kitchen exhaust fan located at the roof level of this existing Municipally Designated Heritage M commercial building (the building at 220 Cambie Street is protected heritage property) and BP Amendment approved Feb.14/19. This application does not include any of the following: • Warehouse storage arrangements, or mobile compact storage arrangements. • Changes to the sprinkler system supply piping (e.g. valves, mains, cross-mains, etc.). • Flexible sprinkler pipe. • Information Technology Equipment Rooms (e.g. IT Rooms, LAN Rooms, etc.). • New alternative solutions and/or modifications to existing alternative solutions. Notes: 1. Permit reviewed during COVID19 pandemic. 2. Fire suppression system engineer of record Satwinder Pal Singh, P. Eng. of TAG Engineering Inc. T: 604.564.6800. E: sat@tagengineering.ca 3. One set of approved drawings and permit to be available for viewing at the jobsite. | Masters' Fire and Safety Ltd
NULL | NULL | NULL | Electrical Permit | Residential | Renovation | Draft | Installation / Repair - Residential - Bathroom renovation. | NULL
NULL | NULL | NULL | Plumbing Permit | NULL | NULL | Withdrawn | NULL | NULL
NULL | NULL | NULL | Plumbing Permit | Residential | Renovation | Withdrawn | Residential - full gut Reno all new plumbing | NULL
NULL | NULL | NULL | Electrical Permit | Residential | Renovation | Draft | Installation / Repair - Residential - Bathroom renovation. | NULL
NULL | NULL | NULL | Plumbing Permit | Residential | New | Draft | Residential - Storm Sump pump Install Lane Way House | NULL
NULL | NULL | NULL | Electrical Permit | Commercial | NULL | Draft | Annual / Operating - Annual Electrical Permit VALID: January 30, 2019 to January 29, 2020 EP-2018-00797: Expired (Annual / Operating) CONNECTED LOAD: 350 HP | Efficient Electrical Services Ltd
NULL | NULL | NULL | Plumbing Permit | NULL | NULL | Draft | NULL | NULL
NULL | NULL | NULL | Plumbing Permit | Commercial | Renovation | Draft | Commercial - Tenant Improvement, restaurant being made >To alter the interior of this existing retail unit to provide tenant improvements for a new retail limited food, QUESADA , in this existing convention center/retail/restaurant/office building. Type 5 and 2 cooking. Note: This application is processed under VBBL 2019. | SUN STAR MECHANICAL LTD
NULL | NULL | NULL | Plumbing Permit | NULL | NULL | Draft | NULL | NULL
NULL | NULL | NULL | Electrical Permit | Commercial | Addition | Withdrawn | Installation / Repair - Commercial - Installation of heat trace | Kaliber Power Corp
NULL | NULL | NULL | Plumbing Permit | Residential | New | Draft | Residential - Sanitary/Storm service to PL from house. | NULL
NULL | NULL | NULL | Plumbing Permit | Residential | New | Draft | Residential - Sanitary storm connections from house to PL | NULL
NULL | NULL | NULL | Electrical Permit | NULL | NULL | Draft | NULL | NULL
NULL | NULL | NULL | Electrical Permit | Commercial | NULL | Draft | Annual / Operating - Annual Electrical Permit VALID: January 30, 2021 to January 29, 2022 EP-2020-00595: Expired (Annual / Operating) CONNECTED LOAD: 350 HP | Efficient Electrical Services Ltd
NULL | NULL | NULL | Electrical Permit | NULL | NULL | Draft | NULL | NULL
NULL | NULL | NULL | Electrical Permit | Commercial | Tenant Improvement | Withdrawn | Installation / Repair - Commercial - EMERGENCY REPAIR - Meter base stopped working and needs replacement. BC HYDRO ATTENDING. | NULL
NULL | NULL | NULL | Plumbing Permit | NULL | NULL | Draft | NULL | NULL
NULL | NULL | NULL | Electrical Permit | NULL | NULL | Withdrawn | NULL | NULL
NULL | NULL | NULL | Electrical Permit | NULL | NULL | Draft | Installation / Repair - - wiring of an outdoor heat pump | NULL
NULL | NULL | NULL | Electrical Permit | NULL | NULL | Draft | NULL | NULL
NULL | NULL | NULL | Electrical Permit | NULL | NULL | Withdrawn | NULL | NULL
NULL | NULL | NULL | Electrical Permit | Residential | Renovation | Draft | Installation / Repair - Residential - Bathroom renovation | NULL
NULL | NULL | NULL | Gas Permit | NULL | NULL | Withdrawn | NULL | NULL
NULL | NULL | NULL | Electrical Permit | Residential | Renovation | Draft | Installation / Repair - Residential - bathroom renovation | NULL
NULL | NULL | NULL | Electrical Permit | NULL | NULL | Draft | NULL | NULL
NULL | NULL | NULL | Electrical Permit | Commercial | Renovation | Draft | Installation / Repair - Commercial - Low voltage wiring for network, telephone, and security. >BP: 101015536986 Interior alterations to combine office units #140, #160 & #170 retaining #140 on the ground floor of this commercial building on this site. Addressing notes: #140 - 2034 W 11th #160 & #170 have been cancelled and are to be removed from the building/suite entry. #140 is to be posted as shown on the approved plans & clearly visible from the suite entry prior to final inspection. OK for Field Review per W.Wong, December 1, 2021 Lagan case #101015536986 and additional items submitted through # 101015580079. Letters of assurance submitted: - Sch A (Arch): Steven Cross, Architect, 604.308.8191 - Sch B (Arch): Steven Cross, Architect, 604.308.8191 - Sch B (Mech, Plumb): Richard Marier, P.Eng., 604.534.3151 - Sch B (Elec): Michael Inch, P.Eng., 604.808.9288 Notes: - Sprinkler Contractor: Phoenix Fire Life Safety - This building is a BOMA BESt. Energy upgrade exempted | Devise Integration Ltd
NULL | NULL | NULL | Electrical Permit | NULL | NULL | Draft | NULL | NULL
NULL | NULL | NULL | Electrical Permit | Commercial | Renovation | Draft | Installation / Repair - Commercial - Landscape lighting installation -CONTRACTOR SHALL PROVIDE FIRE ALARM PROVISION TO SUPERVISORY MODULE FOR NEWLY UPDATED WATER MAIN FOR IRRIGATION SYSTEM BY MECHANICAL DISCIPLINE. CONTRACTOR SHALL PROVIDE AND INSTALL THE MODULE, END OF LINE DEVICE, AND COMPLETE WIRING. EXACT LOCATION SHALL BE CONFIRMED ON SITE BY COORDINATING WITH MECHANICAL DISCIPLINE. COMMISSIONING OF FACP AND FA ANNUNCIATOR SHALL BE INCLUDED. CONTRACTOR IS RESPONSIBLE COORDINATING WITH MONITORING COMPANY FOR OPERATIONAL SAFETY/SECURITY OF THE FA SYSTEM. >BP: Building Permit for DP-2020-00120 for exterior alterations membrane repairs to the podium area, revisions to the landscaping including the reconfiguration of the retaining walls and replacement materials, new landscaping features, lighting, and the installation of a playground in the courtyard, for this existing 3-storey multiple dwelling building. Notes: 1. Including the Letter of Assurance dated January 21, 2019, signed by Jennifer Clark: 2. Including the Arborist Inventory Report dated October 21, 2019, from Diamond Head. 3. Envelope and membrane repairs only. No interior or electrical work proposed. 4. Building envelope professional: Carolina Mahoney at 604.454.0402 | Enervation Electric Ltd
NULL | NULL | NULL | Electrical Permit | NULL | NULL | Draft | NULL | NULL
NULL | NULL | NULL | Electrical Permit | NULL | NULL | Draft | NULL | NULL
NULL | NULL | NULL | Plumbing Permit | Commercial | Tenant Improvement | Withdrawn | Commercial - Domestic Water Repipe of 73 units | BMS Plumbing & Mechanical Systems Ltd
NULL | NULL | NULL | Electrical Permit | NULL | NULL | Draft | NULL | NULL
NULL | NULL | NULL | Plumbing Permit | NULL | NULL | Draft | NULL | East West Plumbing (2007) Ltd
NULL | NULL | NULL | Electrical Permit | Commercial | Tenant Improvement | Withdrawn | Installation / Repair - Commercial - Renovate Level 22 and Level 23 of the TD tower and do all the electrical work. | Harbourview Electric Ltd
NULL | NULL | NULL | Electrical Permit | Commercial | Renovation | Draft | Installation / Repair - Commercial - Low voltage wiring of access control and surveillance cameras | NULL
NULL | NULL | NULL | Electrical Permit | Residential | New | Draft | Installation / Repair - Residential - prewire & completion of security, telephone, cable, smart home, audio, camera, vacuum, C4 | NULL
NULL | NULL | NULL | Gas Permit | NULL | NULL | Withdrawn | NULL | PHD PLUMBING HEATING & DRAINAGE LTD
EP-2022-00737 | 2022-02-03 | NULL | Electrical Permit | Commercial | New | Completed | Installation / Repair - Commercial - Install new pole mounted service panel, grounding, junction boxes, ducts and wiring at 2625 Rupert St, Vancouver. Traffic Signal - Rupert and E. Broadway Network #: CET1357492. | City of Vancouver
NULL | NULL | NULL | Electrical Permit | Commercial | New | Withdrawn | Installation / Repair - Commercial - Installation of a commercial security system. Panel transformer plugs into an existing outlet. All other equipment is wireless. No fire installed. | Vivint Canada Inc
NULL | NULL | NULL | Gas Permit | Residential | Renovation | Withdrawn | Residential - replace 6 gas ranges | Terra Mechanical Ltd
NULL | NULL | NULL | Gas Permit | Residential | Tenant Improvement | Withdrawn | Residential - install gas cooktop and remove old | NULL
NULL | NULL | NULL | Electrical Permit | NULL | NULL | Draft | NULL | NULL
EP-2022-00632 | 2022-01-27 | NULL | Electrical Permit | Commercial | NULL | Expired | Movie Set / Filming - To allow for Movie Set/Filming Applicant shall provide completed Contractor Declaration form, and dates of filming and associated location(s) to csinspection.clerks@vancouver.ca prior to the commencement of filming. Visit vancouver.ca/inspections for more details. | Balestra Pictures Inc
NULL | NULL | NULL | Electrical Permit | NULL | NULL | Draft | NULL | NULL
NULL | NULL | NULL | Electrical Permit | Residential | New | Draft | Temporary Power - Residential - To provide temporary power. | NULL
NULL | NULL | NULL | Electrical Permit | Commercial | Tenant Improvement | Draft | Installation / Repair - Commercial - Aluminum wiring upgrading/repair(Using pig tailing method) in whole building AMEND: DEC 8/2021 Add:Need to check the breaker or connection in the meter base of unit 315,Because an electrical power voltage issue from one-phase of the power come from electrical room unit main breaker. BChydro case#4797737. | GLBC ELECTRICAL CONTRACTORS LTD
NULL | NULL | NULL | Electrical Permit | Commercial | Addition | Withdrawn | Installation / Repair - Commercial - Install 2 x 30A 250V Single phase Receptacles. | NULL
NULL | NULL | NULL | Plumbing Permit | NULL | NULL | Draft | NULL | NULL
NULL | NULL | NULL | Sprinkler Permit | Commercial | New | Withdrawn | Commercial - Installation of Sprinkler System >BP: To construct a five storey mixed-use building consisting of Wholesale Class A use on the first storey, 54 dwelling units associated with an Artist Studio and 41 dwelling units (a total of 95 rental dwelling units) under the Secured Market Rental Housing Policy, from the second to fifth storeys, all over one level of underground parking, having vehicular access from the lane. VBBL 2019 - Reviewed during the 2020 pandemic crisis. STAGED 1 - Excavation and Shoring issued on Nov 24, 2021. | MG Fire Protection Ltd
NULL | NULL | NULL | Sprinkler Permit | NULL | NULL | Withdrawn | NULL | NULL
NULL | NULL | NULL | Electrical Permit | NULL | NULL | Withdrawn | NULL | NULL
NULL | NULL | NULL | Electrical Permit | NULL | NULL | Draft | Temporary Power - - To provide temporary power. | NULL
NULL | NULL | NULL | Gas Permit | Residential | Renovation | Draft | Residential - whirlpool 30" gas range | Han Appliances & Refrigeration Ltd
NULL | NULL | NULL | Plumbing Permit | Residential | New | Withdrawn | Residential - Plumbing rough ins, Sump pumps and finishing. | 0740396 BC Ltd
NULL | NULL | NULL | Plumbing Permit | Residential | Renovation | Withdrawn | Residential - dsss | NULL
NULL | NULL | NULL | Plumbing Permit | NULL | NULL | Draft | NULL | Apple Mechanical Ltd
NULL | NULL | NULL | Electrical Permit | Residential | Renovation | Withdrawn | Installation / Repair - Residential | NULL
NULL | NULL | NULL | Electrical Permit | Residential | Renovation - Dwelling Unit(s) only | Withdrawn | Installation / Repair - Residential - Interior renovation, all new remove and replace. new panel | NULL
NULL | NULL | NULL | Electrical Permit | NULL | NULL | Draft | NULL | NULL
NULL | NULL | NULL | Plumbing Permit | NULL | NULL | Draft | NULL | NULL
NULL | NULL | NULL | Electrical Permit | NULL | NULL | Withdrawn | NULL | NULL
NULL | NULL | NULL | Electrical Permit | NULL | NULL | Withdrawn | NULL | NULL
NULL | NULL | NULL | Electrical Permit | Residential | Renovation | Withdrawn | Installation / Repair - Residential | NULL
NULL | NULL | NULL | Plumbing Permit | NULL | NULL | Withdrawn | NULL | NULL
NULL | NULL | NULL | Plumbing Permit | NULL | NULL | Withdrawn | NULL | NULL
EP-2022-00654 | 2022-01-28 | NULL | Electrical Permit | Commercial | Renovation | Completed | Installation / Repair - Commercial - 78 Pacific Parking Lot: North end. Add wiring for pole lighting | Fitterer Electric Ltd
NULL | NULL | NULL | Plumbing Permit | NULL | NULL | Draft | NULL | NULL
NULL | NULL | NULL | Gas Permit | NULL | NULL | Draft | NULL | Northwind Heating Ltd
NULL | NULL | NULL | Electrical Permit | NULL | NULL | Draft | NULL | NULL
NULL | NULL | NULL | Gas Permit | NULL | NULL | Draft | NULL | Maple Furnace Heating & Air Conditioning
NULL | NULL | NULL | Electrical Permit | NULL | NULL | Draft | NULL | NULL
NULL | NULL | NULL | Electrical Permit | Commercial | Renovation | Draft | Installation / Repair - Commercial - Adding four (4) fire alarm speakers to existing circuit in Birks Jewelry store on main floor of 698 West Hastings >BP: Interior alterations to provide tenant improvements to the southwest portion of the main floor and second floor of this existing retail tenant in this existing Municipally Designated Heritage 'A' commercial building on this site. Scope of Work: Remove VCA boutique and replace with Richard Mille Boutique with new millwork, glass partitions, interconnected stairs inside boutique, universal washroom on second level, mechanical, electrical, sprinkler, plumbing Letters of Assurance submitted by: Architectural Schedule B and Schedule A, Hugh Cochlin, Architect AIBC, 604-879-0118 Structural Schedule B, Mark Anthony El-Araj P.Eng, Struct. Eng, LEED AP, 604-734-8822 Mechanical/Plumbing Schedule B, Mark Yeung P.Eng, 604-559-8809 Electrical Schedule B, Roger Dupuis, 604-569-6500 SP-2021-00821 E2 - Lighting - Upgrade to incorporate Automatic Full OFF (per 9.4.1.1.(h) of ASHRAE 90.1-2016) | COASTAL ELECTRICAL SYSTEMS LTD
NULL | NULL | NULL | Electrical Permit | Residential | Renovation | Draft | Installation / Repair - Residential - Bathroom renovation | NULL
NULL | NULL | NULL | Electrical Permit | NULL | NULL | Draft | NULL | NULL
NULL | NULL | NULL | Plumbing Permit | NULL | NULL | Withdrawn | NULL | NULL
NULL | NULL | NULL | Plumbing Permit | NULL | NULL | Draft | NULL | NULL
NULL | NULL | NULL | Plumbing Permit | Residential | Renovation | Draft | Residential - to install drain tile on the outside perimeter of the home. connecting to sump pit, then drain away from the pit to back yard. | NULL
NULL | NULL | NULL | Electrical Permit | Residential | New | Draft | Installation / Repair - Residential - Laneway home construction | Wire-Man Electric Ltd
NULL | NULL | NULL | Plumbing Permit | NULL | NULL | Draft | NULL | NULL
NULL | NULL | NULL | Plumbing Permit | NULL | NULL | Draft | NULL | NULL
NULL | NULL | NULL | Electrical Permit | NULL | NULL | Draft | Temporary Power - - To provide temporary power. | NULL
NULL | NULL | NULL | Electrical Permit | Residential | New | Draft | Installation / Repair - Residential - Wiring and service. | G.S.G. Electric Ltd.
NULL | NULL | NULL | Plumbing Permit | Residential | New | Draft | Residential - Sentry and storm con with 1 sump | NULL
NULL | NULL | NULL | Plumbing Permit | NULL | NULL | Draft | NULL | NULL
NULL | NULL | NULL | Plumbing Permit | NULL | NULL | Draft | NULL | NULL
NULL | NULL | NULL | Electrical Permit | Residential | New | Withdrawn | Temporary Power - Residential - To provide temporary power. | NULL
NULL | NULL | NULL | Sprinkler Permit | Commercial | Tenant Improvement | Withdrawn | Commercial - For sprinkler system alterations to the 2019 VBBL and NFPA 13, 2013 for the tenant improvements to provide Interior alterations to change the use and change of major occupancy from ancillary hotel storage on ground floor and elevator lobby (Group C) on mezzanine floor to be used and as part of the operation of the existing Retail Store (Louis Vuitton - Group E) in this existing Municipally Designated Heritage 'M' Vancouver Hotel Building on this site. Scope of work: Convert hotel baggage area & elevator lobby to retail shell for future TI, resize existing elevator lobby at mezzanine, relocate annunciator panel, infill walls at elevator lobby on mezzanine level. Electrical, plumbing, sprinkler and fire alarm to suit. This application does not include any of the following: • Warehouse storage arrangements, or mobile compact storage arrangements. • Changes to the sprinkler system supply piping (e.g. valves, mains, cross-mains, etc.). • Flexible sprinkler pipe. • Information Technology Equipment Rooms (e.g. IT Rooms, LAN Rooms, etc.). • New alternative solutions and/or modifications to existing alternative solutions. • Change in occupancy and/or hazard classification. Notes: 1. Permit reviewed during COVID-19 Pandemic. 2. Sprinkler engineer of record Yadim Castillo, P.Eng. of Northwest Sprinkler Company (NWSC). T: 778 707 6797. E: yadim@nwsprinkler.com 3. One set of approved drawings and permit to be available for viewing at the jobsite. | NULL
NULL | NULL | NULL | Plumbing Permit | NULL | Renovation | Draft | - Bathroom renovation | NULL
NULL | NULL | NULL | Electrical Permit | Residential | New | Withdrawn | Temporary Power - Residential - To provide temporary power. | NULL
NULL | NULL | NULL | Electrical Permit | Commercial | NULL | Draft | Annual / Operating | NULL
NULL | NULL | NULL | Electrical Permit | Commercial | Tenant Improvement | Draft | Installation / Repair - Commercial - asd | Alarm Max Security Inc
NULL | NULL | NULL | Electrical Permit | NULL | NULL | Withdrawn | NULL | NULL
NULL | NULL | NULL | Electrical Permit | Commercial | Renovation | Withdrawn | Installation / Repair - Commercial - REPLACE LIGHTING FIXTURES ADD RECRPACLES ADD BREAKER IN PANEL OR INSTALL SUB PANEL | ENT Electric Ltd.
NULL | NULL | NULL | Electrical Permit | Commercial | Tenant Improvement | Draft | Installation / Repair - Commercial - asd | Alarm Max Security Inc
EP-2022-00674 | 2022-01-30 | NULL | Electrical Permit | Commercial | NULL | Expired | Movie Set / Filming - To allow for Movie Set/Filming Applicant shall provide completed Contractor Declaration form, and dates of filming and associated location(s) to csinspection.clerks@vancouver.ca prior to the commencement of filming. Visit vancouver.ca/inspections for more details. | Filmgroup.tv Ltd
NULL | NULL | NULL | Electrical Permit | NULL | NULL | Withdrawn | NULL | NULL
NULL | NULL | NULL | Electrical Permit | NULL | NULL | Withdrawn | NULL | NULL
NULL | NULL | NULL | Gas Permit | Residential | Renovation | Draft | Residential - Relocate gas line to gas range, existing gas range to be used | NULL
EP-2022-00680 | 2022-02-01 | NULL | Electrical Permit | Commercial | Addition | Completed | Installation / Repair - Commercial - Installation of 2 - 53mm conduits in order for overhead traffic signal communication lines to be relocated. Amend: July 13, 2022 FSR changed to Mark Benacivic | Orion Electrical Systems Ltd
NULL | NULL | NULL | Electrical Permit | Commercial | Renovation | Withdrawn | Installation / Repair - Commercial - Replace old service with new, smaller service. Old service 1 MVA @ 480v and 50KVA @ 120/240v New service 200amp @ 600v | NULL
NULL | NULL | NULL | Electrical Permit | Commercial | New | Draft | Installation / Repair - Commercial - Alarm Security System and CCTV | Alarm Max Security Inc
EP-2022-00714 | 2022-02-01 | NULL | Electrical Permit | Commercial | NULL | Expired | Movie Set / Filming - To allow for Movie Set/Filming Applicant shall provide completed Contractor Declaration form, and dates of filming and associated location(s) to csinspection.clerks@vancouver.ca prior to the commencement of filming. Visit vancouver.ca/inspections for more details. | UW2 Productions Inc
EP-2022-00683 | 2022-02-01 | NULL | Electrical Permit | Commercial | Addition | Completed | Installation / Repair - Commercial - Adding 208V switch to existing Telus micro cell on wooden utility pole as Hydro will only connect to a 3 phase device. Amend: Feb 7, 2022 next to 4440 Victoria Drive on pole service | Cobra Electric Regional Services Ltd
EP-2022-00684 | 2022-02-01 | NULL | Electrical Permit | Commercial | Addition | Completed | Installation / Repair - Commercial - 3302 Church - rear of - Adding 208V switch to existing Telus micro cell on wooden utility pole as Hydro will only connect to a 3 phase device. | Cobra Electric Regional Services Ltd
NULL | NULL | NULL | Electrical Permit | Commercial | Tenant Improvement | Withdrawn | Installation / Repair - Commercial - Museum of Vancouver Joyce Whalley Room Tenant Improvements. Lighting renovations. Interior alterations to provide improvements to this existing heritage museum building on this site. Scope of work: New flooring, drywall, electrical and lighting. | Sasco Contractors Ltd
NULL | NULL | NULL | Plumbing Permit | Residential | Renovation | Draft | Residential - Bathroom renovation | NULL
NULL | NULL | NULL | Gas Permit | Residential | New | Draft | Residential - Supply and Install 1 Fireplace Unit | NULL
NULL | NULL | NULL | Plumbing Permit | Residential | Renovation | Draft | Residential - Bathroom renovation | NULL
EP-2022-00696 | 2022-02-01 | NULL | Electrical Permit | Commercial | NULL | Expired | Movie Set / Filming - To allow for Movie Set/Filming Applicant shall provide completed Contractor Declaration form, and dates of filming and associated location(s) to csinspection.clerks@vancouver.ca prior to the commencement of filming. Visit vancouver.ca/inspections for more details. | PICO Productions (BC) Limited
NULL | NULL | NULL | Electrical Permit | Commercial | NULL | Draft | Annual / Operating | NULL
NULL | NULL | NULL | Electrical Permit | NULL | NULL | Draft | NULL | NULL
NULL | NULL | NULL | Plumbing Permit | Commercial | New | Draft | Commercial - Plumbing - Onsite services To develop a new two storey independent Elementary School (Corpus Christi Elementary) including a Child Daycare Facility (shell only) on this site. The existing elementary school will be retained during construction and demolished following completion of the new school to accommodate a new parking lot providing a total of 86 surface parking spaces accessible from Waverly Ave. and Nanaimo St. The existing garage to be relocated and altered. Daycare and kitchen design/fit out will be under separate TI permit. Full construction | Kenco Construction Ltd
NULL | NULL | NULL | Plumbing Permit | NULL | NULL | Draft | NULL | NULL
NULL | NULL | NULL | Electrical Permit | NULL | NULL | Withdrawn | NULL | NULL
EP-2022-00695 | 2022-02-01 | NULL | Electrical Permit | Commercial | Renovation | Completed | Installation / Repair - Commercial - repair damaged wiring that supplies power to the media board | Division 16 Technologies Ltd
NULL | NULL | NULL | Plumbing Permit | NULL | NULL | Draft | NULL | NULL
NULL | NULL | NULL | Electrical Permit | NULL | NULL | Withdrawn | NULL | NULL
NULL | NULL | NULL | Electrical Permit | Residential | NULL | Withdrawn | Temporary Power - Residential - To provide temporary power. | NULL
NULL | NULL | NULL | Electrical Permit | NULL | NULL | Draft | NULL | NULL
NULL | NULL | NULL | Electrical Permit | Commercial | NULL | Draft | Annual / Operating | NULL
NULL | NULL | NULL | Plumbing Permit | NULL | NULL | Draft | NULL | NULL
NULL | NULL | NULL | Plumbing Permit | NULL | NULL | Draft | NULL | NULL
NULL | NULL | NULL | Gas Permit | Commercial | Renovation | Draft | Commercial - Indirect fired makeup air unit replacement | DYNAMIC MECHANICAL SERVICES LTD
NULL | NULL | NULL | Electrical Permit | Commercial | NULL | Draft | Annual / Operating | NULL
NULL | NULL | NULL | Plumbing Permit | NULL | Renovation | Draft | - Bathroom renovation | NULL
EP-2022-00764 | 2022-02-24 | NULL | Electrical Permit | Commercial | Addition | Completed | Installation / Repair - Commercial - Supply, Installation and wiring of 2 New MCC breakers, local are disconnects and controls for 2 new sluice gate actuators at Metro Vancouver's Kent Pump Station. The site address is 8500 Yukon St Vancouver | Gifford Electric Ltd
NULL | NULL | NULL | Electrical Permit | Commercial | NULL | Draft | Annual / Operating | NULL
NULL | NULL | NULL | Electrical Permit | NULL | NULL | Draft | NULL | NULL
NULL | NULL | NULL | Plumbing Permit | NULL | NULL | Draft | NULL | NULL
NULL | NULL | NULL | Plumbing Permit | NULL | NULL | Draft | NULL | NULL
NULL | NULL | NULL | Plumbing Permit | NULL | NULL | Draft | NULL | NULL
NULL | NULL | NULL | Sprinkler Permit | Residential | New | Withdrawn | Residential - install sprinkler system in laneway house | NULL
NULL | NULL | NULL | Gas Permit | NULL | NULL | Withdrawn | NULL | PACIFIC FLO MECHANICAL
NULL | NULL | NULL | Electrical Permit | NULL | NULL | Withdrawn | NULL | NULL
EP-2022-00729 | 2022-02-02 | NULL | Electrical Permit | Commercial | New | Issued | Installation / Repair - Commercial - Install 15 amp 120 volt pole service for Telus Microcell BC107490 388 Clark Drive | CENTRAL ISLAND COMMUNICATIONS LTD
NULL | NULL | NULL | Electrical Permit | Residential | Tenant Improvement | Withdrawn | Installation / Repair - Residential - Electrical install of AC | NULL
NULL | NULL | NULL | Plumbing Permit | Residential | Renovation | Draft | Residential - Re and re of plumbing fixtures in a single family condo renovation | SKYREACH PLUMBING & HEATING LTD
EP-2022-00730 | 2022-02-02 | NULL | Electrical Permit | Commercial | New | Issued | Installation / Repair - Commercial - Install 15 amp 120 volt pole service for Telus Microcell BC110853 | CENTRAL ISLAND COMMUNICATIONS LTD
NULL | NULL | NULL | Electrical Permit | NULL | NULL | Withdrawn | NULL | NULL
NULL | NULL | NULL | Plumbing Permit | NULL | NULL | Draft | NULL | NULL
NULL | NULL | NULL | Plumbing Permit | NULL | NULL | Draft | NULL | NULL
NULL | NULL | NULL | Electrical Permit | NULL | NULL | Withdrawn | NULL | NULL
NULL | NULL | NULL | Electrical Permit | NULL | NULL | Draft | NULL | NULL
NULL | NULL | NULL | Plumbing Permit | NULL | NULL | Draft | NULL | NULL
NULL | NULL | NULL | Electrical Permit | NULL | NULL | Withdrawn | NULL | NULL
EP-2022-00740 | 2022-02-01 | NULL | Electrical Permit | Commercial | NULL | Expired | Movie Set / Filming - To allow for Movie Set/Filming Applicant shall provide completed Contractor Declaration form, and dates of filming and associated location(s) to csinspection.clerks@vancouver.ca prior to the commencement of filming. Visit vancouver.ca/inspections for more details. | Circle Productions Ltd
EP-2022-00744 | NULL | NULL | Electrical Permit | Commercial | NULL | Cancelled | Movie Set / Filming - To allow for Movie Set/Filming Applicant shall provide completed Contractor Declaration form, and dates of filming and associated location(s) to csinspection.clerks@vancouver.ca prior to the commencement of filming. Visit vancouver.ca/inspections for more details. | NULL
NULL | NULL | NULL | Electrical Permit | NULL | NULL | Draft | NULL | NULL
NULL | NULL | NULL | Electrical Permit | NULL | NULL | Withdrawn | NULL | NULL
NULL | NULL | NULL | Sprinkler Permit | NULL | NULL | Draft | NULL | NULL
NULL | NULL | NULL | Plumbing Permit | NULL | NULL | Draft | NULL | NULL
NULL | NULL | NULL | Plumbing Permit | NULL | NULL | Withdrawn | NULL | NULL
EP-2022-00795 | 2022-02-03 | NULL | Electrical Permit | Commercial | New | Issued | Installation / Repair - Commercial - Installation of street lighting Cambie Street, W. 59th, W. 58th, and Paulson Ave Amend: July 13, 2022 FSR changed to Mark Benacivic | Orion Electrical Systems Ltd
NULL | NULL | NULL | Gas Permit | Residential | New | Draft | Residential - basement main floor | NULL
NULL | NULL | NULL | Plumbing Permit | NULL | NULL | Draft | NULL | Pacific Mechanical Systems Ltd
NULL | NULL | NULL | Gas Permit | NULL | NULL | Draft | NULL | NULL
NULL | NULL | NULL | Plumbing Permit | NULL | NULL | Draft | NULL | NULL
NULL | NULL | NULL | Electrical Permit | Commercial | New | Withdrawn | Installation / Repair - Commercial - new pizza restaurant rough wiring and finishing. Installation of lights fixtures , plugs and appliance power line. >1637 Renfrew First TI Interior alterations to provide first tenant improvements to this existing retail space for a retail food tenant on the ground of this existing mixed-use building on this site. Scope of work includes: new partition walls, plumbing and mechanical. Maximum 16 seats permitted. OK for field review per Steve Voskakis Letter of assurance submitted: Schedule B (Mech & Plumbing): Alex P.L. Lee, 604.324.8763 Note: 1. Storefront glazing to remain clear and unobstructed. 2. Separate permits will be required for signs and/or awnings. 3. Contractor c/o owner. Contractors must have a valid Vancouver business license. SP required per DBI. | Prowatt Electric Inc
NULL | NULL | NULL | Electrical Permit | Commercial | New | Withdrawn | Installation / Repair - Commercial - new pizza restaurant rough wiring and finishing. Installation of lights fixtures , plugs and appliance power line. >1637 Renfrew First TI Interior alterations to provide first tenant improvements to this existing retail space for a retail food tenant on the ground of this existing mixed-use building on this site. Scope of work includes: new partition walls, plumbing and mechanical. Maximum 16 seats permitted. OK for field review per Steve Voskakis Letter of assurance submitted: Schedule B (Mech & Plumbing): Alex P.L. Lee, 604.324.8763 Note: 1. Storefront glazing to remain clear and unobstructed. 2. Separate permits will be required for signs and/or awnings. 3. Contractor c/o owner. Contractors must have a valid Vancouver business license. SP required per DBI. | Prowatt Electric Inc
NULL | NULL | NULL | Electrical Permit | Commercial | New | Withdrawn | Installation / Repair - Commercial - new pizza restaurant rough wiring and finishing. Installation of lights fixtures , plugs and appliance power line. >1637 Renfrew First TI Interior alterations to provide first tenant improvements to this existing retail space for a retail food tenant on the ground of this existing mixed-use building on this site. Scope of work includes: new partition walls, plumbing and mechanical. Maximum 16 seats permitted. OK for field review per Steve Voskakis Letter of assurance submitted: Schedule B (Mech & Plumbing): Alex P.L. Lee, 604.324.8763 Note: 1. Storefront glazing to remain clear and unobstructed. 2. Separate permits will be required for signs and/or awnings. 3. Contractor c/o owner. Contractors must have a valid Vancouver business license. SP required per DBI. | Prowatt Electric Inc
NULL | NULL | NULL | Electrical Permit | Commercial | New | Withdrawn | Installation / Repair - Commercial - new pizza restaurant rough wiring and finishing. Installation of lights fixtures , plugs and appliance power line. >1637 Renfrew First TI Interior alterations to provide first tenant improvements to this existing retail space for a retail food tenant on the ground of this existing mixed-use building on this site. Scope of work includes: new partition walls, plumbing and mechanical. Maximum 16 seats permitted. OK for field review per Steve Voskakis Letter of assurance submitted: Schedule B (Mech & Plumbing): Alex P.L. Lee, 604.324.8763 Note: 1. Storefront glazing to remain clear and unobstructed. 2. Separate permits will be required for signs and/or awnings. 3. Contractor c/o owner. Contractors must have a valid Vancouver business license. SP required per DBI. | Prowatt Electric Inc
NULL | NULL | NULL | Gas Permit | NULL | NULL | Draft | NULL | NULL
NULL | NULL | NULL | Plumbing Permit | NULL | NULL | Draft | NULL | NULL
NULL | NULL | NULL | Plumbing Permit | NULL | NULL | Draft | NULL | NULL
NULL | NULL | NULL | Electrical Permit | NULL | NULL | Draft | NULL | NULL
NULL | NULL | NULL | Electrical Permit | Commercial | Renovation | Draft | Installation / Repair - Commercial - Two ventless hood Two Donair machines Two Frayers Two Griddle One small oven 12 dedicated receptacles Add four LED panels | Scorpio Electric Ltd
NULL | NULL | NULL | Electrical Permit | NULL | NULL | Draft | NULL | NULL
NULL | NULL | NULL | Electrical Permit | NULL | NULL | Draft | NULL | NULL
NULL | NULL | NULL | Electrical Permit | NULL | NULL | Withdrawn | NULL | NULL
NULL | NULL | NULL | Plumbing Permit | NULL | NULL | Draft | NULL | NULL
NULL | NULL | NULL | Plumbing Permit | Commercial | Renovation | Draft | Commercial - Kitchen reno Move kitchen sink, fridge and dishwasher Move Laundry Bathroom reno Add basin in bathroom (total of 2) Install wall hung toilet | G2C Contracting Ltd
NULL | NULL | NULL | Plumbing Permit | NULL | NULL | Draft | NULL | NULL
NULL | NULL | NULL | Electrical Permit | NULL | NULL | Draft | NULL | NULL
NULL | NULL | NULL | Electrical Permit | NULL | NULL | Draft | NULL | NULL
NULL | NULL | NULL | Electrical Permit | Residential | Renovation | Draft | Temporary Power - Residential - To provide temporary power. | NULL
NULL | NULL | NULL | Plumbing Permit | Residential | New | Draft | Residential - Install Sump for Storm and new Sanitary Connection from house to property line | NULL
NULL | NULL | NULL | Plumbing Permit | NULL | Renovation | Withdrawn | - Dishwasher install | NULL
NULL | NULL | NULL | Electrical Permit | NULL | NULL | Withdrawn | NULL | NULL
NULL | NULL | NULL | Gas Permit | NULL | NULL | Withdrawn | NULL | NULL
NULL | NULL | NULL | Electrical Permit | NULL | NULL | Withdrawn | NULL | NULL
NULL | NULL | NULL | Gas Permit | Residential | Renovation | Draft | Residential - Relocation of Fortis gas meter. | NULL
NULL | NULL | NULL | Electrical Permit | NULL | NULL | Draft | NULL | NULL
NULL | NULL | NULL | Electrical Permit | NULL | NULL | Draft | NULL | NULL
NULL | NULL | NULL | Sprinkler Permit | Commercial | New | Draft | Commercial - ***Above Grade Sprinklers*** For all sprinkler work to the 2014 VBBL; NFPA 13, 2013; standpipe work to NFPA 14, 2010; fire pump work to NFPA 20, 2010; and alternative solutions prepared by Camphora Engineering for work ABOVE GRADE for this newly 4-storey industrial and office building over two levels of underground parkade with repair garage/subsidiary office on the main/mezzanine floor; manufacturing on the 2nd floor; manufacturing/offices on the 3rd floor; and offices on the 4th floor. THIS IS A CERTIFIED PROFESSIONAL PROJECT and the CP is Susana Chui, P.Eng C.P. This application does not include any of the following: • Warehouse storage arrangements, or mobile compact storage arrangements. • Flexible sprinkler pipe. • Information Technology Equipment Rooms (e.g. IT Rooms, LAN Rooms, etc.). Related Permits: 1. SP-2020-00713 - Below grade sprinklers and standpipe. 2. AL-2020-00091 - Combined Garbage Room and Loading Bay. Notes: 1. Permit Issued during COVID-19 pandemic. 2. Sprinkler Engineer of Record Mr. Ryan Pavey, P.Eng. of Cardinal Engineering Ltd. T: (604) 605-0606, E: pavey@cardinalfire.ca 3. The sprinkler pipe sizes for Level 2 and a portion of Level 3 are based on potential future occupancy of EHG2. Separate permit and documents will be required confirm adequacy of the fire protection system on these levels for all future TI's. Levels 2 and 3 do not qualify for the OTC permit process. 4. Separate permits and documents required for tenant improvements, warehouse storage arrangements, and/or mobile compact storage arrangements. | Pacific Rim Fire Protection (2008) Ltd
NULL | NULL | NULL | Gas Permit | Residential | New | Draft | Residential - Install 3 natural gas fireplace | Vancouver Gas Fireplaces Ltd
NULL | NULL | NULL | Plumbing Permit | NULL | NULL | Withdrawn | NULL | NULL
NULL | NULL | NULL | Electrical Permit | Commercial | NULL | Draft | Annual / Operating - dmclk | S B ELECTRICAL LTD
NULL | NULL | NULL | Electrical Permit | Commercial | Renovation | Withdrawn | Installation / Repair - Commercial - Replacing faulty fire alarm panel, no wiring. Replacing with new panel. Bulletin 2018-004 BU/EL Category 2, Attachment 1, C new control unit is compatible with all the existing devices incorporated in the existing FAS. We are not altering the existing wiring or outlet boxes, such work is considered to be a straight replacement of the electrical equipment. | AG Electric and Alarm Monitoring Co Ltd
NULL | NULL | NULL | Gas Permit | NULL | NULL | Draft | NULL | NULL
NULL | NULL | NULL | Electrical Permit | NULL | NULL | Draft | NULL | NULL
NULL | NULL | NULL | Gas Permit | Residential | Renovation | Draft | Residential - Single | NULL
NULL | NULL | NULL | Gas Permit | Residential | Renovation | Draft | Residential - SINGLE | NULL
NULL | NULL | NULL | Gas Permit | Residential | New | Draft | Residential - SEAN | NULL
NULL | NULL | NULL | Electrical Permit | NULL | NULL | Draft | NULL | NULL
NULL | NULL | NULL | Electrical Permit | Commercial | Renovation | Draft | Installation / Repair - Commercial - Two ventless hood Two Donair machines Two fryers Two griddle One small oven 12 dedicated receptacles Add four LED panels | Scorpio Electric Ltd
NULL | NULL | NULL | Plumbing Permit | Residential | Renovation | Draft | Residential | NULL
NULL | NULL | NULL | Plumbing Permit | NULL | NULL | Draft | NULL | NULL
NULL | NULL | NULL | Electrical Permit | Commercial | New | Draft | Temporary Power - Commercial - To provide temporary power. Valid Jan 22/21 - Jan 21/22 | Faraday Electrical Contractors Ltd
NULL | NULL | NULL | Plumbing Permit | NULL | NULL | Withdrawn | NULL | NULL
NULL | NULL | NULL | Plumbing Permit | NULL | NULL | Draft | NULL | NULL
NULL | NULL | NULL | Electrical Permit | NULL | NULL | Draft | NULL | NULL
NULL | NULL | NULL | Plumbing Permit | Commercial | Tenant Improvement | Draft | Commercial - Hot Water Tank Installation | NULL
NULL | NULL | NULL | Gas Permit | Residential | New | Draft | Residential - gas work | NULL
NULL | NULL | NULL | Electrical Permit | NULL | NULL | Withdrawn | NULL | NULL
NULL | NULL | NULL | Electrical Permit | NULL | NULL | Draft | NULL | NULL
NULL | NULL | NULL | Electrical Permit | Residential | Renovation | Withdrawn | Installation / Repair - Residential - Upgrading Panel | G-STAR ELECTRIC LTD
NULL | NULL | NULL | Electrical Permit | NULL | NULL | Draft | NULL | NULL
NULL | NULL | NULL | Electrical Permit | NULL | NULL | Draft | NULL | NULL
NULL | NULL | NULL | Plumbing Permit | NULL | NULL | Draft | NULL | NULL
EP-2022-00850 | 2022-02-03 | NULL | Electrical Permit | Commercial | NULL | Expired | Movie Set / Filming - To allow for Movie Set/Filming Applicant shall provide completed Contractor Declaration form, and dates of filming and associated location(s) to csinspection.clerks@vancouver.ca prior to the commencement of filming. Visit vancouver.ca/inspections for more details. | Means of Production Inc
NULL | NULL | NULL | Plumbing Permit | NULL | NULL | Withdrawn | NULL | NULL
NULL | NULL | NULL | Electrical Permit | Commercial | NULL | Withdrawn | Annual / Operating - Annual electrical operating permit VALID: February 02, 2021 T0 February 01, 2022 RENEWAL for EP-2020-00670(Annual / Operating) | Corporate Electric Limited
NULL | NULL | NULL | Electrical Permit | Commercial | NULL | Withdrawn | Annual / Operating - Annual electrical operating permit VALID: February 02, 2021 T0 February 01, 2022 RENEWAL for EP-2020-00670(Annual / Operating) | Corporate Electric Limited
NULL | NULL | NULL | Gas Permit | NULL | NULL | Draft | NULL | Han Appliances & Refrigeration Ltd
NULL | NULL | NULL | Electrical Permit | NULL | NULL | Withdrawn | NULL | NULL
NULL | NULL | NULL | Electrical Permit | Commercial | Tenant Improvement | Draft | Installation / Repair - Commercial - Audio System | NULL
NULL | NULL | NULL | Electrical Permit | Commercial | Renovation | Withdrawn | Installation / Repair - Commercial - REPLACE LIGHTING FIXTURES , INSTALL NEW RECEPTACLE INSTALL A SUBPANEL FOR RECEPTACLE >BP: Interior alterations to provide improvements for this existing retail store in this existing commercial building on this site. Scope of work to include: remove interior walls/doors and build new interior partition wall to suite new layout, new millwork displays, shelving and racks, plumbing/grease trap, lighting E2 - Lighting - Upgrade to incorporate Scheduled Shutoff (per 9.4.1.1.(i) of ASHRAE 90.1-2016) The services of a Structural Engineer may be required, based upon site inspection by the District Building Inspector. Ok for field review per N. Jalalkamali | ENT Electric Ltd.
NULL | NULL | NULL | Gas Permit | NULL | NULL | Draft | NULL | NULL
NULL | NULL | NULL | Gas Permit | Commercial | Tenant Improvement | Draft | Commercial - Install New 205 000 B.T.U Gas fired Domestic Hot Water Tank | NULL
NULL | NULL | NULL | Gas Permit | Residential | Renovation | Withdrawn | Residential - a mid-efficiency furnace replaced by a high efficiency furnace | NULL
NULL | NULL | NULL | Gas Permit | NULL | NULL | Withdrawn | NULL | NULL
NULL | NULL | NULL | Plumbing Permit | Commercial | Tenant Improvement | Draft | Commercial - hot water Tank | Alfred Biesok
NULL | NULL | NULL | Plumbing Permit | Commercial | New | Draft | Commercial - Adding new fixtures | DAVIDSON BROS MECHANICAL CONTRACTORS
NULL | NULL | NULL | Electrical Permit | Commercial | NULL | Draft | Movie Set / Filming - To allow for Movie Set/Filming Applicant shall provide completed Contractor Declaration form, and dates of filming and associated location(s) to csinspection.clerks@vancouver.ca prior to the commencement of filming. Visit vancouver.ca/inspections for more details. | Northkamp Enterprises Inc
EP-2022-00877 | 2022-02-04 | NULL | Electrical Permit | Commercial | NULL | Expired | Movie Set / Filming - To allow for Movie Set/Filming Applicant shall provide completed Contractor Declaration form, and dates of filming and associated location(s) to csinspection.clerks@vancouver.ca prior to the commencement of filming. Visit vancouver.ca/inspections for more details. | Northkamp Enterprises Inc
NULL | NULL | NULL | Electrical Permit | NULL | NULL | Draft | NULL | NULL
NULL | NULL | NULL | Electrical Permit | Commercial | NULL | Draft | Movie Set / Filming - To allow for Movie Set/Filming Applicant shall provide completed Contractor Declaration form, and dates of filming and associated location(s) to csinspection.clerks@vancouver.ca prior to the commencement of filming. Visit vancouver.ca/inspections for more details. | Balestra Pictures Inc
NULL | NULL | NULL | Electrical Permit | NULL | NULL | Withdrawn | Installation / Repair - - Fire. Rewire and replace all electrical including electrical service. | NULL
NULL | NULL | NULL | Electrical Permit | Commercial | NULL | Draft | Annual / Operating | NULL
NULL | NULL | NULL | Plumbing Permit | NULL | NULL | Draft | NULL | NULL
NULL | NULL | NULL | Plumbing Permit | NULL | NULL | Draft | NULL | NULL
NULL | NULL | NULL | Plumbing Permit | NULL | NULL | Draft | NULL | NULL
NULL | NULL | NULL | Electrical Permit | Commercial | Renovation | Draft | Installation / Repair - Commercial - ADDING SOME OUTLETS,LIGHTS AND NEW WIRING FOR EXISTING PLUGS AND SWITCHES >BP: Interior alterations to combine 3 units (7002, 7008 & 7028 Victoria) in this existing elementary school. DP-2020-00809 - Issued Reviewed during COVID-19 pandemic | Golden Wire Electric Ltd
NULL | NULL | NULL | Electrical Permit | Commercial | Renovation | Draft | Installation / Repair - Commercial - Electrical Work for branch circuits, appliances, general use receptacles and ELV cable system. >BP: Exterior and interior alterations and change in occupancy from fitness center (A2) to Restaurant Class -1 (A2) in this existing 2-storey commercial building. Note: 1. Class -4 cooking operation 2. Installation of new cooking appliances and vent less hood 3. Reviewed during the 2019 pandemic crisis Occupant Load = 34 persons ******THIS PERMIT HAS BEEN ISSUED UNDER THE REQUIREMENTS OF VBBL 2019******** | KKY Electrical & Contracting Ltd
NULL | NULL | NULL | Gas Permit | Residential | Tenant Improvement | Draft | Residential - Replace the furnace | NULL
NULL | NULL | NULL | Electrical Permit | NULL | NULL | Withdrawn | NULL | NULL
NULL | NULL | NULL | Gas Permit | Residential | Tenant Improvement | Draft | Residential - Re an replace the furnace | NULL
NULL | NULL | NULL | Electrical Permit | NULL | NULL | Draft | NULL | NULL
NULL | NULL | NULL | Gas Permit | NULL | NULL | Draft | NULL | NULL
NULL | NULL | NULL | Electrical Permit | NULL | NULL | Draft | NULL | NULL
NULL | NULL | NULL | Gas Permit | NULL | NULL | Withdrawn | NULL | NULL
NULL | NULL | NULL | Gas Permit | Residential | New | Draft | Residential - Furnace replacement | One Track Heating & Air Conditioning Inc.
NULL | NULL | NULL | Plumbing Permit | NULL | NULL | Draft | NULL | NULL
NULL | NULL | NULL | Plumbing Permit | NULL | NULL | Draft | NULL | NULL
NULL | NULL | NULL | Plumbing Permit | NULL | NULL | Draft | NULL | NULL
NULL | NULL | NULL | Electrical Permit | NULL | NULL | Draft | NULL | NULL
NULL | NULL | NULL | Electrical Permit | NULL | NULL | Draft | NULL | NULL
NULL | NULL | NULL | Gas Permit | NULL | NULL | Draft | NULL | Thomson Industries Ltd
NULL | NULL | NULL | Plumbing Permit | Commercial | Tenant Improvement | Withdrawn | Commercial - Install double check valve backflow assembly for connection to water filter | NULL
NULL | NULL | NULL | Gas Permit | Residential | New | Draft | Residential - Furnace replacement | One Track Heating & Air Conditioning Inc.
NULL | NULL | NULL | Plumbing Permit | Commercial | Tenant Improvement | Withdrawn | Commercial - Install double check valve backflow assembly for water filter connection | NULL
NULL | NULL | NULL | Electrical Permit | NULL | NULL | Draft | NULL | NULL
NULL | NULL | NULL | Gas Permit | NULL | NULL | Draft | NULL | NULL
NULL | NULL | NULL | Electrical Permit | Commercial | Tenant Improvement | Draft | Installation / Repair - Commercial - Connect Sign installed by Vista Visual | Ampac Electric Ltd
NULL | NULL | NULL | Electrical Permit | NULL | NULL | Draft | NULL | NULL
NULL | NULL | NULL | Electrical Permit | NULL | NULL | Draft | NULL | NULL
NULL | NULL | NULL | Sprinkler Permit | NULL | NULL | Draft | NULL | NULL
NULL | NULL | NULL | Electrical Permit | Commercial | Addition | Draft | Installation / Repair - Commercial - To add Security Camera and Security Access Control equipment to Tenant's existing system. | Secan Technologies Inc
NULL | NULL | NULL | Electrical Permit | NULL | NULL | Draft | NULL | NULL
NULL | NULL | NULL | Gas Permit | Residential | Tenant Improvement | Draft | Residential - Replace the furnace | NULL
NULL | NULL | NULL | Gas Permit | NULL | NULL | Withdrawn | NULL | NULL
NULL | NULL | NULL | Electrical Permit | NULL | NULL | Draft | NULL | NULL
NULL | NULL | NULL | Plumbing Permit | Commercial | Tenant Improvement | Draft | Commercial | NULL
NULL | NULL | NULL | Sprinkler Permit | NULL | NULL | Draft | NULL | NULL
NULL | NULL | NULL | Gas Permit | NULL | NULL | Draft | NULL | NULL
NULL | NULL | NULL | Electrical Permit | Commercial | NULL | Draft | Annual / Operating | NULL
NULL | NULL | NULL | Plumbing Permit | NULL | NULL | Draft | NULL | NULL
NULL | NULL | NULL | Electrical Permit | NULL | NULL | Draft | NULL | NULL
NULL | NULL | NULL | Gas Permit | Residential | Addition | Draft | Residential - kjhk | Reid Brothers Plumbing & Heating Ltd
NULL | NULL | NULL | Gas Permit | NULL | NULL | Draft | NULL | JOT MECHANICAL LTD
NULL | NULL | NULL | Electrical Permit | NULL | NULL | Draft | NULL | NULL
EP-2022-00950 | NULL | NULL | Electrical Permit | Residential | New | Withdrawn | Installation / Repair - Residential - Speaker Audio, Cable and Data | Highwire AV Solutions Inc
NULL | NULL | NULL | Electrical Permit | Residential | New | Draft | Installation / Repair - Residential - Speaker Audio, Cable and Network Rough wire installation | Highwire AV Solutions Inc
NULL | NULL | NULL | Electrical Permit | Commercial | NULL | Draft | Annual / Operating - Installation & Repair | NULL
NULL | NULL | NULL | Electrical Permit | Commercial | NULL | Draft | Annual / Operating | NULL
NULL | NULL | NULL | Electrical Permit | NULL | NULL | Draft | NULL | NULL
NULL | NULL | NULL | Electrical Permit | Commercial | Renovation | Withdrawn | Installation / Repair - Commercial - Installation of two EV charging stations with load sharing on a single 60a circuit. | NULL
NULL | NULL | NULL | Electrical Permit | Commercial | Renovation | Draft | Installation / Repair - Commercial - installation/ Repair | NULL
NULL | NULL | NULL | Electrical Permit | Commercial | NULL | Draft | Annual / Operating | NULL
NULL | NULL | NULL | Electrical Permit | Residential | Renovation | Draft | Installation / Repair - Residential | NULL
NULL | NULL | NULL | Electrical Permit | NULL | NULL | Withdrawn | NULL | NULL
NULL | NULL | NULL | Gas Permit | Residential | Renovation | Withdrawn | Residential - furnace changeout | NULL
NULL | NULL | NULL | Sprinkler Permit | NULL | NULL | Draft | NULL | NULL
NULL | NULL | NULL | Gas Permit | Commercial | Renovation | Draft | Commercial - add new gas line for fireplace to replace existing | Impetus Plumbing & Heating Ltd
NULL | NULL | NULL | Sprinkler Permit | NULL | NULL | Withdrawn | NULL | NULL
NULL | NULL | NULL | Sprinkler Permit | NULL | NULL | Draft | NULL | NULL
NULL | NULL | NULL | Electrical Permit | NULL | NULL | Draft | NULL | NULL
NULL | NULL | NULL | Electrical Permit | Residential | New | Draft | Installation / Repair - Residential - tv,telephone,alarm prewire and complete | Tvisha Technologies Ltd
NULL | NULL | NULL | Plumbing Permit | NULL | NULL | Draft | NULL | NULL
NULL | NULL | NULL | Plumbing Permit | Residential | Renovation | Withdrawn | Residential - Replace existing water line going underground with new water lines within the ceiling space | NULL
NULL | NULL | NULL | Electrical Permit | Commercial | NULL | Draft | Annual / Operating | NULL
NULL | NULL | NULL | Plumbing Permit | NULL | NULL | Withdrawn | NULL | NULL
NULL | NULL | NULL | Electrical Permit | Residential | New | Draft | Temporary Power - Residential - To provide temporary power. | NULL
NULL | NULL | NULL | Plumbing Permit | Residential | Renovation | Withdrawn | Residential - water | NULL
NULL | NULL | NULL | Electrical Permit | NULL | NULL | Draft | NULL | NULL
PP-2022-00424 | 2022-02-09 | NULL | Plumbing Permit | Commercial | Addition | Completed | Commercial - install temporary backflow preventer | C I R MECHANICAL LTD
NULL | NULL | NULL | Electrical Permit | Commercial | NULL | Draft | Annual / Operating | NULL
NULL | NULL | NULL | Electrical Permit | NULL | NULL | Draft | NULL | NULL
EP-2022-00982 | NULL | NULL | Electrical Permit | Commercial | NULL | Withdrawn | Temporary Power - Commercial - To provide temporary power. | NULL
NULL | NULL | NULL | Electrical Permit | NULL | NULL | Draft | NULL | NULL
NULL | NULL | NULL | Electrical Permit | NULL | NULL | Draft | NULL | NULL
NULL | NULL | NULL | Plumbing Permit | NULL | NULL | Withdrawn | NULL | Cambridge Plumbing Systems Ltd
NULL | NULL | NULL | Gas Permit | NULL | NULL | Withdrawn | NULL | NULL
NULL | NULL | NULL | Electrical Permit | NULL | NULL | Withdrawn | NULL | NULL
NULL | NULL | NULL | Electrical Permit | NULL | NULL | Withdrawn | NULL | NULL
NULL | NULL | NULL | Plumbing Permit | NULL | NULL | Draft | NULL | NULL
NULL | NULL | NULL | Gas Permit | Residential | Renovation | Draft | Residential - Hooking up a gas stove, running a flex hose from the existing shut off to the stove | NULL
NULL | NULL | NULL | Gas Permit | NULL | NULL | Draft | NULL | NULL
NULL | NULL | NULL | Electrical Permit | NULL | NULL | Withdrawn | NULL | NULL
NULL | NULL | NULL | Electrical Permit | NULL | NULL | Draft | NULL | NULL
NULL | NULL | NULL | Plumbing Permit | NULL | NULL | Draft | NULL | NULL
NULL | NULL | NULL | Gas Permit | NULL | NULL | Withdrawn | NULL | NULL
NULL | NULL | NULL | Plumbing Permit | NULL | NULL | Draft | NULL | NULL
NULL | NULL | NULL | Plumbing Permit | Commercial | New | Draft | Commercial - cdvfsd | PML Professional Mechanical Ltd
NULL | NULL | NULL | Plumbing Permit | NULL | NULL | Draft | NULL | NULL
NULL | NULL | NULL | Electrical Permit | Commercial | NULL | Draft | Movie Set / Filming - To allow for Movie Set/Filming Applicant shall provide completed Contractor Declaration form, and dates of filming and associated location(s) to csinspection.clerks@vancouver.ca prior to the commencement of filming. Visit vancouver.ca/inspections for more details. | NULL
NULL | NULL | NULL | Electrical Permit | NULL | NULL | Draft | NULL | NULL
EP-2022-00993 | 2022-02-08 | NULL | Electrical Permit | Commercial | NULL | Expired | Movie Set / Filming - To allow for Movie Set/Filming Applicant shall provide completed Contractor Declaration form, and dates of filming and associated location(s) to csinspection.clerks@vancouver.ca prior to the commencement of filming. Visit vancouver.ca/inspections for more details. Amendment To change address to :Movie Set 2022-02-09 | 0788604 BC Ltd
NULL | NULL | NULL | Electrical Permit | Commercial | New | Draft | Installation / Repair - Commercial - We are going to install an outdoor monitoring system on top of the office trailer on the North side of the site, another unit on a pole on the NW side of the site, and a third unit on the South of the site by the main gate mounted on a pole. | 0777792 BC Ltd
NULL | NULL | NULL | Gas Permit | NULL | NULL | Draft | NULL | JOT MECHANICAL LTD
NULL | NULL | NULL | Gas Permit | Residential | Renovation | Withdrawn | Residential - Hot Water Tank Replacement | NULL
NULL | NULL | NULL | Electrical Permit | Residential | Renovation | Withdrawn | Temporary Power - Residential - To provide temporary power. | Angelo Bettiol O/A Angelica Electric
NULL | NULL | NULL | Plumbing Permit | Commercial | Renovation - Dwelling Unit(s) only | Draft | Commercial - 2 re and re bathrooms, 1 powder room fixtures and kitchen sink fixture | Plumko Plumbing & Heating Services Ltd
NULL | NULL | NULL | Gas Permit | Residential | New | Draft | Residential - To install 2 boiler 3 range 2 bbq There is piping for 2 bbq and 3 range | JOT MECHANICAL LTD
NULL | NULL | NULL | Gas Permit | NULL | NULL | Draft | NULL | JOT MECHANICAL LTD
NULL | NULL | NULL | Gas Permit | NULL | NULL | Draft | NULL | JOT MECHANICAL LTD
NULL | NULL | NULL | Sprinkler Permit | NULL | NULL | Draft | NULL | NULL
NULL | NULL | NULL | Electrical Permit | Residential | Renovation | Draft | Installation / Repair - Residential - Upgrade drywall and all electrical to conform to secondary suite. | Ulmer Contracting Ltd
NULL | NULL | NULL | Electrical Permit | Commercial | Renovation | Withdrawn | Installation / Repair - Commercial - work that is to be completed: -Re-locate existing multi gang switch boxes to a new steel stud wall. -Rough-in 2 new 15A 120v receptacles. -Relocate 10 Radiant Heating Panels & Seismic - Upgrade 2 Exit Signs to Green running man - Install new Track lights in the new entrance way (can provide shop drawings if needed). Building permit work description: Interior alteration to existing yoga and fitness studio. Scope of work includes construction and demolition of non-load bearing walls and reduce the number of water closets and add showers. Note: This application is reviewed under VBBL2019 and issued during 2020 Health pandemic. >>>>> Amend: Oct. 26th -they are no changing to lights in this permit please eliminate it from permit. | Wardenclyffe Electrical Ltd
NULL | NULL | NULL | Electrical Permit | NULL | NULL | Draft | NULL | NULL
NULL | NULL | NULL | Electrical Permit | NULL | NULL | Draft | NULL | NULL
NULL | NULL | NULL | Electrical Permit | NULL | NULL | Withdrawn | NULL | NULL
NULL | NULL | NULL | Electrical Permit | Residential | New | Withdrawn | Installation / Repair - Residential - Alarm,cctv,tel/data/tv,intercom,music,vacuum, etc. | AIGO TECHNOLOGY INC
NULL | NULL | NULL | Electrical Permit | NULL | New | Withdrawn | Installation / Repair - - Alarm | NULL
NULL | NULL | NULL | Electrical Permit | Commercial | New | Withdrawn | Installation / Repair - Commercial - A new Urban Fare grocery store. Add to existing distribution. Slab topping conduit and feeder installation. Lights, receptacles, mechanical equipment connections, etc. | Colwin Electrical Group
NULL | NULL | NULL | Electrical Permit | Commercial | Tenant Improvement | Draft | Installation / Repair - Commercial - Supply and install 10 EV chargers complete with associated infrastructure. Supply and install new 400A 208Y/120V panel with integral digital meter. | NULL
NULL | NULL | NULL | Electrical Permit | NULL | NULL | Draft | NULL | NULL
NULL | NULL | NULL | Electrical Permit | Commercial | NULL | Draft | Movie Set / Filming - To allow for Movie Set/Filming Applicant shall provide completed Contractor Declaration form, and dates of filming and associated location(s) to csinspection.clerks@vancouver.ca prior to the commencement of filming. Visit vancouver.ca/inspections for more details. | NULL
NULL | NULL | NULL | Electrical Permit | Commercial | NULL | Draft | Annual / Operating - ANNUAL ELECTRIC PERMIT VALID: VALID: February 17, 2021 to February 16, 2022 Renewal of EP-2020-02941 | Ino-Tek Electric Ltd.
NULL | NULL | NULL | Electrical Permit | Commercial | NULL | Draft | Annual / Operating | NULL
NULL | NULL | NULL | Electrical Permit | NULL | NULL | Withdrawn | NULL | NULL
EP-2022-01023 | 2022-02-09 | NULL | Electrical Permit | Commercial | Addition | Completed | Installation / Repair - Commercial - Installing 3 phase connection switch/ mast for existing Telus Cell on wooden utility pole, Hydro will only give 3 phase connection in this area. -Pole Service - In alley next to 138 E 7th, on utility pole TAG # 2293633 | Cobra Electric Regional Services Ltd
NULL | NULL | NULL | Plumbing Permit | NULL | NULL | Draft | NULL | NULL
EP-2022-01024 | 2022-02-09 | NULL | Electrical Permit | Commercial | Addition | Completed | Installation / Repair - Commercial - Installing 3 phase connection switch/ mast for existing Telus Cell on wooden utility pole, Hydro will only give 3 phase connection in this area. -Pole Service - In alley behind 2525 Albert Street pole TAG 2497287 >>>>>>>>>>> Amend: May 10th -Yes pole tag is 2497287, actual address should be behind 2535 W 10th Ave in alley off Alberta Street between W 10th and W Broadway. | Cobra Electric Regional Services Ltd
EP-2022-01025 | 2022-02-09 | NULL | Electrical Permit | Commercial | Addition | Completed | Installation / Repair - Commercial - Installing 3 phase connection switch/ mast for existing Telus Micro Cell on wooden utility pole, Hydro will only give 3 phase connection in this area. - Pole Service - In alley behind 15 W 8th pole TAG 117349 | Cobra Electric Regional Services Ltd
EP-2022-01026 | 2022-02-09 | NULL | Electrical Permit | Commercial | Addition | Completed | Installation / Repair - Commercial - Installing 3 phase connection switch/ mast for existing Telus Micro Cell on wooden utility pole, Hydro will only give 3 phase connection in this area. -Pole Service - In alley across from 2322 Ontario St, pole TAG 2616313 | Cobra Electric Regional Services Ltd
EP-2022-01027 | 2022-02-09 | NULL | Electrical Permit | Commercial | Addition | Completed | Installation / Repair - Commercial - Installing 3 phase connection switch/ mast for existing Telus Micro Cell on wooden utility pole, Hydro will only give 3 phase connection in this area. - Pole Service - IFO 2520 Ontario St Pole TAG 2459316 | Cobra Electric Regional Services Ltd
EP-2022-01028 | 2022-02-09 | NULL | Electrical Permit | Commercial | Addition | Completed | Installation / Repair - Commercial - Installing 3 phase connection switch/ mast for existing Telus Micro Cell on wooden utility pole, Hydro will only give 3 phase connection in this area. - Pole Service - IFO 2466 Ontario St Pole TAG 2201677 | Cobra Electric Regional Services Ltd
EP-2022-01029 | 2022-02-09 | NULL | Electrical Permit | Commercial | Addition | Completed | Installation / Repair - Commercial - Installing 3 phase connection switch/ mast for existing Telus Micro Cell on wooden utility pole, Hydro will only give 3 phase connection in this area. - Pole service - In alley behind 2631 Quebec Pole TAG 2044140 | Cobra Electric Regional Services Ltd
EP-2022-01030 | 2022-02-09 | NULL | Electrical Permit | Commercial | Addition | Completed | Installation / Repair - Commercial - Installing 3 phase connection switch/ mast for existing Telus Micro Cell on wooden utility pole, Hydro will only give 3 phase connection in this area. - Pole Service - In alley behind 1322 Kingsway Pole TAG 2542638 | Cobra Electric Regional Services Ltd
EP-2022-01031 | 2022-02-09 | NULL | Electrical Permit | Commercial | Addition | Completed | Installation / Repair - Commercial - Installing 3 phase connection switch/ mast for existing Telus Micro Cell on wooden utility pole, Hydro will only give 3 phase connection in this area. Pole Service - In alley behind 2585 E Hastings Pole TAG 2526414 | Cobra Electric Regional Services Ltd
EP-2022-01032 | 2022-02-09 | NULL | Electrical Permit | Commercial | Addition | Completed | Installation / Repair - Commercial - Installing 3 phase connection switch/ mast for existing Telus Micro Cell on wooden utility pole, Hydro will only give 3 phase connection in this area. -Pole Service - In alley behind 3590 Hastings Street Pole TAG 119102 >>>>>>>>>>> Amend: Feb. 18th -change Voltage from 347V/600V to 120/208V, my original application had the wrong voltage. | Cobra Electric Regional Services Ltd
EP-2022-01033 | 2022-02-09 | NULL | Electrical Permit | Commercial | Addition | Completed | Installation / Repair - Commercial - Installing 3 phase connection switch/ mast for existing Telus Micro Cell on wooden utility pole, Hydro will only give 3 phase connection in this area. -Pole Service - IFO 8239 Fraser St Pole Tag 04935450470641 | Cobra Electric Regional Services Ltd
NULL | NULL | NULL | Electrical Permit | NULL | NULL | Draft | NULL | NULL
EP-2022-01034 | 2022-02-09 | NULL | Electrical Permit | Commercial | Addition | Completed | Installation / Repair - Commercial - Installing 3 phase connection switch/ mast for existing Telus Micro Cell on wooden utility pole, Hydro will only give 3 phase connection in this area. -Pole Service - Next to 688 SE Marine Dr Pole TAG 23054912152388 | Cobra Electric Regional Services Ltd
EP-2022-01035 | 2022-02-09 | NULL | Electrical Permit | Commercial | Addition | Completed | Installation / Repair - Commercial - Installing 3 phase connection switch/ mast for existing Telus Micro Cell on wooden utility pole, Hydro will only give 3 phase connection in this area. - Pole service - In alley next to 2021 E 41st Pole TAG 2168646 | Cobra Electric Regional Services Ltd
EP-2022-01036 | 2022-02-09 | NULL | Electrical Permit | Commercial | Addition | Completed | Installation / Repair - Commercial - Installing 3 phase connection switch/ mast for existing Telus Micro Cell on wooden utility pole, Hydro will only give 3 phase connection in this area. - Pole Service - In alley behind 2027 E 42nd Ave Pole TAG 2383116 | Cobra Electric Regional Services Ltd
EP-2022-01037 | 2022-02-09 | NULL | Electrical Permit | Commercial | Addition | Completed | Installation / Repair - Commercial - Installing 3 phase connection switch/ mast for existing Telus Micro Cell on wooden utility pole, Hydro will only give 3 phase connection in this area. - Pole Service IFO 2028 E 49th TAG 23034913333319 | Cobra Electric Regional Services Ltd
NULL | NULL | NULL | Electrical Permit | Commercial | New | Draft | Temporary Power - Commercial - To provide temporary power for site crane and temp. 60 amp sub-panel from generator. Plan will be to re-supply equipment from a temp. power pole to be obtained by others in the near future. | Sasco Contractors Ltd
NULL | NULL | NULL | Electrical Permit | NULL | NULL | Draft | NULL | NULL
EP-2022-01018 | NULL | NULL | Electrical Permit | Commercial | NULL | Withdrawn | Annual / Operating | NULL
NULL | NULL | NULL | Electrical Permit | NULL | NULL | Draft | NULL | NULL
EP-2022-01019 | NULL | NULL | Electrical Permit | Commercial | NULL | Withdrawn | Annual / Operating - testing | NULL
NULL | NULL | NULL | Electrical Permit | NULL | NULL | Draft | NULL | NULL
NULL | NULL | NULL | Electrical Permit | Commercial | NULL | Withdrawn | Annual / Operating - Ongoing Maintenance of the building | NULL
EP-2022-01040 | 2022-02-09 | NULL | Electrical Permit | Commercial | Addition | Completed | Installation / Repair - Commercial - 3318 Church - Installing 3 phase connection switch/ mast for existing Telus Micro Cell on wooden utility pole, Hydro will only give 3 phase connection in this area. -Pole Service - In alley behind 3318 Church Street Pole TAG 2252755 | Cobra Electric Regional Services Ltd
EP-2022-01041 | 2022-02-09 | NULL | Electrical Permit | Commercial | Addition | Completed | Installation / Repair - Commercial - 3384 Vanness - Installing 3 phase connection switch/ mast for existing Telus Micro Cell on wooden utility pole, Hydro will only give 3 phase connection in this area. - Pole Service - IFO 3384 Clive Ave TAG 23014914351183 (no tag) >>>>>>>>> Amend: March 2nd -Address should be nearest civic address is 3384 Vanness Street, pole service is on Clive Ave 3 poles down from 3384 Vanness St | Cobra Electric Regional Services Ltd
EP-2022-01042 | 2022-02-09 | NULL | Electrical Permit | Commercial | Addition | Completed | Installation / Repair - Commercial - 5081 Payne - Installing 3 phase connection switch/ mast for existing Telus Micro Cell on wooden utility pole, Hydro will only give 3 phase connection in this area. -Pole Service In Alley behind 5081 Payne Street Pole TAG 2127815 | Cobra Electric Regional Services Ltd
EP-2022-01043 | 2022-02-14 | NULL | Electrical Permit | Commercial | Addition | Completed | Installation / Repair - Commercial - Installing 3 phase connection switch/ mast for existing Telus Micro Cell on wooden utility pole, Hydro will only give 3 phase connection in this area. - Pole Service In alley at 199 E 7th Ave -TAG 2612719 | Cobra Electric Regional Services Ltd
EP-2022-01044 | 2022-02-09 | NULL | Electrical Permit | Commercial | Addition | Completed | Installation / Repair - Commercial - Installing 3 phase connection switch/ mast for existing Telus Micro Cell on wooden utility pole, Hydro will only give 3 phase connection in this area. -Pole Service In alley at 111 E 8th Ave TAG 23064915008511 | Cobra Electric Regional Services Ltd
EP-2022-01046 | 2022-02-09 | NULL | Electrical Permit | Commercial | NULL | Expired | Movie Set / Filming - To allow for Movie Set/Filming -int house filming generator parked / grounded on Ontario st Applicant shall provide completed Contractor Declaration form, and dates of filming and associated location(s) to csinspection.clerks@vancouver.ca prior to the commencement of filming. Visit vancouver.ca/inspections for more details. | Filmgroup.tv Ltd
EP-2022-01038 | 2022-02-09 | NULL | Electrical Permit | Commercial | Addition | Completed | Installation / Repair - Commercial - Installing 3 phase connection switch/ mast for existing Telus Micro Cell on wooden utility pole, Hydro will only give 3 phase connection in this area. -Pole service - In alley behind 2033 E 54th TAG 2712294 | Cobra Electric Regional Services Ltd
EP-2022-01039 | 2022-02-09 | NULL | Electrical Permit | Commercial | Addition | Completed | Installation / Repair - Commercial - Installing 3 phase connection switch/ mast for existing Telus Micro Cell on wooden utility pole, Hydro will only give 3 phase connection in this area. -Pole service In alley behind 2455 E Broadway Pole TAG 23034915110458 | Cobra Electric Regional Services Ltd
NULL | NULL | NULL | Electrical Permit | Commercial | NULL | Draft | Annual / Operating | NULL
NULL | NULL | NULL | Electrical Permit | Residential | Renovation | Withdrawn | Installation / Repair - Residential - Lumen Renovation | NULL
NULL | NULL | NULL | Plumbing Permit | Commercial | NULL | Draft | Commercial - Drain the building water feature. | NULL
NULL | NULL | NULL | Gas Permit | Residential | New | Withdrawn | Residential - Gas piping installation for new home | NULL
NULL | NULL | NULL | Electrical Permit | NULL | NULL | Withdrawn | NULL | NULL
NULL | NULL | NULL | Electrical Permit | Commercial | Tenant Improvement | Withdrawn | Installation / Repair - Commercial - Tenant improvement | NULL
NULL | NULL | NULL | Gas Permit | NULL | NULL | Draft | NULL | NULL
NULL | NULL | NULL | Gas Permit | NULL | NULL | Draft | NULL | NULL
NULL | NULL | NULL | Electrical Permit | Commercial | NULL | Draft | Annual / Operating | NULL
NULL | NULL | NULL | Electrical Permit | Commercial | NULL | Draft | Annual / Operating | NULL
NULL | NULL | NULL | Gas Permit | NULL | NULL | Withdrawn | NULL | NULL
NULL | NULL | NULL | Sprinkler Permit | NULL | NULL | Withdrawn | NULL | NULL
NULL | NULL | NULL | Plumbing Permit | Commercial | Tenant Improvement | Draft | Commercial - hot water Tank | Alfred Biesok
NULL | NULL | NULL | Plumbing Permit | NULL | NULL | Draft | NULL | NULL
EP-2022-01058 | 2022-02-09 | NULL | Electrical Permit | Commercial | NULL | Expired | Movie Set / Filming - To allow for Movie Set/Filming Applicant shall provide completed Contractor Declaration form, and dates of filming and associated location(s) to csinspection.clerks@vancouver.ca prior to the commencement of filming. Visit vancouver.ca/inspections for more details. Amendment To change address to Movie Set | Joe Media Group Inc
NULL | NULL | NULL | Electrical Permit | NULL | NULL | Withdrawn | NULL | NULL
EP-2022-01075 | 2022-02-14 | NULL | Electrical Permit | Commercial | NULL | Expired | Movie Set / Filming - To allow for Movie Set/Filming Applicant shall provide completed Contractor Declaration form, and dates of filming and associated location(s) to csinspection.clerks@vancouver.ca prior to the commencement of filming. Visit vancouver.ca/inspections for more details. | RUCKUS Machine Pictures Inc
NULL | NULL | NULL | Electrical Permit | NULL | NULL | Draft | NULL | NULL
NULL | NULL | NULL | Plumbing Permit | Commercial | Tenant Improvement | Draft | Commercial - Upgrading ensure vanity with one lavatory basin to two lavatorybasins. | Gabriel Khoo
NULL | NULL | NULL | Electrical Permit | Commercial | NULL | Draft | Installation / Repair - Commercial | Silver Star Electric Ltd
NULL | NULL | NULL | Plumbing Permit | NULL | NULL | Draft | NULL | NULL
NULL | NULL | NULL | Plumbing Permit | NULL | NULL | Draft | NULL | NULL
NULL | NULL | NULL | Plumbing Permit | NULL | NULL | Draft | NULL | NULL
NULL | NULL | NULL | Electrical Permit | Residential | New | Withdrawn | Installation / Repair - Residential - Wiring of receptacles and lights Lane Way House. Kitchen/Laundry/ bathroom and bedroom area | NULL
NULL | NULL | NULL | Electrical Permit | NULL | NULL | Withdrawn | NULL | NULL
NULL | NULL | NULL | Sprinkler Permit | Residential | New | Draft | Residential - Install sprinklers in lwh | NULL
NULL | NULL | NULL | Electrical Permit | NULL | NULL | Withdrawn | NULL | NULL
NULL | NULL | NULL | Electrical Permit | Residential | New | Draft | Installation / Repair - Residential - Extra Low Voltage Prewire and Finishing | NULL
EP-2022-01090 | 2022-02-10 | NULL | Electrical Permit | Commercial | NULL | Expired | Movie Set / Filming - To allow for Movie Set/Filming Applicant shall provide completed Contractor Declaration form, and dates of filming and associated location(s) to csinspection.clerks@vancouver.ca prior to the commencement of filming. Visit vancouver.ca/inspections for more details. Amendment to change address from Manitoba to Movie Set 2022-03-07 | GEP Blockbuster Inc
NULL | NULL | NULL | Electrical Permit | Residential | New | Draft | Installation / Repair - Residential - Extra Low Voltage Prewire and Finishing | NULL
NULL | NULL | NULL | Plumbing Permit | NULL | NULL | Draft | NULL | NULL
NULL | NULL | NULL | Plumbing Permit | NULL | NULL | Withdrawn | NULL | NULL
NULL | NULL | NULL | Electrical Permit | NULL | NULL | Draft | NULL | NULL
NULL | NULL | NULL | Electrical Permit | Commercial | NULL | Withdrawn | Annual / Operating | NULL
NULL | NULL | NULL | Plumbing Permit | NULL | NULL | Draft | NULL | NULL
NULL | NULL | NULL | Electrical Permit | Commercial | New | Draft | Temporary Power - Commercial - To provide temporary power for site crane and temp. 60 amp sub-panel from generator. Plan will be to re-supply equipment from a temp. power pole to be obtained by others in the near future. | Sasco Contractors Ltd
NULL | NULL | NULL | Plumbing Permit | NULL | NULL | Withdrawn | NULL | CURAFLO OF BRITISH COLUMBIA LTD
NULL | NULL | NULL | Electrical Permit | NULL | NULL | Draft | NULL | NULL
NULL | NULL | NULL | Electrical Permit | Commercial | Renovation | Draft | Installation / Repair - Commercial - Re/Re Elevator lobby pot lights due to defective drivers | Ozz Electric BC Inc
NULL | NULL | NULL | Plumbing Permit | Residential | Renovation | Withdrawn | Residential - City of Vancouver failed the suites. Owner wants us to cut and permanently cap all drainage and water lines. There are 3 laundries | NULL
NULL | NULL | NULL | Electrical Permit | Commercial | Renovation | Draft | Installation / Repair - Commercial | NULL
NULL | NULL | NULL | Electrical Permit | Commercial | New | Withdrawn | Installation / Repair - Commercial - cctv card access and intercom installation | NULL
GP-2022-00449 | NULL | NULL | Gas Permit | Residential | Renovation | Withdrawn | Residential - New Boiler heating system replacement Boiler Re & Re BTU @ 110,000 | Pro West Heating & Air Conditioning Ltd
NULL | NULL | NULL | Electrical Permit | Residential | Addition | Draft | Installation / Repair - Residential - Wire and Connect Heat Pump | NULL
NULL | NULL | NULL | Plumbing Permit | NULL | NULL | Draft | NULL | NULL
NULL | NULL | NULL | Electrical Permit | NULL | NULL | Withdrawn | NULL | NULL
NULL | NULL | NULL | Electrical Permit | NULL | NULL | Draft | NULL | NULL
NULL | NULL | NULL | Electrical Permit | NULL | NULL | Draft | NULL | NULL
NULL | NULL | NULL | Electrical Permit | NULL | NULL | Withdrawn | NULL | NULL
NULL | NULL | NULL | Electrical Permit | Residential | Addition | Draft | Installation / Repair - Residential - Wire and Connect AC | NULL
NULL | NULL | NULL | Electrical Permit | NULL | NULL | Draft | NULL | NULL
NULL | NULL | NULL | Plumbing Permit | NULL | NULL | Draft | NULL | NULL
EP-2022-01204 | 2022-02-17 | NULL | Electrical Permit | Commercial | NULL | Expired | Movie Set / Filming - To allow for Movie Set/Filming -Possible Genny placement on 11th Ave behind J3. Applicant shall provide completed Contractor Declaration form, and dates of filming and associated location(s) to csinspection.clerks@vancouver.ca prior to the commencement of filming. Visit vancouver.ca/inspections for more details... | Boreal Productions ULC
NULL | NULL | NULL | Gas Permit | Residential | New | Draft | Residential - new work for the laneway house | Hundal Brothers Plumbing & Heating Ltd
NULL | NULL | NULL | Electrical Permit | Residential | Addition | Draft | Installation / Repair - Residential - Seeking permit to install electromagnetic locks. | NULL
NULL | NULL | NULL | Electrical Permit | NULL | NULL | Draft | NULL | NULL
NULL | NULL | NULL | Electrical Permit | Commercial | NULL | Draft | Annual / Operating | NULL
NULL | NULL | NULL | Electrical Permit | Commercial | NULL | Draft | Annual / Operating | NULL
NULL | NULL | NULL | Electrical Permit | NULL | NULL | Draft | NULL | NULL
NULL | NULL | NULL | Plumbing Permit | NULL | NULL | Draft | NULL | Mountain View Mechanical Ltd
NULL | NULL | NULL | Plumbing Permit | Commercial | Renovation | Draft | Commercial - Installation of a sink and floor drains Interior alterations to this existing grocery store (2279 to be retained) and expansion into General Office unit (2283) in this existing commercial building on this site. Scope of work: Deconstruct demising wall. Deconstruct interior walls. Relocate walk-in cooler. Interior layout alterations. | FKF PLUMBING & HEATING LTD
NULL | NULL | NULL | Electrical Permit | NULL | NULL | Withdrawn | NULL | NULL
NULL | NULL | NULL | Electrical Permit | NULL | NULL | Draft | NULL | NULL
NULL | NULL | NULL | Electrical Permit | NULL | NULL | Draft | NULL | NULL
NULL | NULL | NULL | Electrical Permit | NULL | NULL | Draft | NULL | NULL
NULL | NULL | NULL | Plumbing Permit | Residential | New | Draft | Residential - Put Caps on all drain pipe in a house second unit which has been found illegal install one bathroom group and a bar sink without permit. | NULL
NULL | NULL | NULL | Electrical Permit | Commercial | New | Draft | Interim - Commercial - Installation of ground rods and mesh ground grid for unit substation equipment. | Vancouver Industrial Electric Ltd
NULL | NULL | NULL | Electrical Permit | NULL | NULL | Withdrawn | NULL | NULL
NULL | NULL | NULL | Electrical Permit | Commercial | New | Withdrawn | Temporary Power - Commercial - To provide temporary power. | NULL
NULL | NULL | NULL | Electrical Permit | NULL | NULL | Draft | NULL | NULL
NULL | NULL | NULL | Plumbing Permit | NULL | NULL | Draft | NULL | NULL
NULL | NULL | NULL | Electrical Permit | Commercial | Renovation | Draft | Installation / Repair - Commercial - Extra low voltage only Tel/data/POS | NULL
NULL | NULL | NULL | Electrical Permit | NULL | NULL | Withdrawn | NULL | NULL
NULL | NULL | NULL | Electrical Permit | Commercial | NULL | Draft | Annual / Operating | NULL
NULL | NULL | NULL | Electrical Permit | NULL | NULL | Withdrawn | NULL | NULL
NULL | NULL | NULL | Electrical Permit | Residential | New | Draft | Temporary Power - Residential - To provide temporary power. | NULL
NULL | NULL | NULL | Electrical Permit | NULL | NULL | Draft | NULL | NULL
NULL | NULL | NULL | Sprinkler Permit | NULL | NULL | Draft | NULL | NULL
NULL | NULL | NULL | Plumbing Permit | NULL | NULL | Draft | NULL | NULL
NULL | NULL | NULL | Electrical Permit | Commercial | Renovation | Draft | Installation / Repair - Commercial - Running new communications cabling for cameras and low voltage cabling for access control. >BP: Change of use from restaurant to financial institution of unit 1070 and combining 1050 & 1070 at W Georgia for a new tenant. Scope of work includes demolition of interior demising wall, small changes to storefront and provision of new vestibule, interior partitions, mechanical, electrical and plumbing work. Window film approved by Planner. Note: This application is processed under VBBL 2019. | Sasco Contractors Ltd
NULL | NULL | NULL | Electrical Permit | Commercial | Renovation | Draft | Installation / Repair - Commercial - Running new communications cabling for cameras and low voltage cabling for access control. >BP: Change of use from restaurant to financial institution of unit 1070 and combining 1050 & 1070 at W Georgia for a new tenant. Scope of work includes demolition of interior demising wall, small changes to storefront and provision of new vestibule, interior partitions, mechanical, electrical and plumbing work. Window film approved by Planner. Note: This application is processed under VBBL 2019. | Sasco Contractors Ltd
NULL | NULL | NULL | Electrical Permit | NULL | NULL | Draft | NULL | NULL
NULL | NULL | NULL | Electrical Permit | Commercial | Renovation | Draft | Installation / Repair - Commercial - Running new communications cabling for cameras and low voltage cabling for access control. >BP: Change of use from restaurant to financial institution of unit 1070 and combining 1050 & 1070 at W Georgia for a new tenant. Scope of work includes demolition of interior demising wall, small changes to storefront and provision of new vestibule, interior partitions, mechanical, electrical and plumbing work. Window film approved by Planner. Note: This application is processed under VBBL 2019. | Sasco Contractors Ltd
NULL | NULL | NULL | Gas Permit | Residential | New | Withdrawn | Residential - install gas f/p | Campbell Care Plumbing, Heating & Air Ltd.
NULL | NULL | NULL | Electrical Permit | Commercial | Tenant Improvement | Draft | Installation / Repair - Commercial - Install outlet for displays | Consolidated Electrical Installations Ltd
NULL | NULL | NULL | Electrical Permit | Commercial | NULL | Draft | Annual / Operating - ANNUAL ELECTRIC PERMIT VALID: VALID: February 17, 2021 to February 16, 2022 Renewal of EP-2020-02941 | Ino-Tek Electric Ltd.
NULL | NULL | NULL | Gas Permit | NULL | NULL | Draft | NULL | NULL
NULL | NULL | NULL | Electrical Permit | NULL | NULL | Withdrawn | NULL | NULL
NULL | NULL | NULL | Plumbing Permit | NULL | NULL | Withdrawn | NULL | NULL
NULL | NULL | NULL | Plumbing Permit | NULL | NULL | Withdrawn | NULL | NULL
NULL | NULL | NULL | Plumbing Permit | Commercial | New | Draft | Commercial - Ground level | NULL
NULL | NULL | NULL | Plumbing Permit | Commercial | New | Draft | Commercial - Main floor | NULL
NULL | NULL | NULL | Plumbing Permit | NULL | NULL | Draft | NULL | Orange Mechanical Ltd
NULL | NULL | NULL | Plumbing Permit | Residential | Addition | Draft | Residential | NULL
NULL | NULL | NULL | Electrical Permit | Commercial | Tenant Improvement | Draft | Installation / Repair - Commercial - PARKING GUIDANCE SYSTEM NOTE: No building work alteration proposed | WONSIK YANG DBA WON ELECTRIC
NULL | NULL | NULL | Plumbing Permit | NULL | NULL | Withdrawn | NULL | NULL
NULL | NULL | NULL | Electrical Permit | NULL | NULL | Draft | NULL | NULL
NULL | NULL | NULL | Plumbing Permit | NULL | NULL | Withdrawn | NULL | NULL
NULL | NULL | NULL | Electrical Permit | NULL | NULL | Draft | NULL | NULL
NULL | NULL | NULL | Electrical Permit | NULL | NULL | Withdrawn | NULL | NULL
NULL | NULL | NULL | Gas Permit | NULL | NULL | Withdrawn | NULL | NULL
NULL | NULL | NULL | Gas Permit | Residential | New | Draft | Residential - Venting & Hookup Only | REAL LIGHTING & FIREPLACES LTD
NULL | NULL | NULL | Electrical Permit | Residential | New | Withdrawn | Temporary Power - Residential - To provide temporary power. | Wicks Electric Inc
NULL | NULL | NULL | Gas Permit | Commercial | Renovation | Draft | Commercial - LG 30" Gas Range | Han Appliances & Refrigeration Ltd
NULL | NULL | NULL | Plumbing Permit | NULL | NULL | Draft | NULL | NULL
NULL | NULL | NULL | Gas Permit | Commercial | Tenant Improvement | Draft | Commercial - Replacement of two gas hot water tanks | AB-Tech Plumbing & Heating Ltd.
NULL | NULL | NULL | Gas Permit | Commercial | Tenant Improvement | Draft | Commercial - hot water tank replacement | AB-Tech Plumbing & Heating Ltd.
NULL | NULL | NULL | Electrical Permit | Residential | Renovation | Draft | Installation / Repair - Residential - repairing plugs | NULL
NULL | NULL | NULL | Electrical Permit | Commercial | NULL | Draft | Annual / Operating - ANNUAL OPERATING PERMIT Renewal for EP-2020-01726 Valid: Feb. 14, 2021 - Feb. 13, 2022 | Danube Electric Ltd
NULL | NULL | NULL | Electrical Permit | NULL | NULL | Withdrawn | Temporary Power - - To provide temporary power. | NULL
NULL | NULL | NULL | Electrical Permit | NULL | NULL | Withdrawn | NULL | NULL
NULL | NULL | NULL | Electrical Permit | Commercial | NULL | Draft | Annual / Operating | NULL
NULL | NULL | NULL | Electrical Permit | NULL | NULL | Draft | NULL | NULL
NULL | NULL | NULL | Electrical Permit | NULL | NULL | Withdrawn | NULL | NULL
NULL | NULL | NULL | Electrical Permit | Commercial | NULL | Withdrawn | Annual / Operating - Annual permit | NULL
NULL | NULL | NULL | Electrical Permit | Commercial | NULL | Draft | Annual / Operating | NULL
NULL | NULL | NULL | Gas Permit | Residential | New | Draft | Residential - To install boiler range and bbq | JOT MECHANICAL LTD
NULL | NULL | NULL | Gas Permit | Residential | New | Draft | Residential - To install boiler range and bbq | JOT MECHANICAL LTD
NULL | NULL | NULL | Gas Permit | NULL | NULL | Draft | NULL | JOT MECHANICAL LTD
NULL | NULL | NULL | Plumbing Permit | NULL | NULL | Draft | NULL | NULL
NULL | NULL | NULL | Electrical Permit | NULL | NULL | Withdrawn | NULL | NULL
NULL | NULL | NULL | Plumbing Permit | Commercial | Addition | Draft | Commercial - install temporary backflow preventer | C I R MECHANICAL LTD
NULL | NULL | NULL | Sprinkler Permit | NULL | NULL | Draft | NULL | NULL
NULL | NULL | NULL | Gas Permit | Residential | Tenant Improvement | Withdrawn | Residential - installing a gas fireplace | Campbell Care Plumbing, Heating & Air Ltd.
NULL | NULL | NULL | Plumbing Permit | Residential | Renovation | Draft | Residential - Previous owners of our condo put in the plumbing for a washer and dryer. We assumed there was a permit for this and installed the units. We are now being told that they never got permits for this. We would like to get permits for work that is already done. | NULL
NULL | NULL | NULL | Plumbing Permit | NULL | NULL | Withdrawn | NULL | NULL
NULL | NULL | NULL | Plumbing Permit | NULL | NULL | Withdrawn | NULL | NULL
NULL | NULL | NULL | Sprinkler Permit | NULL | NULL | Draft | NULL | NULL
NULL | NULL | NULL | Electrical Permit | Commercial | NULL | Draft | Annual / Operating | NULL
EP-2022-01367 | 2022-02-22 | NULL | Electrical Permit | Commercial | NULL | Expired | Movie Set / Filming - To allow for Movie Set/Filming Applicant shall provide completed Contractor Declaration form, and dates of filming and associated location(s) to csinspection.clerks@vancouver.ca prior to the commencement of filming. Visit vancouver.ca/inspections for more details. | Blue Pink Productions Canada Inc
NULL | NULL | NULL | Electrical Permit | NULL | NULL | Withdrawn | NULL | NULL
NULL | NULL | NULL | Plumbing Permit | NULL | NULL | Withdrawn | NULL | NULL
NULL | NULL | NULL | Gas Permit | NULL | NULL | Draft | NULL | NULL
NULL | NULL | NULL | Plumbing Permit | NULL | NULL | Withdrawn | NULL | Langara Mechanical Plumbing & Heating Ltd
NULL | NULL | NULL | Gas Permit | Residential | New | Draft | Residential - Install of new furnace and hot water tank | NULL
GP-2022-00521 | NULL | NULL | Gas Permit | Residential | Renovation | Cancelled | Residential - 40 gal gas hot water tank replacement | Pioneer Plumbing & Heating Inc
NULL | NULL | NULL | Electrical Permit | NULL | NULL | Withdrawn | NULL | NULL
NULL | NULL | NULL | Electrical Permit | Commercial | NULL | Draft | Annual / Operating | NULL
NULL | NULL | NULL | Sprinkler Permit | NULL | NULL | Draft | NULL | Allright Sprinklers Ltd
NULL | NULL | NULL | Gas Permit | NULL | NULL | Draft | NULL | Han Appliances & Refrigeration Ltd
NULL | NULL | NULL | Gas Permit | NULL | NULL | Draft | NULL | Vancouver Gas Fireplaces Ltd
NULL | NULL | NULL | Plumbing Permit | Residential | Renovation | Withdrawn | Residential - Rough-in of new bathtub and shower, as well as new diverters for both. new water and drainage lines being run for island kitchen sink. Both bathroom lavs are staying in current locations and no rough-in will be required. | NULL
NULL | NULL | NULL | Electrical Permit | NULL | NULL | Withdrawn | NULL | NULL
NULL | NULL | NULL | Plumbing Permit | Commercial | Tenant Improvement | Draft | Commercial | NULL
NULL | NULL | NULL | Plumbing Permit | NULL | NULL | Draft | NULL | NULL
NULL | NULL | NULL | Electrical Permit | Residential | Renovation | Draft | Installation / Repair - Residential - To up - Grade the electrical Service from 100amp. to 200amp. 120/240V and add a 240V 40amp. Receptacle in garage for AV Charger | NULL
NULL | NULL | NULL | Gas Permit | NULL | NULL | Draft | NULL | JOT MECHANICAL LTD
NULL | NULL | NULL | Electrical Permit | NULL | NULL | Draft | NULL | NULL
NULL | NULL | NULL | Electrical Permit | Residential | Renovation | Draft | Installation / Repair - Residential - To up - Grade the Electrical Service from 100amp. to 200amp. 120/240V and install a 40amp. 240V receptacle in the Garage for EV Charger | NULL
NULL | NULL | NULL | Electrical Permit | NULL | NULL | Draft | NULL | NULL
NULL | NULL | NULL | Plumbing Permit | Commercial | Renovation | Draft | Commercial - Relocation of existing fixtures and adding additional fixtures and a roof drain as per building plan submitted and approved >Interior alterations, change of use and change of major occupancy from existing "Food or Beverage Manufacturing- Class A" (Group F2) to Social Service Centre (Group D). This is a for a time limited period expiring September 30, 2022 unless extended by the Director of Planning. >>>>> Amend: Feb. 11th -to add 2 Inside BFP (note: janitor sink = mop sink) | Frederick Vernon Anderson DBA Adept Plumbing & Heating
NULL | NULL | NULL | Plumbing Permit | NULL | NULL | Withdrawn | NULL | NULL
NULL | NULL | NULL | Electrical Permit | NULL | NULL | Draft | NULL | NULL
NULL | NULL | NULL | Gas Permit | Residential | Renovation | Draft | Residential - Furnace and hot water tank replacement | NULL
NULL | NULL | NULL | Gas Permit | NULL | NULL | Draft | NULL | NULL
NULL | NULL | NULL | Sprinkler Permit | Commercial | NULL | Withdrawn | Commercial | NULL
NULL | NULL | NULL | Gas Permit | Residential | New | Draft | Residential - Installation of new furnace | NULL
NULL | NULL | NULL | Electrical Permit | NULL | NULL | Withdrawn | NULL | NULL
NULL | NULL | NULL | Electrical Permit | NULL | NULL | Draft | NULL | NULL
NULL | NULL | NULL | Electrical Permit | Commercial | Renovation | Draft | Installation / Repair - Commercial - Provide and install power connection to two exterior signs, c/w required new cct from panel and 24/7 programable timer control. | NULL
NULL | NULL | NULL | Electrical Permit | NULL | NULL | Withdrawn | NULL | NULL
NULL | NULL | NULL | Gas Permit | NULL | NULL | Withdrawn | NULL | Fusion Mechanical Plumbing Contractor Ltd
NULL | NULL | NULL | Electrical Permit | NULL | NULL | Draft | NULL | NULL
NULL | NULL | NULL | Electrical Permit | NULL | NULL | Withdrawn | NULL | NULL
NULL | NULL | NULL | Plumbing Permit | NULL | NULL | Draft | NULL | NULL
NULL | NULL | NULL | Gas Permit | NULL | NULL | Withdrawn | NULL | NULL
NULL | NULL | NULL | Plumbing Permit | NULL | NULL | Draft | NULL | NULL
NULL | NULL | NULL | Plumbing Permit | NULL | New | Draft | - Sump installation for main house | NULL
NULL | NULL | NULL | Gas Permit | Residential | Renovation | Draft | Residential | NULL
NULL | NULL | NULL | Gas Permit | Residential | New | Draft | Residential - Installation of 1 gas fireplace - venting and hook up only | Urban Fireplaces Ltd
NULL | NULL | NULL | Gas Permit | NULL | NULL | Draft | NULL | Milani Plumbing Heating & Air Conditioning Ltd
NULL | NULL | NULL | Electrical Permit | NULL | NULL | Draft | NULL | NULL
NULL | NULL | NULL | Gas Permit | NULL | NULL | Withdrawn | NULL | Mainland Fireplaces Inc
NULL | NULL | NULL | Gas Permit | Residential | Renovation | Draft | Residential - Furnace and hot water tank replacement | NULL
NULL | NULL | NULL | Plumbing Permit | Residential | New | Draft | Residential - housing | Pitt Meadows Plumbing & Mechanical Systems (2001) Ltd
NULL | NULL | NULL | Electrical Permit | NULL | NULL | Draft | NULL | NULL
NULL | NULL | NULL | Plumbing Permit | NULL | NULL | Draft | NULL | NULL
NULL | NULL | NULL | Electrical Permit | NULL | NULL | Draft | NULL | NULL
NULL | NULL | NULL | Electrical Permit | Residential | Renovation - Dwelling Unit(s) only | Withdrawn | Installation / Repair - Residential - Move electrical outlets from old wall into new wall. Also, relocate light switch. | NULL
NULL | NULL | NULL | Electrical Permit | NULL | NULL | Draft | NULL | NULL
EP-2022-01320 | 2022-02-18 | NULL | Electrical Permit | Commercial | NULL | Expired | Movie Set / Filming - To allow for Movie Set/Filming Applicant shall provide completed Contractor Declaration form, and dates of filming and associated location(s) to csinspection.clerks@vancouver.ca prior to the commencement of filming. Visit vancouver.ca/inspections for more details. | Means of Production Inc
EP-2022-01325 | 2022-02-18 | NULL | Electrical Permit | Commercial | New | Completed | Installation / Repair - Commercial - Install new pole-mounted service panel, junction boxes, ducts and wiring for new traffic signal at Victoria & 8th Ave. >Victoria Dr. & E 8th Ave. intersection SAP Network #: CET135561 | City of Vancouver
NULL | NULL | NULL | Electrical Permit | Commercial | New | Draft | Installation / Repair - Commercial - Low Voltage Wiring | Ansatel Communications Inc
NULL | NULL | NULL | Electrical Permit | NULL | NULL | Withdrawn | NULL | NULL
NULL | NULL | NULL | Sprinkler Permit | Residential | New | Draft | Residential - Install sprinklers in lwh | NULL
NULL | NULL | NULL | Plumbing Permit | NULL | NULL | Draft | NULL | NULL
NULL | NULL | NULL | Electrical Permit | Residential | Renovation - Dwelling Unit(s) only | Withdrawn | Installation / Repair - Residential - Move outlets from old wall to new wall. Also relocate a light switch. | NULL
NULL | NULL | NULL | Electrical Permit | Residential | Renovation - Dwelling Unit(s) only | Withdrawn | Installation / Repair - Residential - Move receptacles from old wall to new wall. Relocate one light switch. | NULL
NULL | NULL | NULL | Gas Permit | Residential | Tenant Improvement | Draft | Residential - Replace Gas water heater tank | NULL
NULL | NULL | NULL | Gas Permit | NULL | NULL | Draft | NULL | NULL
NULL | NULL | NULL | Gas Permit | Commercial | Renovation | Withdrawn | Commercial - Remove and replace new boiler. This meter only supply to the unit and not sharing. Amend Nov 18, 2021 change the boiler capacity to 285,000 BTU | Proflow Plumbing Heating Gas Limited
NULL | NULL | NULL | Plumbing Permit | NULL | NULL | Withdrawn | NULL | NULL
NULL | NULL | NULL | Electrical Permit | NULL | NULL | Draft | NULL | NULL
NULL | NULL | NULL | Electrical Permit | NULL | NULL | Withdrawn | NULL | NULL
NULL | NULL | NULL | Gas Permit | NULL | NULL | Draft | NULL | NULL
NULL | NULL | NULL | Electrical Permit | NULL | NULL | Draft | NULL | NULL
NULL | NULL | NULL | Plumbing Permit | Residential | New | Draft | Residential | NULL
NULL | NULL | NULL | Plumbing Permit | NULL | NULL | Draft | NULL | NULL
NULL | NULL | NULL | Plumbing Permit | NULL | NULL | Draft | NULL | NULL
NULL | NULL | NULL | Electrical Permit | NULL | NULL | Draft | NULL | NULL
NULL | NULL | NULL | Electrical Permit | NULL | NULL | Withdrawn | NULL | NULL
NULL | NULL | NULL | Electrical Permit | NULL | NULL | Withdrawn | NULL | NULL
NULL | NULL | NULL | Electrical Permit | NULL | NULL | Withdrawn | NULL | NULL
NULL | NULL | NULL | Electrical Permit | Residential | Tenant Improvement | Withdrawn | Installation / Repair - Residential - Power for the A/C unit | NULL
NULL | NULL | NULL | Electrical Permit | Residential | New | Draft | Installation / Repair - Residential - low volt wiring | C N S Alarms Ltd
NULL | NULL | NULL | Plumbing Permit | Residential | Renovation | Draft | Residential - Moving location of bathroom in basement of single family home. Adding new sink and moving laundry location. | NULL
NULL | NULL | NULL | Plumbing Permit | NULL | NULL | Draft | NULL | Mainland Plumbing & Heating
NULL | NULL | NULL | Gas Permit | NULL | NULL | Withdrawn | NULL | NULL
NULL | NULL | NULL | Gas Permit | Residential | Renovation | Draft | Residential - Venting,installation and final hook up of 2 gas fireplaces | NULL
NULL | NULL | NULL | Plumbing Permit | NULL | NULL | Draft | NULL | NULL
NULL | NULL | NULL | Plumbing Permit | NULL | NULL | Draft | NULL | NULL
NULL | NULL | NULL | Plumbing Permit | NULL | NULL | Draft | NULL | NULL
NULL | NULL | NULL | Plumbing Permit | Commercial | New | Draft | Commercial - Install DCVA on premise Isolation | NULL
NULL | NULL | NULL | Plumbing Permit | NULL | NULL | Draft | NULL | NULL
NULL | NULL | NULL | Electrical Permit | NULL | NULL | Withdrawn | NULL | NULL
NULL | NULL | NULL | Electrical Permit | Residential | New | Draft | Installation / Repair - Residential - install EV charger | NULL
NULL | NULL | NULL | Plumbing Permit | NULL | NULL | Withdrawn | NULL | NULL
NULL | NULL | NULL | Electrical Permit | Residential | New | Draft | Installation / Repair - Residential - security system new construction | NULL
NULL | NULL | NULL | Electrical Permit | Commercial | Addition | Draft | Installation / Repair - Commercial - Add plugs, data, move lights and light switches | NULL
NULL | NULL | NULL | Electrical Permit | Commercial | Renovation | Draft | Installation / Repair - Commercial - Renewal of existing electrical permit # EL578429 re: Renovation to existing building - 2 floors- as per our conversations with Electrical Inspector Loris Bidese. | Bemister Electric Ltd.
NULL | NULL | NULL | Sprinkler Permit | NULL | NULL | Draft | NULL | NULL
NULL | NULL | NULL | Sprinkler Permit | NULL | NULL | Draft | NULL | NULL
NULL | NULL | NULL | Sprinkler Permit | NULL | NULL | Draft | NULL | NULL
NULL | NULL | NULL | Sprinkler Permit | NULL | NULL | Draft | NULL | NULL
NULL | NULL | NULL | Plumbing Permit | Residential | Renovation | Draft | Residential | NULL
NULL | NULL | NULL | Electrical Permit | NULL | NULL | Draft | NULL | NULL
NULL | NULL | NULL | Electrical Permit | NULL | NULL | Withdrawn | NULL | NULL
NULL | NULL | NULL | Electrical Permit | NULL | NULL | Draft | NULL | NULL
NULL | NULL | NULL | Electrical Permit | Commercial | Addition | Withdrawn | Installation / Repair - Commercial | Berts Electric (2001) Ltd
NULL | NULL | NULL | Electrical Permit | NULL | NULL | Withdrawn | NULL | NULL
NULL | NULL | NULL | Electrical Permit | Commercial | NULL | Draft | Annual / Operating | NULL
NULL | NULL | NULL | Electrical Permit | Residential | Addition | Draft | Installation / Repair - Residential - EV installation | NULL
NULL | NULL | NULL | Plumbing Permit | Commercial | Renovation | Draft | Commercial - remove 1 sink, add a new sink and dishwasher in new location. Re-route existing plumbing services to suit. Interior alterations to provide improvements for a new office tenant at this existing office building on this site. OK for Field Review per W.Wong, September 16, 2021 Scope of work: - Demo & install interior doors, walls & millwork - Relocate staff room from main to lower fl, new reception & boardrooms on main fl, plumbing, electrical & sprinkler work | Enersolv Design & Build Ltd
NULL | NULL | NULL | Sprinkler Permit | Commercial | Tenant Improvement | Withdrawn | Commercial - Add sprinkler heads for coverage of areas behind new walls. | Sitka Fire Protection Inc
NULL | NULL | NULL | Electrical Permit | NULL | NULL | Draft | NULL | NULL
NULL | NULL | NULL | Electrical Permit | NULL | NULL | Draft | NULL | NULL
NULL | NULL | NULL | Plumbing Permit | NULL | NULL | Draft | NULL | NULL
NULL | NULL | NULL | Electrical Permit | Commercial | New | Withdrawn | Installation / Repair - Commercial - new pizza restaurant rough wiring and finishing. Installation of lights fixtures , plugs and appliance power line. >1637 Renfrew First TI Interior alterations to provide first tenant improvements to this existing retail space for a retail food tenant on the ground of this existing mixed-use building on this site. Scope of work includes: new partition walls, plumbing and mechanical. Maximum 16 seats permitted. OK for field review per Steve Voskakis Letter of assurance submitted: Schedule B (Mech & Plumbing): Alex P.L. Lee, 604.324.8763 Note: 1. Storefront glazing to remain clear and unobstructed. 2. Separate permits will be required for signs and/or awnings. 3. Contractor c/o owner. Contractors must have a valid Vancouver business license. SP required per DBI. | Prowatt Electric Inc
NULL | NULL | NULL | Gas Permit | NULL | NULL | Draft | NULL | NULL
NULL | NULL | NULL | Electrical Permit | Residential | New | Withdrawn | Installation / Repair - Residential - Rough wire for Security, CATV and Ethernet. Includes termination plates for CATV and Ethernet at finish stage, | Techline Security & Sound Inc
NULL | NULL | NULL | Electrical Permit | NULL | NULL | Withdrawn | NULL | NULL
NULL | NULL | NULL | Gas Permit | Residential | Renovation | Withdrawn | Residential - Removing old boiler and installing new | NULL
NULL | NULL | NULL | Plumbing Permit | Residential | New | Draft | Residential - New plumbing | NULL
NULL | NULL | NULL | Plumbing Permit | NULL | NULL | Draft | NULL | NULL
NULL | NULL | NULL | Gas Permit | NULL | NULL | Draft | NULL | NULL
NULL | NULL | NULL | Electrical Permit | NULL | NULL | Withdrawn | NULL | NULL
NULL | NULL | NULL | Electrical Permit | Residential | New | Withdrawn | Installation / Repair - Residential - New hydro overhead service 200 A with 100 A underground feeder. | NULL
NULL | NULL | NULL | Plumbing Permit | NULL | NULL | Draft | NULL | M & P Plumbing & Heating Ltd
EP-2022-01455 | 2022-02-24 | NULL | Electrical Permit | Commercial | New | Completed | Installation / Repair - Commercial - Shaw Power supply on BC Hydro pole #2579143 at back lane of premises. Outside at back lane of premises 2467 W 45TH AVENUE | Harbourview Electric Ltd
NULL | NULL | NULL | Electrical Permit | Commercial | NULL | Withdrawn | Annual / Operating | NULL
NULL | NULL | NULL | Electrical Permit | Commercial | NULL | Withdrawn | Movie Set / Filming - To allow for Movie Set/Filming Applicant shall provide completed Contractor Declaration form, and dates of filming and associated location(s) to csinspection.clerks@vancouver.ca prior to the commencement of filming. Visit vancouver.ca/inspections for more details. | NULL
NULL | NULL | NULL | Electrical Permit | Commercial | NULL | Draft | Annual / Operating - Annual Operating Permit | Cobing Building Solutions Ltd
NULL | NULL | NULL | Electrical Permit | Residential | New | Withdrawn | Installation / Repair - Residential - Rough wiring of Security, CATV and Ethernet. Includes termination of CATV and Ethernet at finish. | Techline Security & Sound Inc
NULL | NULL | NULL | Electrical Permit | Commercial | NULL | Withdrawn | Annual / Operating | NULL
NULL | NULL | NULL | Sprinkler Permit | Commercial | Tenant Improvement | Draft | Commercial - Tenant Improvement. >BP: #400 - Interior alteration to provide tenant fitout for this new General Office tenant and exterior alterations to install a new HRV unit and penetrations to the existing exterior wall and roof at unit #400 at this existing mixed-use industrial and office building. Tenant: Precision Nanosystems Inc. Exterior alterations for a new HRV unit and penetrations to the existing exterior wall and roof at unit #400 has been accepted by planner Samantha Patterson, January 14, 2022. OK for field review as per Howie Chow, January 12, 2022. | Pacific Rim Fire Protection (2008) Ltd
NULL | NULL | NULL | Electrical Permit | NULL | NULL | Draft | NULL | NULL
NULL | NULL | NULL | Electrical Permit | NULL | NULL | Draft | NULL | NULL
EP-2022-01502 | 2022-02-24 | NULL | Electrical Permit | Commercial | NULL | Expired | Movie Set / Filming - To allow for Movie Set/Filming Applicant shall provide completed Contractor Declaration form, and dates of filming and associated location(s) to csinspection.clerks@vancouver.ca prior to the commencement of filming. Visit vancouver.ca/inspections for more details. | The Capital Media Company Inc
NULL | NULL | NULL | Electrical Permit | Residential | Renovation - Dwelling Unit(s) only | Draft | Installation / Repair - Residential - Upgrading from 100 amp to 200 amp | NULL
NULL | NULL | NULL | Plumbing Permit | Residential | New | Draft | Residential - New plumbing | NULL
NULL | NULL | NULL | Electrical Permit | NULL | NULL | Withdrawn | NULL | NULL
NULL | NULL | NULL | Sprinkler Permit | NULL | NULL | Draft | NULL | NULL
NULL | NULL | NULL | Gas Permit | Residential | New | Withdrawn | Residential | NULL
NULL | NULL | NULL | Electrical Permit | NULL | NULL | Draft | NULL | NULL
NULL | NULL | NULL | Electrical Permit | Commercial | NULL | Draft | Annual / Operating | NULL
NULL | NULL | NULL | Electrical Permit | NULL | NULL | Draft | NULL | NULL
NULL | NULL | NULL | Plumbing Permit | NULL | NULL | Draft | NULL | NULL
NULL | NULL | NULL | Electrical Permit | NULL | NULL | Draft | NULL | NULL
NULL | NULL | NULL | Electrical Permit | Commercial | New | Draft | Installation / Repair - Commercial - Installation of sound masking devices and cables | NULL
NULL | NULL | NULL | Electrical Permit | NULL | NULL | Draft | NULL | NULL
NULL | NULL | NULL | Electrical Permit | NULL | NULL | Draft | NULL | NULL
NULL | NULL | NULL | Electrical Permit | NULL | NULL | Draft | NULL | NULL
NULL | NULL | NULL | Electrical Permit | NULL | NULL | Withdrawn | NULL | NULL
NULL | NULL | NULL | Plumbing Permit | NULL | NULL | Draft | NULL | NULL
NULL | NULL | NULL | Electrical Permit | Commercial | New | Withdrawn | Installation / Repair - Commercial - Low Hvac controls wiring and instalations | NULL
NULL | NULL | NULL | Gas Permit | Residential | New | Draft | Residential | REAL LIGHTING & FIREPLACES LTD
NULL | NULL | NULL | Sprinkler Permit | NULL | NULL | Draft | NULL | East West Plumbing (2007) Ltd
NULL | NULL | NULL | Plumbing Permit | NULL | NULL | Withdrawn | NULL | Lambert Plumbing & Heating Ltd
NULL | NULL | NULL | Electrical Permit | Commercial | NULL | Withdrawn | Annual / Operating | NULL
NULL | NULL | NULL | Electrical Permit | NULL | NULL | Draft | NULL | NULL
NULL | NULL | NULL | Sprinkler Permit | NULL | NULL | Draft | NULL | RAHELU PLUMBING & HEATING LTD.
NULL | NULL | NULL | Sprinkler Permit | NULL | NULL | Draft | NULL | RAHELU PLUMBING & HEATING LTD.
NULL | NULL | NULL | Electrical Permit | Commercial | NULL | Draft | Annual / Operating | NULL
NULL | NULL | NULL | Electrical Permit | Commercial | NULL | Draft | Annual / Operating - maintenance electrical Equipment , Fire Alarm System. | NULL
NULL | NULL | NULL | Gas Permit | Residential | Tenant Improvement | Draft | Residential - Replace the water heater tank Gas | NULL
EP-2022-01566 | 2022-03-02 | NULL | Electrical Permit | Commercial | NULL | Expired | Movie Set / Filming - To allow for Movie Set/Filming Applicant shall provide completed Contractor Declaration form, and dates of filming and associated location(s) to csinspection.clerks@vancouver.ca prior to the commencement of filming. Visit vancouver.ca/inspections for more details. | Bear Claw Productions Ltd
NULL | NULL | NULL | Gas Permit | Residential | Renovation | Draft | Residential - Back up generator installation | NULL
NULL | NULL | NULL | Gas Permit | NULL | NULL | Withdrawn | NULL | NULL
NULL | NULL | NULL | Plumbing Permit | NULL | NULL | Draft | NULL | NULL
NULL | NULL | NULL | Gas Permit | Residential | Renovation | Draft | Residential - Replacement of old furnace with new high efficiency furnace | NULL
NULL | NULL | NULL | Electrical Permit | NULL | NULL | Draft | NULL | NULL
NULL | NULL | NULL | Electrical Permit | NULL | NULL | Draft | NULL | NULL
NULL | NULL | NULL | Electrical Permit | Commercial | New | Draft | Installation / Repair - Commercial - Installation of sound masking devices and cables | NULL
NULL | NULL | NULL | Electrical Permit | Residential | Renovation - Dwelling Unit(s) only | Draft | Installation / Repair - Residential - Electric baseboard heaters approval | NULL
NULL | NULL | NULL | Electrical Permit | NULL | NULL | Withdrawn | NULL | NULL
NULL | NULL | NULL | Electrical Permit | Commercial | New | Withdrawn | Installation / Repair - Commercial - installation and connection for a small cell antenna mounted on a pole, thus an unmetered service. | NULL
NULL | NULL | NULL | Gas Permit | NULL | NULL | Draft | NULL | NULL
NULL | NULL | NULL | Electrical Permit | NULL | NULL | Withdrawn | NULL | NULL
NULL | NULL | NULL | Electrical Permit | Commercial | NULL | Draft | Annual / Operating | NULL
NULL | NULL | NULL | Gas Permit | NULL | NULL | Draft | NULL | Ridgeway Mechanical Ltd
NULL | NULL | NULL | Sprinkler Permit | NULL | NULL | Draft | NULL | NULL
NULL | NULL | NULL | Gas Permit | Residential | NULL | Draft | Residential - Removing old boiler and installing new one | DELTA PLUMBING & HEATING LTD
NULL | NULL | NULL | Electrical Permit | Residential | Renovation - Dwelling Unit(s) only | Draft | Installation / Repair - Residential - Relocating the service entrance | NULL
NULL | NULL | NULL | Electrical Permit | NULL | NULL | Withdrawn | NULL | NULL
NULL | NULL | NULL | Plumbing Permit | Commercial | Renovation | Withdrawn | Commercial - Pizza Pizza restaurant in existing space | NULL
NULL | NULL | NULL | Electrical Permit | NULL | NULL | Draft | NULL | NULL
NULL | NULL | NULL | Plumbing Permit | NULL | NULL | Draft | NULL | NULL
NULL | NULL | NULL | Plumbing Permit | NULL | NULL | Draft | NULL | NULL
NULL | NULL | NULL | Sprinkler Permit | NULL | NULL | Draft | NULL | NULL
NULL | NULL | NULL | Plumbing Permit | NULL | NULL | Draft | NULL | Apple Mechanical Ltd
NULL | NULL | NULL | Sprinkler Permit | NULL | NULL | Draft | NULL | NULL
NULL | NULL | NULL | Electrical Permit | NULL | NULL | Withdrawn | NULL | NULL
EP-2022-01621 | 2022-02-28 | NULL | Electrical Permit | Commercial | NULL | Expired | Movie Set / Filming - To allow for Movie Set/Filming Applicant shall provide completed Contractor Declaration form, and dates of filming and associated location(s) to csinspection.clerks@vancouver.ca prior to the commencement of filming. Visit vancouver.ca/inspections for more details. | The Capital Media Company Inc
NULL | NULL | NULL | Electrical Permit | Residential | Renovation | Draft | Installation / Repair - Residential - Install dishwasher | NULL
NULL | NULL | NULL | Plumbing Permit | NULL | NULL | Withdrawn | NULL | NULL
EP-2022-01625 | 2022-03-14 | NULL | Electrical Permit | Commercial | Renovation | Completed | Installation / Repair - Commercial - installation and connection for a small cell antenna mounted on a pole, thus an unmetered service. 2938 Columbia Street, Vancouver | Mott Electric General Partnership
NULL | NULL | NULL | Plumbing Permit | NULL | NULL | Draft | NULL | MCR Mechanical Ltd
NULL | NULL | NULL | Electrical Permit | Residential | New | Withdrawn | Installation / Repair - Residential - asdf | NULL
NULL | NULL | NULL | Sprinkler Permit | NULL | NULL | Draft | NULL | Frontier Fire Protection Ltd
NULL | NULL | NULL | Electrical Permit | Residential | New | Draft | Temporary Power - Residential - To provide temporary power. | Roop Electric Co Ltd
NULL | NULL | NULL | Electrical Permit | NULL | NULL | Draft | NULL | NULL
NULL | NULL | NULL | Plumbing Permit | NULL | NULL | Withdrawn | NULL | NULL
NULL | NULL | NULL | Electrical Permit | NULL | NULL | Withdrawn | NULL | NULL
NULL | NULL | NULL | Electrical Permit | Residential | Renovation | Draft | Installation / Repair - Residential - replacing switches and plugs in the kitchen | NULL
NULL | NULL | NULL | Electrical Permit | Residential | NULL | Draft | Installation / Repair - Residential - new construction | Roop Electric Co Ltd
NULL | NULL | NULL | Electrical Permit | NULL | NULL | Withdrawn | NULL | NULL
NULL | NULL | NULL | Sprinkler Permit | NULL | NULL | Draft | NULL | NULL
EP-2022-01654 | 2022-03-04 | NULL | Electrical Permit | Commercial | NULL | Expired | Movie Set / Filming - To allow for Movie Set/Filming Applicant shall provide completed Contractor Declaration form, and dates of filming and associated location(s) to csinspection.clerks@vancouver.ca prior to the commencement of filming. Visit vancouver.ca/inspections for more details. | PARTNERS FILM INC
NULL | NULL | NULL | Electrical Permit | Residential | New | Withdrawn | Installation / Repair - Residential - Alarm,Cctv,Tel/Data/Tv,Intercom,Music,vacuum etc | NULL
NULL | NULL | NULL | Electrical Permit | NULL | NULL | Draft | NULL | NULL
NULL | NULL | NULL | Electrical Permit | Residential | Renovation | Withdrawn | Installation / Repair - Residential - install 2 bathroom lights | NULL
NULL | NULL | NULL | Electrical Permit | Residential | NULL | Withdrawn | Temporary Power - Residential - To provide temporary power. | NULL
NULL | NULL | NULL | Electrical Permit | NULL | NULL | Draft | NULL | NULL
NULL | NULL | NULL | Electrical Permit | Residential | Renovation | Draft | Installation / Repair - Residential - install two lights in bathroom | NULL
NULL | NULL | NULL | Electrical Permit | Residential | Renovation | Withdrawn | Installation / Repair - Residential - Renovation of Kitchen. addition of hoodfan/microwave receptacle, adding counter receptacle and updating older counter plug receptacles to 20amp. Updating old fuse panel with a new panel insert. running 14 green to bond lights and receptacles in existing device boxes | NULL
NULL | NULL | NULL | Electrical Permit | Residential | Renovation | Draft | Installation / Repair - Residential - install 2 lights in bathroom | NULL
NULL | NULL | NULL | Electrical Permit | Residential | Renovation | Draft | Installation / Repair - Residential - install 2 lights in bathroom | NULL
NULL | NULL | NULL | Electrical Permit | NULL | NULL | Withdrawn | NULL | NULL
NULL | NULL | NULL | Electrical Permit | Commercial | NULL | Draft | Annual / Operating | NULL
NULL | NULL | NULL | Electrical Permit | Commercial | New | Withdrawn | Installation / Repair - Commercial - office TI | NULL
NULL | NULL | NULL | Electrical Permit | NULL | NULL | Draft | NULL | NULL
NULL | NULL | NULL | Electrical Permit | Commercial | NULL | Draft | Annual / Operating | NULL
NULL | NULL | NULL | Electrical Permit | Residential | Renovation | Draft | Installation / Repair - Residential - install 2 lights bathroom | David R Burke
EP-2022-01671 | 2022-03-02 | NULL | Electrical Permit | Commercial | Renovation | Completed | Installation / Repair - Commercial - Relocate pole onto new base for temporary lane closure. Tie conduit into existing junction box. Splicing by city crews. Intersection of Station Street and Terminal Ave | Bay Hill Contracting Ltd
NULL | NULL | NULL | Electrical Permit | NULL | NULL | Draft | NULL | NULL
NULL | NULL | NULL | Electrical Permit | NULL | NULL | Draft | NULL | NULL
NULL | NULL | NULL | Gas Permit | NULL | NULL | Draft | NULL | NULL
NULL | NULL | NULL | Plumbing Permit | NULL | NULL | Draft | NULL | NULL
NULL | NULL | NULL | Gas Permit | Residential | NULL | Draft | Residential - Gas connection gas stove | NULL
NULL | NULL | NULL | Electrical Permit | Residential | Renovation | Draft | Installation / Repair - Residential - install 2 leds in bathroom | David R Burke
NULL | NULL | NULL | Gas Permit | Residential | Tenant Improvement | Draft | Residential - Gas connection gas stove | NULL
NULL | NULL | NULL | Gas Permit | NULL | NULL | Draft | NULL | NULL
NULL | NULL | NULL | Electrical Permit | Commercial | Addition | Draft | Temporary Power - Commercial - To provide temporary power. | Mark Rothberger
NULL | NULL | NULL | Gas Permit | Residential | Tenant Improvement | Draft | Residential - Replace the water heater tank | NULL
NULL | NULL | NULL | Electrical Permit | Commercial | Addition | Draft | Installation / Repair - Commercial - installation of LED lighting | NULL
NULL | NULL | NULL | Gas Permit | NULL | NULL | Withdrawn | NULL | NULL
EP-2022-01806 | 2022-03-04 | NULL | Electrical Permit | Commercial | NULL | Expired | Annual / Operating - Street Lighting Installations, repairs and maintenance. -Renewal of EP-2021-01742 -Valid: March 9, 2022 - March 8, 2023 | City of Vancouver
NULL | NULL | NULL | Plumbing Permit | Residential | Renovation - Dwelling Unit(s) only | Draft | Residential - We are replacing the tub, basin, and slightly moving the kitchen sink | NULL
NULL | NULL | NULL | Electrical Permit | Commercial | NULL | Draft | Annual / Operating - Annual Operating Permit for Walmart store #1104, located at 3585 GRANDVIEW HIGHWAY, Vancouver, BC V5M 2G7 - electrical repairs and maintenance. Current Permit RENEWAL OF ANNUAL EP-2016-03730 AMEND: DATES VALID: APR 24/17 TO APR 23/18 | Canem Systems Ltd
NULL | NULL | NULL | Gas Permit | Residential | New | Draft | Residential - Replace gas hot water tank | NULL
NULL | NULL | NULL | Electrical Permit | NULL | NULL | Withdrawn | NULL | NULL
NULL | NULL | NULL | Electrical Permit | NULL | NULL | Withdrawn | NULL | NULL
NULL | NULL | NULL | Plumbing Permit | NULL | Renovation | Draft | - Plumbing for commercial tenant improvement | NULL
NULL | NULL | NULL | Electrical Permit | Residential | New | Draft | Installation / Repair - Residential - lv wiring | NULL
NULL | NULL | NULL | Electrical Permit | Commercial | NULL | Withdrawn | Annual / Operating | NULL
NULL | NULL | NULL | Gas Permit | Residential | Tenant Improvement | Draft | Residential - Replace water heater tank gas | NULL
NULL | NULL | NULL | Gas Permit | NULL | NULL | Withdrawn | NULL | NULL
NULL | NULL | NULL | Electrical Permit | Residential | Renovation - Dwelling Unit(s) only | Draft | Installation / Repair - Residential - 1---upgrade service from 100A to 200A 2---Install new 60A subpanel at top floor and 100A subpanel at main floor 3---Remove old knob and tube wires through the house 4---Rewiring power circuits for lighting and appliance at main floor and top floor 5---Install smoke alarm system on each floor | Xin-Tian-Di Electrical Ltd
NULL | NULL | NULL | Electrical Permit | NULL | Renovation | Withdrawn | Installation / Repair - - Minor electrical upgrades | NULL
EP-2022-01720 | 2022-03-02 | NULL | Electrical Permit | Commercial | NULL | Expired | Movie Set / Filming - To allow for Movie Set/Filming Applicant shall provide completed Contractor Declaration form, and dates of filming and associated location(s) to csinspection.clerks@vancouver.ca prior to the commencement of filming. Visit vancouver.ca/inspections for more details. | Circle Productions Ltd
NULL | NULL | NULL | Electrical Permit | NULL | NULL | Draft | NULL | NULL
NULL | NULL | NULL | Plumbing Permit | Commercial | New | Draft | Commercial - Installing a sump pump in a precast tank along with the components. | Matcon Underground Utilities Ltd
NULL | NULL | NULL | Plumbing Permit | NULL | NULL | Draft | NULL | NULL
NULL | NULL | NULL | Electrical Permit | NULL | NULL | Draft | NULL | NULL
NULL | NULL | NULL | Electrical Permit | Residential | Renovation | Withdrawn | Installation / Repair - Residential - jsalfjfaslk | NULL
NULL | NULL | NULL | Plumbing Permit | Commercial | Renovation | Withdrawn | Commercial - Add plumbing fixtures for tea shop | NULL
NULL | NULL | NULL | Plumbing Permit | Commercial | Renovation | Withdrawn | Commercial - Add plumbing fixtures for tea shop | NULL
NULL | NULL | NULL | Electrical Permit | NULL | NULL | Draft | NULL | NULL
NULL | NULL | NULL | Electrical Permit | NULL | NULL | Draft | NULL | NULL
NULL | NULL | NULL | Plumbing Permit | NULL | NULL | Withdrawn | NULL | Canadian Excavating Ltd
NULL | NULL | NULL | Plumbing Permit | NULL | NULL | Draft | NULL | NULL
NULL | NULL | NULL | Plumbing Permit | NULL | NULL | Draft | NULL | NULL
NULL | NULL | NULL | Electrical Permit | NULL | NULL | Draft | NULL | NULL
NULL | NULL | NULL | Electrical Permit | NULL | NULL | Withdrawn | NULL | NULL
NULL | NULL | NULL | Electrical Permit | Residential | Renovation | Withdrawn | Temporary Power - Residential - To provide temporary power. | F & S Electrical Ltd
EP-2022-01746 | 2022-03-04 | NULL | Electrical Permit | Commercial | NULL | Expired | Movie Set / Filming - To allow for Movie Set/Filming Applicant shall provide completed Contractor Declaration form, and dates of filming and associated location(s) to csinspection.clerks@vancouver.ca prior to the commencement of filming. Visit vancouver.ca/inspections for more details. | Northkamp Enterprises Inc
NULL | NULL | NULL | Plumbing Permit | NULL | NULL | Draft | NULL | J & R Excavation & Demolition Ltd.
NULL | NULL | NULL | Electrical Permit | NULL | NULL | Draft | NULL | NULL
NULL | NULL | NULL | Electrical Permit | NULL | NULL | Draft | NULL | NULL
NULL | NULL | NULL | Electrical Permit | Commercial | Addition | Draft | Installation / Repair - Commercial - ac | NULL
NULL | NULL | NULL | Gas Permit | NULL | NULL | Draft | NULL | RAHELU PLUMBING & HEATING LTD.
NULL | NULL | NULL | Electrical Permit | Commercial | New | Draft | Installation / Repair - Commercial - Supply and install of prefabricated washrooms and lighting | Action Electric Ltd
NULL | NULL | NULL | Electrical Permit | NULL | NULL | Withdrawn | NULL | NULL
NULL | NULL | NULL | Sprinkler Permit | Residential | New | Draft | Residential - Install sprinklers in sfd | NULL
NULL | NULL | NULL | Electrical Permit | NULL | NULL | Draft | NULL | NULL
NULL | NULL | NULL | Plumbing Permit | NULL | NULL | Draft | NULL | NULL
NULL | NULL | NULL | Electrical Permit | Residential | Renovation | Draft | Temporary Power - Residential - To provide temporary power to this site. | F & S Electrical Ltd
NULL | NULL | NULL | Plumbing Permit | Commercial | Renovation | Draft | Commercial - we are replacing the tub, basin and kitchen sink | NULL
NULL | NULL | NULL | Plumbing Permit | Commercial | Renovation | Withdrawn | Commercial - Add plumbing fixtures for tea shop | NULL
NULL | NULL | NULL | Plumbing Permit | NULL | NULL | Draft | NULL | NULL
NULL | NULL | NULL | Electrical Permit | NULL | NULL | Draft | NULL | NULL
NULL | NULL | NULL | Electrical Permit | Commercial | New | Draft | Temporary Power - Commercial - To provide temporary power. | 0777792 BC Ltd
NULL | NULL | NULL | Electrical Permit | Commercial | New | Draft | Temporary Power - Commercial - To provide temporary power. | Nightingale Electric Ltd
NULL | NULL | NULL | Electrical Permit | Commercial | New | Draft | Temporary Power - Commercial - To provide temporary power. | Nightingale Electric Ltd
NULL | NULL | NULL | Electrical Permit | Commercial | New | Draft | Temporary Power - Commercial - To provide temporary power. | Nightingale Electric Ltd
NULL | NULL | NULL | Electrical Permit | Commercial | New | Draft | Temporary Power - Commercial - To provide temporary power. | Nightingale Electric Ltd
NULL | NULL | NULL | Electrical Permit | Commercial | New | Draft | Temporary Power - Commercial - To provide temporary power. | Nightingale Electric Ltd
NULL | NULL | NULL | Plumbing Permit | NULL | NULL | Withdrawn | NULL | NULL
NULL | NULL | NULL | Gas Permit | NULL | NULL | Draft | NULL | NULL
NULL | NULL | NULL | Gas Permit | Residential | Renovation | Draft | Residential - test | Milani Plumbing Heating & Air Conditioning Ltd
NULL | NULL | NULL | Gas Permit | Residential | Tenant Improvement | Draft | Residential | NULL
NULL | NULL | NULL | Electrical Permit | Residential | New | Draft | Temporary Power - Residential - To provide temporary power. | Nightingale Electric Ltd
NULL | NULL | NULL | Electrical Permit | Commercial | New | Draft | Installation / Repair - Commercial - CCTV Fibre Optic | AIGO TECHNOLOGY INC
NULL | NULL | NULL | Electrical Permit | NULL | NULL | Draft | NULL | NULL
NULL | NULL | NULL | Electrical Permit | Commercial | Tenant Improvement | Draft | Installation / Repair - Commercial - Non strata rental building approval of electric baseboards | NULL
NULL | NULL | NULL | Electrical Permit | Commercial | NULL | Draft | Annual / Operating | NULL
NULL | NULL | NULL | Electrical Permit | NULL | NULL | Draft | NULL | NULL
NULL | NULL | NULL | Electrical Permit | NULL | NULL | Withdrawn | NULL | NULL
NULL | NULL | NULL | Gas Permit | NULL | NULL | Draft | NULL | East West Plumbing (2007) Ltd
NULL | NULL | NULL | Electrical Permit | Commercial | Renovation | Draft | Installation / Repair - Commercial - Remounting of service feeders removed during residing on the building. | NULL
NULL | NULL | NULL | Sprinkler Permit | Commercial | NULL | Draft | Commercial | NULL
NULL | NULL | NULL | Electrical Permit | Commercial | NULL | Draft | Annual / Operating | NULL
EP-2022-01820 | 2022-03-08 | NULL | Electrical Permit | Commercial | NULL | Expired | Special Event - provide electrical distribution for temporary illumination of the building façade in support of the Ukraine. 800 W GEORGIA STREET, March 7-20, 2022 | 0880441 BC Ltd
NULL | NULL | NULL | Plumbing Permit | NULL | NULL | Draft | NULL | NULL
NULL | NULL | NULL | Plumbing Permit | Residential | New | Draft | Residential - plumbing | NULL
NULL | NULL | NULL | Gas Permit | Residential | Renovation | Draft | Residential - Remove and replace frunace | Mark Anthony Pugh
NULL | NULL | NULL | Plumbing Permit | NULL | NULL | Withdrawn | NULL | NULL
PP-2022-00777 | NULL | NULL | Plumbing Permit | Residential | New | Cancelled | Residential - Irrigation | Jordon Crawford Jacobs
NULL | NULL | NULL | Plumbing Permit | Residential | New | Draft | Residential - sentry and storm con with one sump | NULL
NULL | NULL | NULL | Plumbing Permit | Residential | New | Draft | Residential - sentry And Storm con with one sump | NULL
NULL | NULL | NULL | Electrical Permit | NULL | NULL | Draft | NULL | NULL
NULL | NULL | NULL | Electrical Permit | NULL | NULL | Withdrawn | NULL | NULL
NULL | NULL | NULL | Electrical Permit | Commercial | Addition | Draft | Installation / Repair - Commercial - 3 air condition unit wiring and hookup. all air condition 20amp 208 volt. Two coolers wiring and hookup, 1 unit is 30amp and 1 unit is 40amp. | NULL
NULL | NULL | NULL | Gas Permit | NULL | NULL | Withdrawn | NULL | NULL
NULL | NULL | NULL | Electrical Permit | Commercial | Renovation - Dwelling Unit(s) only | Withdrawn | Installation / Repair - Commercial - Run new 240v/ 30amp circuit across the inside of the unit to a patio for an air conditioner split unit. | Onpoint Electric Ltd
NULL | NULL | NULL | Plumbing Permit | NULL | NULL | Withdrawn | NULL | NULL
NULL | NULL | NULL | Electrical Permit | NULL | NULL | Draft | NULL | NULL
NULL | NULL | NULL | Plumbing Permit | NULL | NULL | Withdrawn | NULL | NULL
NULL | NULL | NULL | Plumbing Permit | NULL | NULL | Draft | NULL | NULL
NULL | NULL | NULL | Plumbing Permit | NULL | NULL | Draft | NULL | NULL
NULL | NULL | NULL | Plumbing Permit | NULL | NULL | Draft | NULL | NULL
NULL | NULL | NULL | Plumbing Permit | NULL | NULL | Draft | NULL | NULL
NULL | NULL | NULL | Sprinkler Permit | NULL | NULL | Draft | NULL | Allright Sprinklers Ltd
NULL | NULL | NULL | Electrical Permit | Commercial | Addition | Withdrawn | Temporary Power - Commercial - To provide temporary power. | NULL
NULL | NULL | NULL | Plumbing Permit | NULL | NULL | Draft | NULL | Werner Smith Mechanical Inc
NULL | NULL | NULL | Electrical Permit | NULL | NULL | Draft | NULL | NULL
NULL | NULL | NULL | Electrical Permit | Commercial | New | Draft | Temporary Power - Commercial - To provide temporary power. | 0777792 BC Ltd
NULL | NULL | NULL | Gas Permit | NULL | NULL | Withdrawn | NULL | NULL
NULL | NULL | NULL | Electrical Permit | NULL | NULL | Withdrawn | NULL | NULL
NULL | NULL | NULL | Gas Permit | NULL | NULL | Draft | NULL | SYNERGY PLUMBING & HEATING LTD
NULL | NULL | NULL | Plumbing Permit | NULL | NULL | Withdrawn | NULL | NULL
NULL | NULL | NULL | Electrical Permit | NULL | NULL | Draft | NULL | NULL
NULL | NULL | NULL | Electrical Permit | Commercial | NULL | Draft | Annual / Operating | NULL
NULL | NULL | NULL | Electrical Permit | Commercial | NULL | Withdrawn | Annual / Operating | NULL
NULL | NULL | NULL | Electrical Permit | Commercial | Tenant Improvement | Draft | Temporary Power - Commercial - To provide temporary power. | Mark Rothberger
NULL | NULL | NULL | Electrical Permit | Commercial | NULL | Draft | Movie Set / Filming - To allow for Movie Set/Filming Applicant shall provide completed Contractor Declaration form, and dates of filming and associated location(s) to csinspection.clerks@vancouver.ca prior to the commencement of filming. Visit vancouver.ca/inspections for more details. | NULL
NULL | NULL | NULL | Gas Permit | Residential | Renovation | Withdrawn | Residential - Replacing furnace. | NULL
NULL | NULL | NULL | Electrical Permit | Commercial | NULL | Draft | Annual / Operating | NULL
NULL | NULL | NULL | Electrical Permit | NULL | NULL | Draft | NULL | NULL
NULL | NULL | NULL | Electrical Permit | Residential | New | Draft | Temporary Power - Residential - To provide temporary power. | NULL
NULL | NULL | NULL | Electrical Permit | Residential | New | Draft | Temporary Power - Residential - To provide temporary power. | NULL
NULL | NULL | NULL | Electrical Permit | NULL | NULL | Draft | NULL | NULL
NULL | NULL | NULL | Electrical Permit | NULL | NULL | Draft | NULL | NULL
NULL | NULL | NULL | Electrical Permit | NULL | NULL | Draft | NULL | NULL
NULL | NULL | NULL | Gas Permit | Residential | Renovation | Draft | Residential - furnace re and re | Sunrise Heating and Cooling Ltd
NULL | NULL | NULL | Electrical Permit | NULL | NULL | Draft | NULL | NULL
NULL | NULL | NULL | Electrical Permit | Residential | Tenant Improvement | Draft | Installation / Repair - Residential - changer a new 75kva transformer and 100 amp switch | NULL
NULL | NULL | NULL | Electrical Permit | NULL | NULL | Withdrawn | NULL | NULL
EP-2022-01872 | NULL | NULL | Electrical Permit | NULL | NULL | Withdrawn | Installation / Repair - | TEST IMBL - TEST ONLY
EP-2022-01914 | 2022-03-08 | NULL | Electrical Permit | Commercial | NULL | Expired | Movie Set / Filming - To allow for Movie Set/Filming Applicant shall provide completed Contractor Declaration form, and dates of filming and associated location(s) to csinspection.clerks@vancouver.ca prior to the commencement of filming. Visit vancouver.ca/inspections for more details. | VBC Pilot Productions Inc
NULL | NULL | NULL | Electrical Permit | Residential | NULL | Draft | Installation / Repair - Residential - lv wiring | NULL
NULL | NULL | NULL | Electrical Permit | Residential | New | Draft | Installation / Repair - Residential - lv wiring | NULL
NULL | NULL | NULL | Plumbing Permit | Commercial | Renovation | Draft | Commercial - Tub install | A1 Kam Plumbing Heating & Gas Ltd
NULL | NULL | NULL | Electrical Permit | NULL | NULL | Draft | NULL | NULL
NULL | NULL | NULL | Gas Permit | NULL | NULL | Draft | NULL | NULL
NULL | NULL | NULL | Gas Permit | NULL | NULL | Withdrawn | NULL | Plumbiz Plumbing & Heating Ltd
NULL | NULL | NULL | Electrical Permit | Commercial | Renovation | Draft | Installation / Repair - Commercial - Install (69) data cables with devices. Install (20) Receptacles. | NULL
NULL | NULL | NULL | Plumbing Permit | NULL | NULL | Withdrawn | NULL | NULL
NULL | NULL | NULL | Sprinkler Permit | Commercial | Tenant Improvement | Draft | Commercial - addition of 7 sprinklers of the same k Factor to an existing system | NULL
NULL | NULL | NULL | Electrical Permit | Residential | Renovation - Dwelling Unit(s) only | Draft | Installation / Repair - Residential - Install air source heat pump | NULL
NULL | NULL | NULL | Plumbing Permit | Commercial | New | Draft | Commercial - One hand wash sink that was installed 1 year ago | NULL
NULL | NULL | NULL | Plumbing Permit | NULL | NULL | Draft | NULL | NULL
EP-2022-01899 | 2022-03-08 | NULL | Electrical Permit | Commercial | NULL | Expired | Movie Set / Filming - To allow for Movie Set/Filming Applicant shall provide completed Contractor Declaration form, and dates of filming and associated location(s) to csinspection.clerks@vancouver.ca prior to the commencement of filming. Visit vancouver.ca/inspections for more details. | GEP Quantum Inc
NULL | NULL | NULL | Gas Permit | NULL | NULL | Draft | NULL | East West Plumbing (2007) Ltd
NULL | NULL | NULL | Electrical Permit | NULL | NULL | Withdrawn | NULL | NULL
NULL | NULL | NULL | Electrical Permit | NULL | NULL | Draft | NULL | NULL
NULL | NULL | NULL | Plumbing Permit | NULL | NULL | Draft | NULL | NULL
NULL | NULL | NULL | Plumbing Permit | Commercial | New | Draft | Commercial - Sump permit (outside) | Ponte Bros Contracting Ltd
NULL | NULL | NULL | Plumbing Permit | NULL | NULL | Withdrawn | NULL | NULL
NULL | NULL | NULL | Plumbing Permit | Commercial | Tenant Improvement | Draft | Commercial | Pacific Mechanical Systems Ltd
NULL | NULL | NULL | Electrical Permit | NULL | NULL | Draft | NULL | NULL
NULL | NULL | NULL | Electrical Permit | NULL | Renovation | Withdrawn | Installation / Repair - - Install sevice mast, meter base and prep site for switch over from the existing service. | NULL
NULL | NULL | NULL | Gas Permit | NULL | NULL | Draft | NULL | NULL
NULL | NULL | NULL | Electrical Permit | Commercial | New | Draft | Installation / Repair - Commercial - test | TEST IMBL - TEST ONLY
NULL | NULL | NULL | Electrical Permit | NULL | NULL | Draft | NULL | NULL
NULL | NULL | NULL | Electrical Permit | Commercial | Addition | Draft | Temporary Power - Commercial - To provide temporary power. | Mark Rothberger
NULL | NULL | NULL | Electrical Permit | Commercial | New | Withdrawn | Installation / Repair - Commercial - Town House Project (6 dwelling units plus 2 lock-off units) AMEND: SEPT24/2021 CHANGE PHASE FROM 1 PHASE 3 WIRE TO 3 PHASE 4 WIRE (Building 2 at South side of site. North Building 1 is related BP-2019-04670). To construct a new 4-storey townhouse building which contains a total of 6 dwelling units plus 2 lock-off units at the dwelling units of the lowest floor level. There is no below grade parking, only at grade open parking accessed off the lance at the rear of this site. **NOTE: all fees have been paid under related BP-2019-04670 plus all application documents are filed under that permit application.** REVIEWED DURING THE 2020 PANDEMIC CRISIS. This will be a Staged Construction project processed under the CP process for Susana Chui, CP (Camphora Engineering). ** The 2014 VBBL applies ** Stage 1: Excavation & Shoring (April 14, 2020. B. Smith) Stage 2: Full structural to roof (Aug. 18, 2020, B. Smith) | ICAN Electrical Ltd.
NULL | NULL | NULL | Electrical Permit | NULL | NULL | Draft | NULL | NULL
NULL | NULL | NULL | Electrical Permit | Commercial | NULL | Draft | Annual / Operating | NULL
NULL | NULL | NULL | Electrical Permit | NULL | Renovation | Draft | Installation / Repair - - change the old 75kva transformer to new 75kva transformer and changer old 100amp switch to new 100amp switch | NULL
NULL | NULL | NULL | Electrical Permit | Residential | Renovation | Draft | Installation / Repair - Residential - change old 75kva transformer and old 100amp switch to new 75kva transformer and new 100amp switch | NULL
NULL | NULL | NULL | Gas Permit | Residential | Tenant Improvement | Draft | Residential - Install high efficiency gas furnace | NULL
NULL | NULL | NULL | Gas Permit | NULL | NULL | Withdrawn | NULL | NULL
NULL | NULL | NULL | Gas Permit | NULL | NULL | Withdrawn | NULL | Christopher Sterling
NULL | NULL | NULL | Electrical Permit | NULL | NULL | Draft | NULL | NULL
NULL | NULL | NULL | Plumbing Permit | Residential | New | Draft | Residential - install new Sump pumps duplex and sanitary pump | NULL
NULL | NULL | NULL | Electrical Permit | Commercial | New | Withdrawn | Temporary Power - Commercial - To provide temporary power. | 0777792 BC Ltd
NULL | NULL | NULL | Electrical Permit | NULL | NULL | Draft | NULL | NULL
NULL | NULL | NULL | Sprinkler Permit | NULL | NULL | Draft | NULL | NULL
NULL | NULL | NULL | Plumbing Permit | NULL | NULL | Draft | NULL | NULL
NULL | NULL | NULL | Electrical Permit | Residential | Renovation | Draft | Installation / Repair - Residential - Install same size 75kva transformer and 100amp switch for o replace the old one | NULL
NULL | NULL | NULL | Electrical Permit | NULL | NULL | Draft | NULL | NULL
NULL | NULL | NULL | Plumbing Permit | Commercial | New | Draft | Commercial - BLDG #1 - Plumbing. -To construct a three level 5 townhouse units facing Oak street access through the court yard. Refer to BP-2019-00837 for site work, below grade facilities and common underground parking. Reviewed during the 2020 pandemic crisis. | Jensen's Plumbing & Heating Ltd
NULL | NULL | NULL | Electrical Permit | Commercial | Tenant Improvement | Draft | Installation / Repair - Commercial - Electrical installation for boiler/chiller 4 kettles and 4 pumps with process control panel | AM Electric Ltd
NULL | NULL | NULL | Electrical Permit | NULL | NULL | Draft | NULL | NULL
NULL | NULL | NULL | Plumbing Permit | NULL | NULL | Draft | NULL | NULL
NULL | NULL | NULL | Electrical Permit | Commercial | NULL | Draft | Annual / Operating | NULL
NULL | NULL | NULL | Electrical Permit | Commercial | New | Draft | Installation / Repair - Commercial - Electrical work for construction of a 21 storey mixed use building consisting of retail spaces, 128 market rental units and amenity spaces all over four levels of underground parking. Related Interim Permit: EP-2019-06241. | Excel Electric (1993) Ltd
NULL | NULL | NULL | Electrical Permit | Commercial | NULL | Withdrawn | Annual / Operating | NULL
NULL | NULL | NULL | Electrical Permit | Commercial | New | Draft | Installation / Repair - Commercial - Electrical work for construction of a 21 storey mixed use building consisting of retail spaces, 128 market rental units and amenity spaces all over four levels of underground parking. Related Interim Permit: EP-2019-06241. | Excel Electric (1993) Ltd
NULL | NULL | NULL | Electrical Permit | NULL | NULL | Draft | NULL | NULL
NULL | NULL | NULL | Electrical Permit | Commercial | New | Draft | Installation / Repair - Commercial - Supply and install Access Control and Entryphone system - NO MAG LOCKS >BP: To construct a new 8-storey residential building including commercial retail units on the ground level (shell) and clusters of townhomes (3 in 1st cluster & 2 in 2nd cluster), all over a common 2.5 levels of underground parking. STAGED CONSTRUCTION Stage I (excavation/shoring) issued June 5, 2018. Revision I (to revise excavation/shoring details -North elevation) issued July 9, 2018. Revision II (changes to excavation and shoring drawings) : addition of jet grout on the west elevation - issued March 21, 2019 Revision III (changes to excavation/shoring drawings): addition of jet grout on the north, east and south elevation-issued September 9, 2019. Stage II (full BP) issued September 19, 2019. | Onsite Communications and Control Systems Inc
NULL | NULL | NULL | Electrical Permit | Commercial | NULL | Draft | Annual / Operating | Ino-Tek Electric Ltd.
NULL | NULL | NULL | Electrical Permit | Residential | Renovation | Withdrawn | Installation / Repair - Residential | NULL
NULL | NULL | NULL | Electrical Permit | NULL | NULL | Withdrawn | Installation / Repair - - lol | NULL
NULL | NULL | NULL | Electrical Permit | Commercial | New | Withdrawn | Installation / Repair - Commercial - Construction of a new mass timber 4-storey light industrial and commercial office building, including all electrical | NULL
NULL | NULL | NULL | Electrical Permit | NULL | NULL | Withdrawn | NULL | NULL
NULL | NULL | NULL | Electrical Permit | Residential | Renovation | Withdrawn | Installation / Repair - Residential - Remove the old and replaced with new: - 5 baseboard heaters of same wattage - all plugs and switches as they were old and unsafe - kitchen and dining room lights - undercounter lighting (into new LED) - switches replaced with dimmers - pot lights - GFCI's And capped off blank wire with 1110 box to make safe | NULL
NULL | NULL | NULL | Electrical Permit | Commercial | NULL | Draft | Movie Set / Filming - To allow for Movie Set/Filming Applicant shall provide completed Contractor Declaration form, and dates of filming and associated location(s) to csinspection.clerks@vancouver.ca prior to the commencement of filming. Visit vancouver.ca/inspections for more details. | NULL
NULL | NULL | NULL | Electrical Permit | NULL | Addition | Draft | Installation / Repair - - Voice and data cabling | NULL
NULL | NULL | NULL | Electrical Permit | NULL | NULL | Withdrawn | NULL | NULL
NULL | NULL | NULL | Electrical Permit | Commercial | NULL | Withdrawn | Annual / Operating | NULL
EP-2022-01980 | NULL | NULL | Electrical Permit | Residential | Renovation - Dwelling Unit(s) only | Withdrawn | Installation / Repair - Residential - Remove old and replace with new: - 5 baseboard heaters of same wattage - all plugs and switches as they were old and unsafe - kitchen and dining room lights - undercounter lighting to LED - replace switches with dimmers - pot lights - GFCI's And capped off blank wire with 1110 box to make safe, under sink. | NULL
NULL | NULL | NULL | Electrical Permit | Commercial | NULL | Draft | Movie Set / Filming - To allow for Movie Set/Filming Applicant shall provide completed Contractor Declaration form, and dates of filming and associated location(s) to csinspection.clerks@vancouver.ca prior to the commencement of filming. Visit vancouver.ca/inspections for more details. | NULL
NULL | NULL | NULL | Electrical Permit | NULL | NULL | Draft | NULL | NULL
NULL | NULL | NULL | Electrical Permit | Commercial | NULL | Draft | Annual / Operating | NULL
NULL | NULL | NULL | Plumbing Permit | Commercial | New | Withdrawn | Commercial - Outside sump installation To construct on this site a new 3-storey Passive House Multiple Dwelling with 12 residential co-housing units including one lock-off unit and four surface parking spaces having vehicular access from the rear lane. | Ponte Bros Contracting Ltd
NULL | NULL | NULL | Electrical Permit | NULL | NULL | Draft | NULL | NULL
NULL | NULL | NULL | Electrical Permit | NULL | NULL | Draft | NULL | NULL
NULL | NULL | NULL | Electrical Permit | Commercial | Renovation | Withdrawn | Installation / Repair - Commercial - Rough wiring and finishing | NULL
NULL | NULL | NULL | Electrical Permit | NULL | NULL | Withdrawn | NULL | NULL
NULL | NULL | NULL | Electrical Permit | NULL | NULL | Draft | NULL | NULL
NULL | NULL | NULL | Gas Permit | NULL | NULL | Draft | NULL | NULL
EP-2022-01990 | 2022-03-10 | NULL | Electrical Permit | Commercial | NULL | Expired | Movie Set / Filming - To allow for Movie Set/Filming Applicant shall provide completed Contractor Declaration form, and dates of filming and associated location(s) to csinspection.clerks@vancouver.ca prior to the commencement of filming. Visit vancouver.ca/inspections for more details. | Scouts Honour Inc
NULL | NULL | NULL | Electrical Permit | NULL | NULL | Draft | NULL | NULL
EP-2022-02011 | 2022-03-11 | NULL | Electrical Permit | Commercial | NULL | Expired | Movie Set / Filming - To allow for Movie Set/Filming Applicant shall provide completed Contractor Declaration form, and dates of filming and associated location(s) to csinspection.clerks@vancouver.ca prior to the commencement of filming. Visit vancouver.ca/inspections for more details. | Storm Films Inc
NULL | NULL | NULL | Electrical Permit | Commercial | NULL | Withdrawn | Annual / Operating - Minor electrical installation, repair and maintenance. ** AMEND 03/09/2021** update KVA from 1000 KVA to 5000KVA | Berts Electric (2001) Ltd
NULL | NULL | NULL | Sprinkler Permit | NULL | NULL | Draft | NULL | Gisborne Industrial Construction Ltd
NULL | NULL | NULL | Electrical Permit | NULL | NULL | Draft | NULL | NULL
EP-2022-02007 | 2022-03-15 | NULL | Electrical Permit | Commercial | Renovation | Completed | Installation / Repair - Commercial - replace rusted out Sampling kiosk, installation of new pole mounted control panel, change electrical panel from 8cct to 12 cct and rearrange existing electrical equipment NE corner of W. 63rd Ave & Columbia St | J A Electric Inc
NULL | NULL | NULL | Plumbing Permit | NULL | NULL | Draft | NULL | NULL
NULL | NULL | NULL | Electrical Permit | NULL | NULL | Draft | NULL | NULL
NULL | NULL | NULL | Electrical Permit | NULL | NULL | Draft | NULL | NULL
NULL | NULL | NULL | Plumbing Permit | Residential | Renovation | Draft | Residential - draintile replacement | NULL
NULL | NULL | NULL | Sprinkler Permit | Commercial | Tenant Improvement | Draft | Commercial - 1 CAP-OFF SPRINKLER HEAD | Priority Fire Systems Ltd
GP-2022-00792 | NULL | NULL | Gas Permit | Residential | New | Withdrawn | Residential - Install one natural gas fireplace burner | Vancouver Gas Fireplaces Ltd
NULL | NULL | NULL | Sprinkler Permit | NULL | NULL | Draft | NULL | RAHELU PLUMBING & HEATING LTD.
NULL | NULL | NULL | Electrical Permit | NULL | NULL | Draft | NULL | NULL
NULL | NULL | NULL | Electrical Permit | Commercial | NULL | Withdrawn | Annual / Operating - Annual Operating Permit Valid March 6/2021 till March 5/2022 Expired Permit EP-2020-02110 | Colwin Electrical Group
NULL | NULL | NULL | Sprinkler Permit | NULL | NULL | Draft | NULL | RAHELU PLUMBING & HEATING LTD.
NULL | NULL | NULL | Plumbing Permit | NULL | NULL | Draft | NULL | National Hydronics Ltd
NULL | NULL | NULL | Electrical Permit | Commercial | Renovation - Dwelling Unit(s) only | Withdrawn | Installation / Repair - Commercial - #101 Provide new 30amp Dedicated circuit for new cooktop Provide 15amp dedicated circuit for microwave/hood fan combo. | Optus Power Ltd
NULL | NULL | NULL | Gas Permit | NULL | NULL | Withdrawn | NULL | NULL
NULL | NULL | NULL | Electrical Permit | Commercial | Renovation | Withdrawn | Installation / Repair - Commercial - Supply power to fridges and Installation decorative lighting boxes. >BP: 1301 Robson Street - Interior alterations and a change of use from Restaurant Class 1 to Retail Limited Food (containing 16 seats max) at this existing mixed use building on this site. Scope of work includes: adding new appliances and 2 plumbing fixture units and capping off existing plumbing fixture unit. Letters of assurance submitted: Sch B (Plumb): X. Tan, P.Eng., 778.706.5858 Note: - Energy upgrade triggers: E2 - Lighting - Upgrade to incorporate Automatic Partial OFF (per 9.4.1.1.(g) of ASHRAE 90.1-2016) | Vanstar Electric Ltd
NULL | NULL | NULL | Electrical Permit | NULL | New | Draft | Temporary Power - - To provide temporary power. | NULL
NULL | NULL | NULL | Electrical Permit | Residential | New | Draft | Temporary Power - Residential - To provide temporary power. | NULL
NULL | NULL | NULL | Electrical Permit | NULL | NULL | Draft | NULL | NULL
NULL | NULL | NULL | Electrical Permit | Commercial | NULL | Draft | Installation / Repair - Commercial | NULL
NULL | NULL | NULL | Electrical Permit | Residential | New | Draft | Temporary Power - Residential - To provide temporary power. | NULL
NULL | NULL | NULL | Electrical Permit | Residential | New | Draft | Temporary Power - Residential - To provide temporary power. | NULL
NULL | NULL | NULL | Electrical Permit | Residential | New | Draft | Temporary Power - Residential - To provide temporary power. | NULL
NULL | NULL | NULL | Electrical Permit | Residential | New | Draft | Temporary Power - Residential - To provide temporary power. | NULL
NULL | NULL | NULL | Electrical Permit | NULL | NULL | Draft | NULL | NULL
NULL | NULL | NULL | Plumbing Permit | Residential | New | Draft | Residential - laneway | NULL
NULL | NULL | NULL | Electrical Permit | NULL | NULL | Withdrawn | NULL | NULL
NULL | NULL | NULL | Plumbing Permit | NULL | NULL | Draft | NULL | Starline Mechanicals Ltd
NULL | NULL | NULL | Plumbing Permit | NULL | NULL | Draft | NULL | NULL
NULL | NULL | NULL | Gas Permit | Residential | Tenant Improvement | Withdrawn | Residential - re/re boiler and hwt | NULL
NULL | NULL | NULL | Electrical Permit | NULL | NULL | Draft | NULL | NULL
NULL | NULL | NULL | Plumbing Permit | NULL | NULL | Draft | NULL | National Hydronics Ltd
NULL | NULL | NULL | Electrical Permit | Residential | New | Draft | Temporary Power - Residential - To provide temporary power. | NULL
NULL | NULL | NULL | Electrical Permit | NULL | NULL | Withdrawn | NULL | NULL
NULL | NULL | NULL | Electrical Permit | Residential | New | Draft | Temporary Power - Residential - To provide temporary power. | NULL
NULL | NULL | NULL | Electrical Permit | Commercial | Addition | Withdrawn | Installation / Repair - Commercial - Installation of EV chargers | NULL
NULL | NULL | NULL | Electrical Permit | NULL | NULL | Draft | NULL | NULL
NULL | NULL | NULL | Electrical Permit | Commercial | NULL | Draft | Annual / Operating | NULL
GP-2022-01037 | NULL | NULL | Gas Permit | Residential | New | Draft | Residential - Replace furnace and hot water tank | ERIC KERSBERGEN DBA HEATHRITE MECHANICAL
NULL | NULL | NULL | Gas Permit | NULL | NULL | Withdrawn | NULL | JJM Mechanical Group Ltd
NULL | NULL | NULL | Plumbing Permit | Commercial | Addition | Draft | Commercial - Plumbng | Avante Plumbing & Heating Ltd
NULL | NULL | NULL | Gas Permit | Residential | New | Draft | Residential - Replacement of furnace & water heater | NULL
NULL | NULL | NULL | Gas Permit | NULL | NULL | Draft | NULL | NULL
NULL | NULL | NULL | Sprinkler Permit | Commercial | New | Withdrawn | Commercial - install fire sprinklers in a new building To construct a new 4-storey residential building with 23 dwelling units. STAGED CONSTRUCTION Stage I (excavation/shoring) issued January 6, 2020. Stage II (full structure) issued July 15, 2020. | FIRE-TECH SPRINKLERS LTD
NULL | NULL | NULL | Electrical Permit | Residential | New | Draft | Temporary Power - Residential - To provide temporary power. | NULL
NULL | NULL | NULL | Plumbing Permit | NULL | NULL | Draft | NULL | NULL
EP-2022-02063 | 2022-03-15 | NULL | Electrical Permit | Commercial | NULL | Expired | Movie Set / Filming - To allow for Movie Set/Filming Applicant shall provide completed Contractor Declaration form, and dates of filming and associated location(s) to csinspection.clerks@vancouver.ca prior to the commencement of filming. Visit vancouver.ca/inspections for more details. 1188 Richards St | Means of Production Inc
NULL | NULL | NULL | Electrical Permit | NULL | NULL | Draft | NULL | NULL
NULL | NULL | NULL | Electrical Permit | NULL | NULL | Withdrawn | NULL | NULL
NULL | NULL | NULL | Gas Permit | Residential | Renovation | Draft | Residential - Install a Navien tankless water heater | NULL
NULL | NULL | NULL | Sprinkler Permit | Residential | New | Draft | Residential - Install sprinklers in lwh | NULL
NULL | NULL | NULL | Gas Permit | Residential | New | Draft | Residential - Venting and hookup only | REAL LIGHTING & FIREPLACES LTD
NULL | NULL | NULL | Sprinkler Permit | NULL | NULL | Draft | NULL | NULL
NULL | NULL | NULL | Electrical Permit | NULL | NULL | Withdrawn | NULL | NULL
NULL | NULL | NULL | Plumbing Permit | NULL | Renovation | Withdrawn | - c | NULL
NULL | NULL | NULL | Plumbing Permit | Commercial | Tenant Improvement | Draft | Commercial - Plumbing | K&N Mechanical Ltd
NULL | NULL | NULL | Gas Permit | Residential | Renovation | Draft | Residential - Install tankless water heater | NULL
NULL | NULL | NULL | Electrical Permit | NULL | NULL | Draft | Installation / Repair - | NULL
NULL | NULL | NULL | Electrical Permit | NULL | NULL | Withdrawn | NULL | NULL
NULL | NULL | NULL | Electrical Permit | NULL | NULL | Draft | NULL | NULL
NULL | NULL | NULL | Electrical Permit | NULL | NULL | Withdrawn | NULL | NULL
NULL | NULL | NULL | Electrical Permit | Commercial | NULL | Draft | Annual / Operating - Annual Electrical Permit to enable us to carry out the electrical work in the above-noted site or building during the next 12 calendar months, effective from the date of issuance, in accordance with the City of Vancouver Electrical By-Law No. 5563, Sections 5.12 & 5.13; Section 28 of the Electrical Safety Standards Act; Sections 18 &19 of Safety Standards General Regulation; and Section 14 of the Electrical Safety Regulation. Annual Operating Permit Renewal of: EP-2020-01729 Valid: March 13 2021 - March 12, 2022 | BC Cancer Agency
NULL | NULL | NULL | Electrical Permit | Commercial | NULL | Draft | Annual / Operating - Annual Electrical Permit to enable us to carry out the electrical work in the above-noted site or building during the next 12 calendar months, effective from the date of issuance, in accordance with the City of Vancouver Electrical By-Law No. 5563, Sections 5.12 & 5.13; Section 28 of the Electrical Safety Standards Act; Sections 18 &19 of Safety Standards General Regulation; and Section 14 of the Electrical Safety Regulation. Annual Operating Permit Renewal of: EP-2020-01728 Valid: March 13, 2021 - March 12, 2022 | BC Cancer Agency
NULL | NULL | NULL | Electrical Permit | Commercial | NULL | Draft | Annual / Operating - Annual Operating Permit for Walmart store #1104, located at 3585 GRANDVIEW HIGHWAY, Vancouver, BC V5M 2G7 - electrical repairs and maintenance. Current Permit RENEWAL OF ANNUAL EP-2016-03730 AMEND: DATES VALID: APR 24/17 TO APR 23/18 | Canem Systems Ltd
NULL | NULL | NULL | Electrical Permit | NULL | NULL | Draft | NULL | NULL
NULL | NULL | NULL | Electrical Permit | NULL | NULL | Draft | NULL | NULL
NULL | NULL | NULL | Gas Permit | Residential | Tenant Improvement | Withdrawn | Residential - replace fryer | NULL
NULL | NULL | NULL | Electrical Permit | Commercial | NULL | Draft | Movie Set / Filming - To allow for Movie Set/Filming Applicant shall provide completed Contractor Declaration form, and dates of filming and associated location(s) to csinspection.clerks@vancouver.ca prior to the commencement of filming. Visit vancouver.ca/inspections for more details. | NULL
NULL | NULL | NULL | Electrical Permit | NULL | NULL | Withdrawn | NULL | NULL
NULL | NULL | NULL | Electrical Permit | NULL | NULL | Withdrawn | NULL | NULL
NULL | NULL | NULL | Electrical Permit | NULL | NULL | Draft | NULL | NULL
NULL | NULL | NULL | Electrical Permit | NULL | NULL | Draft | NULL | NULL
NULL | NULL | NULL | Plumbing Permit | NULL | NULL | Withdrawn | NULL | NULL
NULL | NULL | NULL | Electrical Permit | NULL | NULL | Draft | NULL | NULL
NULL | NULL | NULL | Electrical Permit | Residential | New | Draft | Installation / Repair - Residential - Sprinkler heat trace | NULL
NULL | NULL | NULL | Plumbing Permit | Commercial | Renovation | Draft | Commercial - Installing sink ,dishwasher, ice mechine ,dipper well,espresso. Mechine,spritzer | NULL
NULL | NULL | NULL | Plumbing Permit | NULL | NULL | Draft | NULL | NULL
NULL | NULL | NULL | Plumbing Permit | NULL | NULL | Draft | NULL | NULL
NULL | NULL | NULL | Plumbing Permit | NULL | NULL | Draft | NULL | NULL
NULL | NULL | NULL | Plumbing Permit | Residential | New | Draft | Residential - Install one sump without pump | NULL
NULL | NULL | NULL | Plumbing Permit | NULL | New | Draft | - Install 1 outside sump no pump | NULL
NULL | NULL | NULL | Sprinkler Permit | Commercial | Tenant Improvement | Draft | Commercial - For sprinkler system alterations to the 20XX VBBL and NFPA 13, 2013 for the tenant improvements to provide interior alterations and change of use from Wholesale - Class A(F2) SHELL to Chemicals or Chemical Products Manufacturing - Class B in this existing commercial building on this site. Scope of work: Construct interior walls, new mechanical and new electrical room. Warehouse racking. Plumbing and Electrical to suit. | Phaser Fire Protection Ltd
NULL | NULL | NULL | Electrical Permit | NULL | NULL | Draft | NULL | NULL
NULL | NULL | NULL | Plumbing Permit | NULL | NULL | Draft | NULL | NULL
NULL | NULL | NULL | Plumbing Permit | Residential | New | Draft | Residential - no pump only one sump | NULL
NULL | NULL | NULL | Plumbing Permit | Commercial | New | Draft | Commercial | NULL
NULL | NULL | NULL | Electrical Permit | Commercial | NULL | Draft | Movie Set / Filming - To allow for Movie Set/Filming Applicant shall provide completed Contractor Declaration form, and dates of filming and associated location(s) to csinspection.clerks@vancouver.ca prior to the commencement of filming. Visit vancouver.ca/inspections for more details. | NULL
NULL | NULL | NULL | Plumbing Permit | NULL | NULL | Draft | NULL | NULL
NULL | NULL | NULL | Plumbing Permit | NULL | NULL | Draft | NULL | National Hydronics Ltd
NULL | NULL | NULL | Plumbing Permit | Residential | New | Draft | Residential - no pump one sump | NULL
NULL | NULL | NULL | Electrical Permit | Commercial | Tenant Improvement | Draft | Installation / Repair - Commercial - RE & RE of Heat Pump . Retrofit - Like for like exact appliance replacement. Service remained the same, breaker & electrical feed confirmed to be originally sized properly. | NULL
NULL | NULL | NULL | Electrical Permit | NULL | NULL | Withdrawn | NULL | NULL
NULL | NULL | NULL | Plumbing Permit | Commercial | New | Draft | Commercial - Underground plumbing permit | National Hydronics Ltd
NULL | NULL | NULL | Electrical Permit | NULL | NULL | Draft | NULL | NULL
NULL | NULL | NULL | Electrical Permit | Commercial | NULL | Draft | Movie Set / Filming - To allow for Movie Set/Filming Applicant shall provide completed Contractor Declaration form, and dates of filming and associated location(s) to csinspection.clerks@vancouver.ca prior to the commencement of filming. Visit vancouver.ca/inspections for more details. | NULL
NULL | NULL | NULL | Electrical Permit | Commercial | New | Withdrawn | Installation / Repair - Commercial - Electrical Heat trace >BP: To construct a new 6-storey industrial building including, 3 floors of wholesale tenants (Group F2) with ancillary offices on Levels 1, 2 and 6 and 3 floors of Mini-storage Warehouse (Group F2) on levels 3, 4 and 5 all over 1 level of underground parking (Group F3). 20-Feb-2018 - Stage 1 (Excavation & Shoring & Retaining Wall) issued. 30-Oct-2018 - Stage 2 (Foundation to Grade, Structural only) issued. 24-May-2019 - Stage 3 (Full Construction) issued. Revision#1 - 05-Feb-2018 Changes to excavation, shoring and retaining wall (Stage 1) Letter by Ward Phillips, P. Eng. on file. Changes to structural work to grade (Stage 2) Change of Structural Engineer of Record. Effective January 28, 2019 Li-Qing Shi has assumed responsibilities of the professional responsible for structural discipline. New Structural Schedule B on file. Rev#2 - 24-Jan-2022 Storage lockers are removed from this Permit, and shown on plans as dotted lines with note "Tenant Improvement Storage Lockers to be laid out per dotted lines as shown." Related drawings: A2.17, A2.18, A2.19, A2.20, A2.21, A2.22. | Kaliber Power Corp
NULL | NULL | NULL | Electrical Permit | NULL | NULL | Draft | NULL | NULL
NULL | NULL | NULL | Electrical Permit | NULL | NULL | Draft | NULL | NULL
NULL | NULL | NULL | Electrical Permit | Commercial | NULL | Draft | Movie Set / Filming - To allow for Movie Set/Filming Applicant shall provide completed Contractor Declaration form, and dates of filming and associated location(s) to csinspection.clerks@vancouver.ca prior to the commencement of filming. Visit vancouver.ca/inspections for more details. | NULL
EP-2022-02671 | 2022-04-04 | NULL | Electrical Permit | Commercial | NULL | Expired | Movie Set / Filming - To allow for Movie Set/Filming Applicant shall provide completed Contractor Declaration form, and dates of filming and associated location(s) to csinspection.clerks@vancouver.ca prior to the commencement of filming. Visit vancouver.ca/inspections for more details. | Pinky Project Canada Limited
NULL | NULL | NULL | Electrical Permit | NULL | NULL | Withdrawn | NULL | NULL
NULL | NULL | NULL | Sprinkler Permit | Residential | New | Draft | Residential - Install sprinklers in sfd | NULL
NULL | NULL | NULL | Plumbing Permit | NULL | NULL | Draft | NULL | NULL
NULL | NULL | NULL | Electrical Permit | Residential | Renovation | Draft | Installation / Repair - Residential - 200A service upgrade and wiring for basement suite | John Scott Wilson DBA JSW Electric
NULL | NULL | NULL | Electrical Permit | NULL | NULL | Draft | NULL | NULL
NULL | NULL | NULL | Plumbing Permit | NULL | NULL | Draft | NULL | NULL
NULL | NULL | NULL | Electrical Permit | NULL | NULL | Draft | NULL | NULL
NULL | NULL | NULL | Electrical Permit | NULL | NULL | Draft | NULL | NULL
NULL | NULL | NULL | Electrical Permit | NULL | NULL | Withdrawn | NULL | NULL
NULL | NULL | NULL | Gas Permit | NULL | NULL | Withdrawn | NULL | NULL
EP-2022-02171 | 2022-03-18 | NULL | Electrical Permit | Commercial | New | Completed | Installation / Repair - Commercial - installation of u/g conduit only 600 Hamilton Street | Trans-Western Electric Ltd
EP-2022-02175 | 2022-03-17 | NULL | Electrical Permit | Commercial | NULL | Expired | Movie Set / Filming - To allow for Movie Set/Filming Applicant shall provide completed Contractor Declaration form, and dates of filming and associated location(s) to csinspection.clerks@vancouver.ca prior to the commencement of filming. Visit vancouver.ca/inspections for more details. Filming of various scenes 55 E CORDOVA STREET #311, Vancouver, BC V6A 0A5 | PICO Productions (BC) Limited
NULL | NULL | NULL | Electrical Permit | NULL | NULL | Draft | NULL | NULL
EP-2022-02178 | 2022-03-17 | NULL | Electrical Permit | Commercial | NULL | Expired | Movie Set / Filming - To allow for Movie Set/Filming Applicant shall provide completed Contractor Declaration form, and dates of filming and associated location(s) to csinspection.clerks@vancouver.ca prior to the commencement of filming. Visit vancouver.ca/inspections for more details. | Animals Inc
EP-2022-02250 | 2022-03-21 | NULL | Electrical Permit | Commercial | NULL | Expired | Annual / Operating - Maintaining Traffic Signals and minor repairs and upgrade.. Renewal of EP-2021-02036 Valid March 18th,2022- March 17th 2023 | City of Vancouver
NULL | NULL | NULL | Electrical Permit | NULL | NULL | Draft | NULL | NULL
NULL | NULL | NULL | Electrical Permit | Commercial | NULL | Draft | Annual / Operating - Fluorescent ballast replacement, additional outlet, and switch install | NULL
NULL | NULL | NULL | Electrical Permit | Residential | Renovation | Withdrawn | Installation / Repair - Residential - Replace 1x existing Stablock 100A 1-Phase main-lug panel. "1x Siemens 100A Main Switch 24/48-CCT 1-Phase Panel with Door, grey finish. Appropriate circuit breakers, Like-for-like." | NULL
NULL | NULL | NULL | Electrical Permit | NULL | NULL | Draft | NULL | NULL
EP-2022-02185 | 2022-03-18 | NULL | Electrical Permit | Commercial | NULL | Expired | Movie Set / Filming - To allow for Movie Set/Filming Applicant shall provide completed Contractor Declaration form, and dates of filming and associated location(s) to csinspection.clerks@vancouver.ca prior to the commencement of filming. Visit vancouver.ca/inspections for more details. 1750 E 22ND AVENUE, Vancouver, BC V5N 2P7 | Northkamp Enterprises Inc
NULL | NULL | NULL | Plumbing Permit | NULL | NULL | Withdrawn | NULL | BD Plumbing
NULL | NULL | NULL | Electrical Permit | Commercial | NULL | Draft | Annual / Operating | NULL
NULL | NULL | NULL | Plumbing Permit | NULL | NULL | Draft | NULL | Karan Plumbing & Heating Ltd
NULL | NULL | NULL | Plumbing Permit | NULL | NULL | Draft | NULL | NULL
NULL | NULL | NULL | Electrical Permit | Commercial | Addition | Draft | Installation / Repair - Commercial - Add 400amp panel, CT cabinet, meter base for 10 EV chargers. | Lilly Electric (1973) Ltd
NULL | NULL | NULL | Electrical Permit | Commercial | Tenant Improvement | Draft | Interim - Commercial - Extra Low Voltage - Installing upgraded Card Access and CCTV system at TD Bank | NULL
NULL | NULL | NULL | Plumbing Permit | NULL | NULL | Draft | NULL | NULL
NULL | NULL | NULL | Electrical Permit | NULL | NULL | Draft | NULL | NULL
NULL | NULL | NULL | Gas Permit | Residential | Tenant Improvement | Draft | Residential - replacement of hot water tank with tankless | NULL
NULL | NULL | NULL | Plumbing Permit | NULL | NULL | Draft | NULL | NULL
NULL | NULL | NULL | Plumbing Permit | Residential | New | Draft | Residential - One outside sump-1 | NULL
NULL | NULL | NULL | Plumbing Permit | Residential | New | Draft | Residential - One outside sump-1 | East West Excavating Ltd
NULL | NULL | NULL | Plumbing Permit | Residential | New | Draft | Residential | NULL
NULL | NULL | NULL | Gas Permit | NULL | NULL | Withdrawn | NULL | NULL
NULL | NULL | NULL | Plumbing Permit | NULL | NULL | Draft | NULL | NULL
NULL | NULL | NULL | Plumbing Permit | NULL | New | Draft | NULL | NULL
NULL | NULL | NULL | Plumbing Permit | NULL | NULL | Draft | NULL | NULL
NULL | NULL | NULL | Electrical Permit | Commercial | NULL | Draft | Annual / Operating - - | NULL
NULL | NULL | NULL | Electrical Permit | Commercial | NULL | Draft | Annual / Operating - - | NULL
NULL | NULL | NULL | Electrical Permit | NULL | NULL | Withdrawn | NULL | NULL
NULL | NULL | NULL | Electrical Permit | NULL | NULL | Draft | NULL | NULL
EP-2022-02211 | 2022-03-21 | NULL | Electrical Permit | Commercial | New | Completed | Installation / Repair - Commercial - 4 x 49w LED retrofit of streetlight fixtures on existing service 2 x 48w LED new streetlights added to existing service West King Edward Avenue & Manitoba Street | Trans-Western Electric Ltd
NULL | NULL | NULL | Sprinkler Permit | Commercial | Renovation | Draft | Commercial - Moving sprinkler heads to match ceiling/ spacing of the renovations and having the same K factor (Not moving more then 20 heads) >Interior alterations to unit 1718 Davie Street to provide tenant improvements for a new retail tenant in this existing high rise building. One class 5 cooking. Scope of work includes: installation of condensing unit in P1 level. Note: This application is reviewed under VBBL 2019. >>*****This application does not include any of the following: 1. Not more than 20 sprinklers (add, relocate, or remove), 2. hydraulic calculations, 3. change in occupancy and /or hazard classification, 4. warehouse storage arrangements, 5. mobile compact storage arrangements, 6. alternative solutions, 7. changes to the sprinkler system supply piping (e.g. valves, mains, cross-mains, branch-lines, etc.), or 8. flexible sprinkler pipe. | Pacific Coast Fire Equipment (1976) Ltd
NULL | NULL | NULL | Gas Permit | Residential | New | Draft | Residential - 7855 Ontario Street to install 1 boiler 1 range 1 bbq 7857 Ontario Street to install 1 boiler 1 range 1 bbq | NULL
NULL | NULL | NULL | Electrical Permit | Residential | Renovation | Withdrawn | Installation / Repair - Residential - service upgrade | NULL
NULL | NULL | NULL | Electrical Permit | NULL | NULL | Withdrawn | NULL | NULL
NULL | NULL | NULL | Plumbing Permit | NULL | NULL | Draft | NULL | NULL
NULL | NULL | NULL | Electrical Permit | Commercial | Tenant Improvement | Withdrawn | Installation / Repair - Commercial - Installation of low voltage Class 2 wiring and conduit on 6 doors | NULL
NULL | NULL | NULL | Electrical Permit | NULL | NULL | Draft | NULL | NULL
NULL | NULL | NULL | Electrical Permit | NULL | NULL | Draft | NULL | NULL
NULL | NULL | NULL | Electrical Permit | NULL | New | Draft | Installation / Repair - - Alarm / Audio video / communication wiring | Husky Alarm Integration Ltd
NULL | NULL | NULL | Electrical Permit | NULL | NULL | Draft | NULL | NULL
NULL | NULL | NULL | Plumbing Permit | NULL | NULL | Draft | NULL | NULL
NULL | NULL | NULL | Gas Permit | NULL | NULL | Draft | NULL | NULL
NULL | NULL | NULL | Electrical Permit | Commercial | NULL | Draft | Annual / Operating | NULL
NULL | NULL | NULL | Electrical Permit | Residential | New | Draft | Installation / Repair - Residential - TV,telephone,alarm prewire and complete | Tvisha Technologies Ltd
NULL | NULL | NULL | Electrical Permit | Commercial | NULL | Draft | Annual / Operating | Alpine Electric Ltd
NULL | NULL | NULL | Plumbing Permit | Commercial | Tenant Improvement | Draft | Commercial - Re-doing sanitary and storm mains on private property | NULL
NULL | NULL | NULL | Gas Permit | NULL | NULL | Draft | NULL | Reid Brothers Plumbing & Heating Ltd
NULL | NULL | NULL | Gas Permit | Residential | NULL | Draft | Residential - Water tank replacement | NULL
NULL | NULL | NULL | Plumbing Permit | NULL | NULL | Draft | NULL | NULL
NULL | NULL | NULL | Plumbing Permit | Commercial | Tenant Improvement | Draft | Commercial - Removal of floor drain and its fixture. New Cast Drainge Is to be run to Serve two sinks and one Cold Water dispenser. | NULL
EP-2022-02255 | 2022-03-22 | NULL | Electrical Permit | Commercial | Renovation | Completed | Installation / Repair - Commercial - Supply 83W LED luminaire. Supply and install u/g conduit and junction boxes. All wiring/splicing performed by city crews. | Bay Hill Contracting Ltd
NULL | NULL | NULL | Electrical Permit | NULL | NULL | Draft | NULL | NULL
NULL | NULL | NULL | Electrical Permit | Commercial | Tenant Improvement | Draft | Installation / Repair - Commercial - Disconnect needs repair and a total failure is imminent. | NULL
NULL | NULL | NULL | Electrical Permit | NULL | NULL | Draft | NULL | NULL
NULL | NULL | NULL | Gas Permit | NULL | NULL | Draft | NULL | NULL
NULL | NULL | NULL | Plumbing Permit | NULL | NULL | Draft | NULL | NULL
NULL | NULL | NULL | Electrical Permit | NULL | NULL | Withdrawn | NULL | NULL
NULL | NULL | NULL | Gas Permit | NULL | NULL | Withdrawn | NULL | NULL
NULL | NULL | NULL | Gas Permit | NULL | NULL | Withdrawn | NULL | NULL
NULL | NULL | NULL | Plumbing Permit | NULL | NULL | Withdrawn | NULL | NULL
NULL | NULL | NULL | Gas Permit | Residential | Renovation | Withdrawn | Residential - add gas supply pipe for kitchen and re-run gas supply for hot water heater | NULL
NULL | NULL | NULL | Gas Permit | NULL | NULL | Withdrawn | NULL | NULL
NULL | NULL | NULL | Electrical Permit | NULL | NULL | Draft | NULL | NULL
NULL | NULL | NULL | Plumbing Permit | NULL | NULL | Draft | NULL | NULL
NULL | NULL | NULL | Plumbing Permit | Commercial | New | Withdrawn | Commercial | NULL
NULL | NULL | NULL | Plumbing Permit | NULL | NULL | Draft | NULL | NULL
NULL | NULL | NULL | Gas Permit | NULL | NULL | Withdrawn | NULL | NULL
NULL | NULL | NULL | Plumbing Permit | NULL | NULL | Draft | NULL | NULL
NULL | NULL | NULL | Electrical Permit | NULL | NULL | Draft | NULL | NULL
NULL | NULL | NULL | Gas Permit | NULL | NULL | Draft | NULL | Thomson Industries Ltd
NULL | NULL | NULL | Electrical Permit | Residential | New | Draft | Installation / Repair - Residential - ELECTRICAL WORK | BUSY BROTHERS ELECTRICAL LTD
EP-2022-02286 | 2022-03-22 | NULL | Electrical Permit | Commercial | NULL | Expired | Movie Set / Filming - To allow for Movie Set/Filming Applicant shall provide completed Contractor Declaration form, and dates of filming and associated location(s) to csinspection.clerks@vancouver.ca prior to the commencement of filming. Visit vancouver.ca/inspections for more details. | The Capital Media Company Inc
NULL | NULL | NULL | Electrical Permit | NULL | NULL | Draft | NULL | NULL
NULL | NULL | NULL | Gas Permit | NULL | NULL | Draft | NULL | NULL
NULL | NULL | NULL | Plumbing Permit | NULL | NULL | Draft | NULL | NULL
NULL | NULL | NULL | Plumbing Permit | NULL | NULL | Draft | NULL | NULL
NULL | NULL | NULL | Electrical Permit | Commercial | NULL | Draft | Annual / Operating | NULL
NULL | NULL | NULL | Electrical Permit | NULL | NULL | Draft | NULL | NULL
NULL | NULL | NULL | Electrical Permit | NULL | NULL | Withdrawn | NULL | NULL
NULL | NULL | NULL | Electrical Permit | Commercial | NULL | Withdrawn | Annual / Operating | NULL
NULL | NULL | NULL | Electrical Permit | NULL | NULL | Withdrawn | NULL | NULL
NULL | NULL | NULL | Electrical Permit | Commercial | NULL | Withdrawn | Annual / Operating | NULL
NULL | NULL | NULL | Plumbing Permit | Commercial | New | Withdrawn | Commercial - UNDERGROUND PERMIT ONLY To construct a 26-storey residential building and 6-storey midrise combustible construction residential building containing 337 dwelling units all over two levels of underground parking. | Ocean Park Mechanical Ltd
NULL | NULL | NULL | Plumbing Permit | NULL | NULL | Draft | NULL | NULL
NULL | NULL | NULL | Plumbing Permit | NULL | NULL | Draft | NULL | NULL
NULL | NULL | NULL | Plumbing Permit | Commercial | Tenant Improvement | Withdrawn | Commercial - Interior Alterations Install Plumbing Fixtures | Skyview Mechanical Ltd
NULL | NULL | NULL | Plumbing Permit | NULL | NULL | Draft | NULL | NULL
NULL | NULL | NULL | Plumbing Permit | Commercial | Renovation | Draft | Commercial - Replacing sinks and ice mechine 3 compartment sink,water filter Water fountain,dipper well,espresso mechine | NULL
NULL | NULL | NULL | Plumbing Permit | Commercial | NULL | Draft | Commercial - Alteration | NULL
NULL | NULL | NULL | Gas Permit | NULL | NULL | Withdrawn | NULL | Robert Essler
NULL | NULL | NULL | Plumbing Permit | Commercial | Renovation | Draft | Commercial - Kitchen sink and dishwasher installation | NULL
NULL | NULL | NULL | Plumbing Permit | Commercial | Renovation | Draft | Commercial - Kitchen sink and dishwasher installation | NULL
NULL | NULL | NULL | Plumbing Permit | Commercial | Renovation | Draft | Commercial - Kitchen sink and dishwasher installation | NULL
NULL | NULL | NULL | Electrical Permit | Commercial | NULL | Draft | Annual / Operating | NULL
NULL | NULL | NULL | Gas Permit | NULL | Addition | Withdrawn | - jytktkktk | NULL
NULL | NULL | NULL | Electrical Permit | Commercial | Tenant Improvement | Withdrawn | Installation / Repair - Commercial - interior alternations | NULL
NULL | NULL | NULL | Plumbing Permit | NULL | NULL | Withdrawn | NULL | NULL
EP-2022-02306 | 2022-03-23 | NULL | Electrical Permit | Commercial | NULL | Expired | Movie Set / Filming - To allow for Movie Set/Filming Applicant shall provide completed Contractor Declaration form, and dates of filming and associated location(s) to csinspection.clerks@vancouver.ca prior to the commencement of filming. Visit vancouver.ca/inspections for more details. 1040 W Pender Street | Kiddo Films Inc
NULL | NULL | NULL | Gas Permit | Residential | Renovation | Draft | Residential - - Removal of existing HWT - Installation of instantaneous water heater - Re-install gas line to new instantaneous water heater | NULL
NULL | NULL | NULL | Plumbing Permit | Commercial | Renovation | Draft | Commercial - Replacing old fixtures sinks,dishwasher ice mechine | NULL
NULL | NULL | NULL | Plumbing Permit | NULL | NULL | Draft | NULL | NULL
NULL | NULL | NULL | Electrical Permit | Commercial | NULL | Withdrawn | Annual / Operating | NULL
NULL | NULL | NULL | Gas Permit | NULL | NULL | Draft | NULL | NULL
NULL | NULL | NULL | Electrical Permit | Commercial | NULL | Withdrawn | Annual / Operating | NULL
NULL | NULL | NULL | Gas Permit | Commercial | Tenant Improvement | Withdrawn | Commercial - Re & re of 3 gas dryers | NULL
GP-2022-00910 | NULL | NULL | Gas Permit | Commercial | Tenant Improvement | Cancelled | Commercial - Re & Re of 3 Gas Dryers . | Spears Sales & Service Ltd
NULL | NULL | NULL | Sprinkler Permit | Commercial | Renovation | Withdrawn | Commercial - Remove, relocate and replace existing sprinklers above the pool located on the second floor. Total 11 sprinklers on the area of scope. 6 will remain in the existing location, 5 will be relocated, 1 will be removed. >BP: Interior and exterior alterations to South tower and the existing restaurant suites on ground floor, 2nd & mezz. floor in this existing hotel building. Proposed scope of works: - Update exterior finishes on Podium level and on all elevations of the South tower; - Remove interconnecting stair within ground and second floor restaurant, thereby creating two separate restaurant shell spaces; - Remodel feature entry canopy over exterior exit stair and escalator; - Modify and replace glass canopies and remodel exterior wall of pool area along W. Georgia and Cambie Street; - Add skylight over pool area; - New kitchen exhaust shaft and rooftop venting for new shell restaurants; and - Enclose exit stair on Beatty Street. ******THIS PERMIT HAS BEEN ISSUED UNDER THE REQUIREMENTS OF VBBL 2019 AND REVIEWED DURING THE COVID-19 PANDEMIC CRISIS. ******** Building Review Branch Notes: 1. Ok for BP only per A. Campbell on March 3, 2021. 2. Sch-A & D, Arch. B, Struct. B, Elec. B, Mech. B, Plumb. B & Fire Suppression B. are submitted. 4. Project areas & scopes of work within the restaurant shell spaces include all exterior alterations, kitchen exhaust & shafts, and removal of interconnecting stair between ground floor & 2nd floor restaurant, thereby creating two separate restaurant shell spaces. Separate TI permits are required for interior renovations in both restaurant shell spaces. Lighting energy upgrades within the restaurant suites may be deferred to TI permit stage. 5. Submitted K2 form is for the new pre-shafts, pre-shafts with ducts, wall exhaust termination, new roof penetration & rooftop equipment for the new shell restaurant on ground floor. Full mechanical review will be required at future TI permit stage. | RPI Systems Ltd
NULL | NULL | NULL | Electrical Permit | NULL | NULL | Withdrawn | NULL | NULL
NULL | NULL | NULL | Electrical Permit | Residential | Renovation | Withdrawn | Installation / Repair - Residential - Replacement of (2) ‘House’ fuse panels in main electrical room and (8) fuse panels in suites. Remove existing fuse panels in electrical room and replace with (1) 100 amp 12 circuit loadcentre and (1) 60 amp 4 circuit loadcentre with all associated breakers, identify and label branch circuit directories on both new house panels, Remove (8) fuse panels from suites and replace with 100 amp 8 circuit load centres with all associated breakers, label branch circuit directories on new panels with specific items/area. | Kato Electrical Inc
NULL | NULL | NULL | Electrical Permit | NULL | NULL | Draft | NULL | NULL
NULL | NULL | NULL | Electrical Permit | Residential | New | Draft | Installation / Repair - Residential - Electrical work for new construction | NULL
NULL | NULL | NULL | Plumbing Permit | NULL | NULL | Draft | NULL | NULL
NULL | NULL | NULL | Gas Permit | Residential | Renovation | Draft | Residential - Install branch line from furnace room. Install new gas range. | NULL
NULL | NULL | NULL | Electrical Permit | NULL | NULL | Withdrawn | NULL | NULL
NULL | NULL | NULL | Electrical Permit | NULL | NULL | Draft | NULL | NULL
NULL | NULL | NULL | Electrical Permit | NULL | NULL | Draft | NULL | NULL
NULL | NULL | NULL | Plumbing Permit | Residential | New | Draft | Residential - new duplex plumbing heating work | Day and KNIGHT PLUMBING Heating Ltd
NULL | NULL | NULL | Sprinkler Permit | NULL | NULL | Draft | NULL | NULL
NULL | NULL | NULL | Electrical Permit | NULL | NULL | Draft | NULL | NULL
NULL | NULL | NULL | Electrical Permit | NULL | NULL | Draft | NULL | NULL
NULL | NULL | NULL | Plumbing Permit | Commercial | Tenant Improvement | Draft | Commercial - installing new storm and sanitary mains and connections | NULL
NULL | NULL | NULL | Electrical Permit | Commercial | New | Draft | Temporary Power - Commercial - To provide temporary power. | NULL
NULL | NULL | NULL | Plumbing Permit | NULL | NULL | Draft | NULL | NULL
NULL | NULL | NULL | Electrical Permit | NULL | NULL | Draft | NULL | NULL
NULL | NULL | NULL | Electrical Permit | Commercial | New | Draft | Temporary Power - Commercial - To provide temporary power. | NULL
NULL | NULL | NULL | Plumbing Permit | NULL | NULL | Withdrawn | NULL | NULL
NULL | NULL | NULL | Electrical Permit | NULL | NULL | Withdrawn | NULL | NULL
NULL | NULL | NULL | Electrical Permit | NULL | NULL | Draft | NULL | NULL
NULL | NULL | NULL | Electrical Permit | Commercial | Addition | Draft | Installation / Repair - Commercial - de | NULL
NULL | NULL | NULL | Electrical Permit | Residential | New | Draft | Installation / Repair - Residential - wiring a new home | NULL
NULL | NULL | NULL | Plumbing Permit | NULL | NULL | Draft | NULL | NULL
NULL | NULL | NULL | Gas Permit | NULL | NULL | Draft | NULL | NULL
NULL | NULL | NULL | Electrical Permit | Commercial | NULL | Draft | Annual / Operating | NULL
NULL | NULL | NULL | Electrical Permit | NULL | NULL | Draft | NULL | NULL
NULL | NULL | NULL | Electrical Permit | Commercial | NULL | Draft | Movie Set / Filming - To allow for Movie Set/Filming Applicant shall provide completed Contractor Declaration form, and dates of filming and associated location(s) to csinspection.clerks@vancouver.ca prior to the commencement of filming. Visit vancouver.ca/inspections for more details. | NULL
EP-2022-02370 | 2022-03-24 | NULL | Electrical Permit | Residential | Renovation | Completed | Installation / Repair - Residential - Rough in and completion of alarm, tel/data/cable. security camera prewire Amend: Apr 20, 2022 Correction to address. It should be 3061 Gravely St. not 3016 Gravely St | Infinitech Security & Integration Inc.
NULL | NULL | NULL | Electrical Permit | NULL | NULL | Draft | NULL | NULL
NULL | NULL | NULL | Gas Permit | NULL | Renovation | Draft | - Install tankless water heater, gas line from meter and gas lines in home | NULL
NULL | NULL | NULL | Plumbing Permit | Residential | Renovation | Draft | Residential | NULL
NULL | NULL | NULL | Gas Permit | NULL | NULL | Withdrawn | NULL | NULL
NULL | NULL | NULL | Gas Permit | Commercial | Addition | Draft | Commercial - Installation of unit heater | Zappone Plumbing & Heating
NULL | NULL | NULL | Plumbing Permit | NULL | NULL | Draft | NULL | RAHELU PLUMBING & HEATING LTD.
NULL | NULL | NULL | Plumbing Permit | NULL | NULL | Draft | NULL | RAHELU PLUMBING & HEATING LTD.
NULL | NULL | NULL | Plumbing Permit | Residential | Renovation | Draft | Residential - redo all plumbing in existing house | NULL
NULL | NULL | NULL | Electrical Permit | NULL | NULL | Draft | NULL | NULL
NULL | NULL | NULL | Plumbing Permit | NULL | NULL | Draft | NULL | NULL
NULL | NULL | NULL | Plumbing Permit | NULL | NULL | Draft | NULL | NULL
NULL | NULL | NULL | Gas Permit | Residential | New | Draft | Residential - furnace replacement | NULL
NULL | NULL | NULL | Electrical Permit | Commercial | Tenant Improvement | Draft | Installation / Repair - Commercial - add/move power receptacles into new steel stud walls and install new led pot lights in Physio Therapy Clinic >BP: #401 - 4th floor (combining #401 & #402) Interior alterations to the 4th floor to expand the existing health care office (physiotherapy clinic) in unit 401 by combining two units (401 and 402) to become a full floor tenant in this existing commercial building on this site. Scope of Work: demo and relocate interior walls. New finishing throughout. Electrical to suit. DBI to determine if a Special Sprinkler Permit is required. Required/DBI Outright Use: No change in parking DBI to determine if P.Eng. is required Energy Upgrade: E2 - Lighting - Upgrade to incorporate Scheduled Shutoff (per 9.4.1.1.(i) of ASHRAE 90.1-2016) Note: Energy checklist is currently no longer required with your Building Permit (BP) application. Some supporting documents are still required at BP stage, specifically Envelope and HVAC, if applicable. Service Water Heating and Lighting supporting documents, if applicable, must be submitted with your related trades permits (e.g. electrical and plumbing). All energy upgrades will be checked during inspections stage. It is the applicant’s responsibility to identify and note all required upgrades including energy upgrades on their BP drawings at BP stage. | Nautilus Management Group Ltd
NULL | NULL | NULL | Electrical Permit | NULL | NULL | Draft | NULL | NULL
NULL | NULL | NULL | Plumbing Permit | Commercial | New | Draft | Commercial - Supply & Install of Plumbing Fixtures & Rough In | NULL
NULL | NULL | NULL | Gas Permit | NULL | NULL | Withdrawn | NULL | NULL
NULL | NULL | NULL | Gas Permit | Residential | Renovation | Withdrawn | Residential - replaced gas furnace | BNA Systems Inc and/or Kirkland Metal Shop Ltd
NULL | NULL | NULL | Electrical Permit | NULL | NULL | Withdrawn | NULL | NULL
NULL | NULL | NULL | Plumbing Permit | Commercial | Tenant Improvement | Draft | Commercial - Replacement of the Domestic Water Plumbing Mains | BMS Plumbing & Mechanical Systems Ltd
NULL | NULL | NULL | Plumbing Permit | Residential | New | Draft | Residential | NULL
NULL | NULL | NULL | Electrical Permit | NULL | NULL | Draft | NULL | NULL
NULL | NULL | NULL | Gas Permit | NULL | NULL | Draft | NULL | NULL
NULL | NULL | NULL | Gas Permit | Residential | NULL | Draft | Residential | NULL
NULL | NULL | NULL | Electrical Permit | NULL | NULL | Draft | NULL | NULL
NULL | NULL | NULL | Plumbing Permit | NULL | NULL | Draft | NULL | NULL
NULL | NULL | NULL | Electrical Permit | Commercial | Tenant Improvement | Draft | Installation / Repair - Commercial - Moving/adding plug for cooling tower | NULL
EP-2022-02428 | 2022-03-25 | NULL | Electrical Permit | Commercial | NULL | Expired | Movie Set / Filming - To allow for Movie Set/Filming Applicant shall provide completed Contractor Declaration form, and dates of filming and associated location(s) to csinspection.clerks@vancouver.ca prior to the commencement of filming. Visit vancouver.ca/inspections for more details. | Means of Production Inc
NULL | NULL | NULL | Electrical Permit | NULL | NULL | Draft | NULL | NULL
NULL | NULL | NULL | Plumbing Permit | NULL | NULL | Withdrawn | NULL | NULL
NULL | NULL | NULL | Electrical Permit | NULL | NULL | Draft | NULL | NULL
NULL | NULL | NULL | Plumbing Permit | Residential | Renovation | Draft | Residential - install drainage, waterline, and venting for a kitchen sink. Also installing sink. | NULL
NULL | NULL | NULL | Plumbing Permit | Commercial | Renovation | Draft | Commercial - install of new HW tank, 2 Bathroom sinks - drainage, venting, water lines | NULL
NULL | NULL | NULL | Electrical Permit | Commercial | New | Draft | Temporary Power - Commercial - Temporary 100 amp 120/240 volt construction service Expired EP-2020-02276 Valid: March 24, 2021 to March 23, 2022 Note: Work authorized by this permit is for placement of a temporary power pole only and does not authorize any site construction and/or excavation. A separate Building Permit will be required prior to commencement of any other work on this site. Building permit work description: Building Permit for DP-2018-00330 To construct a four-storey multiple dwelling containing 29 units, over two levels of underground parking, having vehicular access from the lane on this site. Note: This application is reviewed under VBBL 2014. | McEwan Electric Ltd
NULL | NULL | NULL | Electrical Permit | Commercial | Tenant Improvement | Withdrawn | Installation / Repair - Commercial - Replace lighting and install occupancy controls | NULL
NULL | NULL | NULL | Plumbing Permit | NULL | NULL | Draft | NULL | NULL
NULL | NULL | NULL | Plumbing Permit | NULL | NULL | Draft | NULL | NULL
NULL | NULL | NULL | Plumbing Permit | NULL | NULL | Draft | NULL | NULL
NULL | NULL | NULL | Electrical Permit | NULL | NULL | Draft | NULL | NULL
NULL | NULL | NULL | Electrical Permit | NULL | NULL | Draft | NULL | NULL
NULL | NULL | NULL | Sprinkler Permit | NULL | NULL | Draft | NULL | NULL
NULL | NULL | NULL | Electrical Permit | Residential | Renovation | Draft | Installation / Repair - Residential - Changing a old 100A electric panel with a new same amperage 100A panel. | NULL
NULL | NULL | NULL | Electrical Permit | NULL | NULL | Withdrawn | NULL | NULL
NULL | NULL | NULL | Gas Permit | NULL | NULL | Draft | NULL | NULL
NULL | NULL | NULL | Plumbing Permit | NULL | NULL | Draft | NULL | NULL
NULL | NULL | NULL | Electrical Permit | NULL | NULL | Draft | NULL | NULL
NULL | NULL | NULL | Sprinkler Permit | NULL | NULL | Draft | NULL | Troy Life & Fire Safety Limited Protection Incendia Troyu Ltee
NULL | NULL | NULL | Plumbing Permit | NULL | NULL | Withdrawn | NULL | NULL
NULL | NULL | NULL | Plumbing Permit | NULL | NULL | Draft | NULL | NULL
NULL | NULL | NULL | Electrical Permit | NULL | NULL | Withdrawn | NULL | NULL
NULL | NULL | NULL | Electrical Permit | NULL | NULL | Withdrawn | NULL | NULL
NULL | NULL | NULL | Electrical Permit | NULL | NULL | Draft | NULL | NULL
NULL | NULL | NULL | Electrical Permit | Commercial | NULL | Draft | Annual / Operating | NULL
NULL | NULL | NULL | Electrical Permit | NULL | NULL | Draft | NULL | NULL
NULL | NULL | NULL | Electrical Permit | Residential | NULL | Draft | Installation / Repair - Residential - New sfd wiring | NULL
NULL | NULL | NULL | Plumbing Permit | Residential | Renovation | Draft | Residential - Replace old water pipes and install new fixtures for Bathrooms | NULL
NULL | NULL | NULL | Plumbing Permit | Residential | Renovation | Draft | Residential - Replace pipes and fixtures for bathrooms and kitchen | NULL
NULL | NULL | NULL | Electrical Permit | NULL | NULL | Draft | NULL | NULL
NULL | NULL | NULL | Gas Permit | Residential | Renovation - Dwelling Unit(s) only | Draft | Residential - Installing Boiler | Reid Brothers Plumbing & Heating Ltd
NULL | NULL | NULL | Electrical Permit | Residential | Addition | Draft | Installation / Repair - Residential - test | NULL
NULL | NULL | NULL | Electrical Permit | Residential | Renovation | Draft | Installation / Repair - Residential - Feeder for hottub | Clear Energy Solutions Inc
NULL | NULL | NULL | Electrical Permit | NULL | NULL | Withdrawn | NULL | NULL
NULL | NULL | NULL | Electrical Permit | Commercial | Renovation | Withdrawn | Installation / Repair - Commercial - Supply/Install (162) luminaires and (31) exit signs Supply/Install new line voltage lighting controls Supply/Install new wiring devices (receptacles) Supply/Install new data/communication cabling Remove/Relocate existing fire alarm devices >BP: Minor Renovation Interior and exterior alterations to the common area on the first floor of this 3-storey Senior Care Facility (rental housing for seniors) building. Changes to the cooking equipment and their ventilation system is included in the scope of renovation work. Exterior alteration is to replace the exterior window of the courtyard patio with exterior door. One Class-1 and one Class-2 Cooking operations | SEAFORTH SYSTEMS LTD.
NULL | NULL | NULL | Electrical Permit | NULL | NULL | Draft | NULL | NULL
NULL | NULL | NULL | Gas Permit | NULL | NULL | Draft | NULL | NULL
NULL | NULL | NULL | Plumbing Permit | Residential | New | Draft | Residential - To install 1 gravity sump | Trust Excavation & Demolition Ltd
NULL | NULL | NULL | Plumbing Permit | NULL | NULL | Withdrawn | NULL | NULL
NULL | NULL | NULL | Plumbing Permit | NULL | NULL | Draft | NULL | NULL
NULL | NULL | NULL | Electrical Permit | NULL | NULL | Withdrawn | NULL | NULL
NULL | NULL | NULL | Gas Permit | NULL | NULL | Draft | NULL | NULL
NULL | NULL | NULL | Electrical Permit | NULL | Renovation - Dwelling Unit(s) only | Draft | Installation / Repair - | NULL
NULL | NULL | NULL | Electrical Permit | Commercial | NULL | Withdrawn | Annual / Operating - annual operating permit valid Mar 25, 2021 - Mar 24, 2022 Expired EP-2020-02263 | Power Pros Electrical Ltd
NULL | NULL | NULL | Electrical Permit | NULL | NULL | Withdrawn | NULL | NULL
NULL | NULL | NULL | Gas Permit | NULL | NULL | Draft | NULL | NULL
NULL | NULL | NULL | Electrical Permit | NULL | NULL | Withdrawn | NULL | NULL
NULL | NULL | NULL | Plumbing Permit | NULL | NULL | Draft | NULL | NULL
NULL | NULL | NULL | Electrical Permit | Commercial | Renovation | Draft | Installation / Repair - Commercial - Install One Washer Receptacle Install One Dryer Receptacle Install One Bath Fan | J & N Consulting
NULL | NULL | NULL | Plumbing Permit | NULL | NULL | Draft | NULL | NULL
NULL | NULL | NULL | Plumbing Permit | Residential | New | Draft | Residential - Plumbing and radiant heating | NULL
NULL | NULL | NULL | Plumbing Permit | NULL | NULL | Draft | NULL | NULL
NULL | NULL | NULL | Gas Permit | NULL | NULL | Withdrawn | NULL | NULL
NULL | NULL | NULL | Gas Permit | NULL | NULL | Withdrawn | NULL | NULL
NULL | NULL | NULL | Gas Permit | NULL | NULL | Withdrawn | NULL | NULL
NULL | NULL | NULL | Plumbing Permit | NULL | NULL | Draft | NULL | NULL
NULL | NULL | NULL | Electrical Permit | Commercial | Tenant Improvement | Draft | Installation / Repair - Commercial - Run branch circuits, run Data lines, install new light fixtures, relocate fire alarm speaker into new ceiling, install emergency and exit signs, install new receptacles, install occupancy sensors, install new electrical panel >BP: #210 - 2nd Floor Interior alterations to provide tenant improvements for a new office tenant on the 2nd floor (#210) in this existing commercial building. Work to include new walls, glazing partitions, doors, millwork and ceiling. TENANT: Sotheby's International Reality Canada E2 - Lighting - Upgrade to incorporate Automatic Full OFF (per 9.4.1.1.(h) of ASHRAE 90.1-2016) DBI to confirm if Sprinkler Permit is required Okay for field review per Daniel Langevin 07/29/2021 | Marcel Electric Inc
NULL | NULL | NULL | Plumbing Permit | NULL | NULL | Draft | NULL | NULL
NULL | NULL | NULL | Gas Permit | NULL | NULL | Withdrawn | NULL | NULL
NULL | NULL | NULL | Electrical Permit | NULL | NULL | Draft | NULL | NULL
NULL | NULL | NULL | Electrical Permit | NULL | NULL | Draft | NULL | NULL
NULL | NULL | NULL | Electrical Permit | NULL | NULL | Draft | NULL | NULL
EP-2022-02515 | 2022-04-05 | NULL | Electrical Permit | Residential | Addition | Completed | Installation / Repair - Residential - Shaw cable power supply on BC Hydro pole # 2173800 at front of premises 3070 W 49TH AVENUE | Harbourview Electric Ltd
NULL | NULL | NULL | Sprinkler Permit | NULL | NULL | Draft | NULL | Viking Fire Protection Inc
NULL | NULL | NULL | Electrical Permit | NULL | NULL | Withdrawn | NULL | NULL
NULL | NULL | NULL | Electrical Permit | Commercial | NULL | Draft | Annual / Operating | NULL
NULL | NULL | NULL | Plumbing Permit | Residential | NULL | Draft | Residential - Plumbing and radiant heating | NULL
NULL | NULL | NULL | Gas Permit | NULL | NULL | Draft | NULL | NULL
NULL | NULL | NULL | Plumbing Permit | NULL | NULL | Draft | NULL | NULL
NULL | NULL | NULL | Electrical Permit | NULL | NULL | Withdrawn | NULL | NULL
NULL | NULL | NULL | Electrical Permit | NULL | NULL | Draft | NULL | NULL
NULL | NULL | NULL | Electrical Permit | NULL | NULL | Draft | NULL | NULL
NULL | NULL | NULL | Electrical Permit | NULL | NULL | Draft | NULL | NULL
NULL | NULL | NULL | Electrical Permit | Residential | New | Draft | Installation / Repair - Residential - Laneway house | ALPHA ONE ELECTRIC LTD
NULL | NULL | NULL | Electrical Permit | NULL | NULL | Draft | Installation / Repair - | Bindi Electrical Services Ltd
NULL | NULL | NULL | Plumbing Permit | NULL | NULL | Draft | NULL | NULL
NULL | NULL | NULL | Electrical Permit | Residential | Addition | Draft | Installation / Repair - Residential - Adding Laneway house , need to reconnect house main power supply to new metering equipment's at laneway house | G Chu Electric Ltd
NULL | NULL | NULL | Gas Permit | NULL | NULL | Withdrawn | NULL | NULL
NULL | NULL | NULL | Plumbing Permit | Commercial | New | Draft | Commercial - This is for the development located at 2511 Carolina Street. This is the Above Grade Plumbing portion of this project. Please feel free to contact me at rnichols@kanin.ca with any additional questions. | NULL
NULL | NULL | NULL | Electrical Permit | NULL | NULL | Draft | NULL | NULL
EP-2022-02541 | 2022-03-29 | NULL | Electrical Permit | Commercial | NULL | Expired | Movie Set / Filming - To allow for Movie Set/Filming Applicant shall provide completed Contractor Declaration form, and dates of filming and associated location(s) to csinspection.clerks@vancouver.ca prior to the commencement of filming. Visit vancouver.ca/inspections for more details. | The Capital Media Company Inc
NULL | NULL | NULL | Plumbing Permit | Commercial | Tenant Improvement | Draft | Commercial - Change faucet, plumbing fixtures, tiles on wall and floor, toilet. Remove tub and change to stand up shower will all drainage in tact. No change to layout, only changing to new fixtures and tiles | NULL
NULL | NULL | NULL | Electrical Permit | Residential | New | Draft | Installation / Repair - Residential - low voltage security systems | NULL
NULL | NULL | NULL | Electrical Permit | NULL | NULL | Draft | NULL | NULL
NULL | NULL | NULL | Electrical Permit | NULL | NULL | Withdrawn | NULL | NULL
NULL | NULL | NULL | Gas Permit | NULL | NULL | Withdrawn | NULL | NULL
NULL | NULL | NULL | Electrical Permit | NULL | Addition | Draft | Installation / Repair - - Install VFD's and motors | NULL
NULL | NULL | NULL | Gas Permit | NULL | NULL | Draft | NULL | NULL
NULL | NULL | NULL | Electrical Permit | NULL | NULL | Withdrawn | NULL | NULL
NULL | NULL | NULL | Gas Permit | NULL | NULL | Draft | NULL | NULL
NULL | NULL | NULL | Electrical Permit | NULL | NULL | Withdrawn | NULL | NULL
NULL | NULL | NULL | Plumbing Permit | NULL | NULL | Draft | NULL | NULL
NULL | NULL | NULL | Electrical Permit | Commercial | NULL | Draft | Annual / Operating - asdfdsaf | NULL
NULL | NULL | NULL | Electrical Permit | NULL | NULL | Draft | NULL | NULL
NULL | NULL | NULL | Electrical Permit | NULL | NULL | Draft | NULL | NULL
NULL | NULL | NULL | Electrical Permit | NULL | NULL | Draft | NULL | NULL
NULL | NULL | NULL | Gas Permit | NULL | NULL | Draft | NULL | NULL
NULL | NULL | NULL | Plumbing Permit | Residential | New | Draft | Residential - 2 SUMP WITHOUT PUMP | NULL
NULL | NULL | NULL | Gas Permit | NULL | NULL | Draft | NULL | NULL
NULL | NULL | NULL | Electrical Permit | Residential | New | Draft | Installation / Repair - Residential - dafdfd | NULL
NULL | NULL | NULL | Gas Permit | NULL | NULL | Withdrawn | NULL | NULL
NULL | NULL | NULL | Electrical Permit | Commercial | New | Withdrawn | Installation / Repair - Commercial - COMPLETE ELECTRICAL INSTALLATION FOR TWO 6 LEVEL COMMERCIAL BUILDINGS OVER COMMON PARKADE | Protec Installations Group
NULL | NULL | NULL | Plumbing Permit | NULL | NULL | Draft | NULL | Vancity Plumbing & Heating Ltd
NULL | NULL | NULL | Plumbing Permit | NULL | NULL | Draft | NULL | DAVIDSON BROS MECHANICAL CONTRACTORS
NULL | NULL | NULL | Plumbing Permit | NULL | NULL | Draft | NULL | Cypress Plumbing And Heating Ltd
NULL | NULL | NULL | Electrical Permit | NULL | NULL | Draft | NULL | NULL
NULL | NULL | NULL | Sprinkler Permit | NULL | NULL | Draft | NULL | Viking Fire Protection Inc
NULL | NULL | NULL | Electrical Permit | NULL | NULL | Withdrawn | NULL | NULL
NULL | NULL | NULL | Electrical Permit | NULL | NULL | Withdrawn | NULL | NULL
NULL | NULL | NULL | Plumbing Permit | NULL | NULL | Draft | NULL | NULL
NULL | NULL | NULL | Plumbing Permit | Residential | New | Withdrawn | Residential - Irrigation system | NULL
NULL | NULL | NULL | Plumbing Permit | Residential | New | Withdrawn | Residential - Irrigation system | NULL
NULL | NULL | NULL | Plumbing Permit | NULL | NULL | Draft | NULL | Lucky Five Eight Plumbing & Heating Ltd
NULL | NULL | NULL | Plumbing Permit | Commercial | Renovation | Draft | Commercial - Install a new toilet rough-in | Marco Plumbing & Heating Co Ltd
NULL | NULL | NULL | Electrical Permit | NULL | NULL | Withdrawn | NULL | NULL
NULL | NULL | NULL | Plumbing Permit | Commercial | New | Withdrawn | Commercial - New pipe | NULL
NULL | NULL | NULL | Electrical Permit | NULL | NULL | Draft | NULL | NULL
NULL | NULL | NULL | Plumbing Permit | Commercial | Renovation | Draft | Commercial - Install a new toilet rough-in | NULL
NULL | NULL | NULL | Plumbing Permit | Commercial | Renovation | Draft | Commercial - Install a new toilet rough-in | Marco Plumbing & Heating Co Ltd
NULL | NULL | NULL | Electrical Permit | Commercial | Renovation | Draft | Installation / Repair - Commercial - NEW LED FLOOD FIXTURES | NULL
NULL | NULL | NULL | Electrical Permit | Commercial | Renovation | Draft | Installation / Repair - Commercial - INSTALL LED FLOOD FIXTURES | NULL
NULL | NULL | NULL | Electrical Permit | Commercial | Renovation | Draft | Temporary Power - Commercial - To provide temporary power. | NULL
NULL | NULL | NULL | Electrical Permit | Commercial | Renovation | Withdrawn | Installation / Repair - Commercial - Provide switching and wiring for new heat pump and control wiring for replacement chiller | NULL
NULL | NULL | NULL | Electrical Permit | NULL | NULL | Withdrawn | NULL | NULL
NULL | NULL | NULL | Electrical Permit | NULL | NULL | Draft | Installation / Repair - - Low Voltage audio visual installation | AV Solutions BC Ltd
NULL | NULL | NULL | Electrical Permit | Commercial | Renovation | Draft | Installation / Repair - Commercial - Provide switching and wiring for heatpump and chiller replacement | NULL
NULL | NULL | NULL | Electrical Permit | NULL | NULL | Draft | NULL | NULL
NULL | NULL | NULL | Electrical Permit | NULL | NULL | Draft | NULL | NULL
NULL | NULL | NULL | Electrical Permit | NULL | NULL | Withdrawn | NULL | NULL
NULL | NULL | NULL | Gas Permit | Residential | Renovation - Dwelling Unit(s) only | Draft | Residential - installaton of new gas fireplaces | SIERRA MECHANICAL LTD
EP-2022-02637 | 2022-04-01 | NULL | Electrical Permit | Commercial | NULL | Expired | Movie Set / Filming - To allow for Movie Set/Filming Applicant shall provide completed Contractor Declaration form, and dates of filming and associated location(s) to csinspection.clerks@vancouver.ca prior to the commencement of filming. Visit vancouver.ca/inspections for more details. | The Capital Media Company Inc
NULL | NULL | NULL | Electrical Permit | Commercial | New | Draft | Installation / Repair - Commercial - Installation of lighting, EM lighting, lighting control, distribution, floor boxes, outlets, switches, equipment connections, conduits only for voice/data, AV and security & modify and re-verify existing fire alarm system >BP: Unit R120 - Interior alterations to provide tenant fit out of unit R120 at the Lower Mall Level at this existing commercial building at this site. Note: BP-2021-03153 must be completed prior to the issuance of this permit. Letter of assurance provided by: Schedule A & Schedule B (Architectural): Babak Eslahjou, 416-343-0400 Schedule B (Structural) : Kosta Marcakis, P.Eng, 604-254-0868 Schedule B (Electrical): Danh Nguyen, 416-445-8255 Schedule B (Mechanical, Plumbing, Fire suppression system): John Chun Yue Yeung, 416-445-8255 | Accurate Electric Ltd.
NULL | NULL | NULL | Plumbing Permit | Residential | Addition | Withdrawn | Residential - Adding laundry to ground floor | NULL
EP-2022-02665 | 2022-04-01 | NULL | Electrical Permit | Commercial | NULL | Expired | Movie Set / Filming - To allow for Movie Set/Filming Applicant shall provide completed Contractor Declaration form, and dates of filming and associated location(s) to csinspection.clerks@vancouver.ca prior to the commencement of filming. Visit vancouver.ca/inspections for more details. | The Capital Media Company Inc
NULL | NULL | NULL | Electrical Permit | NULL | NULL | Draft | NULL | NULL
NULL | NULL | NULL | Electrical Permit | NULL | NULL | Draft | NULL | NULL
NULL | NULL | NULL | Electrical Permit | NULL | NULL | Draft | NULL | NULL
EP-2022-02672 | 2022-04-01 | NULL | Electrical Permit | Commercial | NULL | Expired | Movie Set / Filming - To allow for Movie Set/Filming Applicant shall provide completed Contractor Declaration form, and dates of filming and associated location(s) to csinspection.clerks@vancouver.ca prior to the commencement of filming. Visit vancouver.ca/inspections for more details. | Pinky Project Canada Limited
EP-2022-02674 | 2022-04-01 | NULL | Electrical Permit | Commercial | NULL | Expired | Movie Set / Filming - To allow for Movie Set/Filming Applicant shall provide completed Contractor Declaration form, and dates of filming and associated location(s) to csinspection.clerks@vancouver.ca prior to the commencement of filming. Visit vancouver.ca/inspections for more details. | Pinky Project Canada Limited
NULL | NULL | NULL | Plumbing Permit | Commercial | Renovation | Draft | Commercial - Install new toilet rough-in | Marco Plumbing & Heating Co Ltd
NULL | NULL | NULL | Plumbing Permit | NULL | NULL | Draft | NULL | NULL
NULL | NULL | NULL | Plumbing Permit | NULL | NULL | Draft | NULL | RAHELU PLUMBING & HEATING LTD.
NULL | NULL | NULL | Gas Permit | NULL | NULL | Draft | NULL | NULL
NULL | NULL | NULL | Plumbing Permit | NULL | NULL | Draft | NULL | G & D Hayer Plumbing Ltd
NULL | NULL | NULL | Plumbing Permit | NULL | NULL | Draft | NULL | NULL
NULL | NULL | NULL | Electrical Permit | Residential | Renovation | Draft | Installation / Repair - Residential - tv | NULL
NULL | NULL | NULL | Plumbing Permit | Residential | New | Withdrawn | Residential - plumbing | NULL
EP-2022-02699 | 2022-04-04 | NULL | Electrical Permit | Commercial | New | Completed | Installation / Repair - Commercial - Relocate microcell from pole # 2497337 to 1 pole south, pole # 23054913123574 and install a 3ph/4wire 120/208V switch. -In alley behind 5761 Chester Street | Cobra Electric Regional Services Ltd
NULL | NULL | NULL | Plumbing Permit | Residential | NULL | Withdrawn | Residential | Day and KNIGHT PLUMBING Heating Ltd
NULL | NULL | NULL | Plumbing Permit | NULL | NULL | Draft | NULL | Day and KNIGHT PLUMBING Heating Ltd
NULL | NULL | NULL | Electrical Permit | NULL | NULL | Draft | NULL | NULL
NULL | NULL | NULL | Electrical Permit | Residential | New | Withdrawn | Installation / Repair - Residential - installation of Ecomm wireless network | Mott Electric General Partnership
NULL | NULL | NULL | Plumbing Permit | NULL | NULL | Draft | NULL | NULL
NULL | NULL | NULL | Gas Permit | Residential | New | Draft | Residential - Replacing existing Hot water tank to new high efficiency tankless water heater | NULL
NULL | NULL | NULL | Plumbing Permit | Commercial | Renovation | Draft | Commercial - Install a new toilet rough-in | Marco Plumbing & Heating Co Ltd
NULL | NULL | NULL | Gas Permit | NULL | NULL | Draft | NULL | NULL
NULL | NULL | NULL | Plumbing Permit | Residential | Renovation | Draft | Residential - Complete renovation of townhome | NULL
NULL | NULL | NULL | Plumbing Permit | Commercial | Renovation | Draft | Commercial - Adding two bathrooms | NULL
NULL | NULL | NULL | Plumbing Permit | NULL | NULL | Draft | NULL | J & R Excavation & Demolition Ltd.
NULL | NULL | NULL | Electrical Permit | NULL | NULL | Draft | NULL | NULL
NULL | NULL | NULL | Plumbing Permit | NULL | NULL | Draft | NULL | NULL
NULL | NULL | NULL | Electrical Permit | Commercial | NULL | Withdrawn | Annual / Operating - Annual Operating Permit -Renewal of EP-2020-02890 Valid: March 31, 2021 - March 30, 2022 | Keystone Electric Ltd
NULL | NULL | NULL | Electrical Permit | Commercial | New | Draft | Temporary Power - Commercial - To provide temporary power. | Richard Meyer Electrical Services Ltd
NULL | NULL | NULL | Electrical Permit | Commercial | NULL | Draft | Annual / Operating | NULL
NULL | NULL | NULL | Electrical Permit | Commercial | NULL | Draft | Annual / Operating | NULL
NULL | NULL | NULL | Electrical Permit | Commercial | NULL | Withdrawn | Annual / Operating - Annual Operating Permit -Renewal of EP-2020-02890 Valid: March 31, 2021 - March 30, 2022 | Keystone Electric Ltd
NULL | NULL | NULL | Electrical Permit | NULL | NULL | Draft | NULL | NULL
NULL | NULL | NULL | Electrical Permit | NULL | NULL | Draft | NULL | NULL
NULL | NULL | NULL | Electrical Permit | Residential | New | Draft | Installation / Repair - Residential - install 50 amp outlet in garage for ev charger | David R Burke
NULL | NULL | NULL | Electrical Permit | NULL | NULL | Withdrawn | NULL | NULL
NULL | NULL | NULL | Plumbing Permit | Commercial | Tenant Improvement | Draft | Commercial - Removing 40 Gal Electric hot water tank, and installing a point of use water heater under sink in washroom. Disconnecting water lines in ceiling and running water lines 20 ft over to new unit | NULL
NULL | NULL | NULL | Electrical Permit | Residential | New | Draft | Installation / Repair - Residential - install 50 amp outlet in garage | NULL
NULL | NULL | NULL | Electrical Permit | Residential | Renovation | Draft | Installation / Repair - Residential - secondary suite upgrade to code | David R Burke
NULL | NULL | NULL | Electrical Permit | Residential | Renovation | Withdrawn | Installation / Repair - Residential - secondary suite upgrade | NULL
NULL | NULL | NULL | Electrical Permit | Residential | Renovation | Draft | Installation / Repair - Residential - secondly suite upgrade | NULL
NULL | NULL | NULL | Electrical Permit | NULL | NULL | Draft | NULL | NULL
NULL | NULL | NULL | Electrical Permit | Residential | Renovation | Draft | Installation / Repair - Residential - secondary suite upgrade | NULL
NULL | NULL | NULL | Electrical Permit | Residential | Renovation | Draft | Installation / Repair - Residential - secondary suite | NULL
NULL | NULL | NULL | Electrical Permit | Residential | Renovation | Draft | Installation / Repair - Residential - secondary suite | NULL
NULL | NULL | NULL | Plumbing Permit | Residential | New | Draft | Residential - One outside sump | East West Excavating 2022 ltd
NULL | NULL | NULL | Electrical Permit | NULL | NULL | Draft | NULL | NULL
NULL | NULL | NULL | Electrical Permit | Residential | New | Draft | Temporary Power - Residential - To provide temporary power. | Dragon Electric Ltd
NULL | NULL | NULL | Electrical Permit | Commercial | NULL | Withdrawn | Annual / Operating - mi8sc | Western Pacific Enterprises Ltd
NULL | NULL | NULL | Electrical Permit | NULL | NULL | Draft | NULL | NULL
NULL | NULL | NULL | Electrical Permit | NULL | NULL | Draft | NULL | NULL
EP-2022-02781 | 2022-04-07 | NULL | Electrical Permit | Commercial | Renovation | Issued | Installation / Repair - Commercial - Upgrade existing Pumpstation, New MCC, VFD, generator, lighting and controls. Under the West Cordova Street Viaduct (at the intersection of Burrard Street) Vancouver | Tritech Group Ltd
NULL | NULL | NULL | Plumbing Permit | NULL | NULL | Draft | NULL | NULL
NULL | NULL | NULL | Gas Permit | Residential | New | Draft | Residential - Venting & Hookup Only | REAL LIGHTING & FIREPLACES LTD
NULL | NULL | NULL | Plumbing Permit | NULL | NULL | Draft | NULL | NULL
NULL | NULL | NULL | Gas Permit | Residential | New | Draft | Residential - Venting & Hookup Only | REAL LIGHTING & FIREPLACES LTD
NULL | NULL | NULL | Plumbing Permit | NULL | NULL | Draft | NULL | NULL
NULL | NULL | NULL | Plumbing Permit | NULL | NULL | Withdrawn | NULL | Yue Jin Qiu
NULL | NULL | NULL | Gas Permit | NULL | NULL | Draft | NULL | NULL
NULL | NULL | NULL | Gas Permit | Residential | New | Draft | Residential - Replacing existing hot water tank to Tankless water heater | NULL
NULL | NULL | NULL | Plumbing Permit | NULL | NULL | Draft | NULL | NULL
NULL | NULL | NULL | Plumbing Permit | NULL | NULL | Draft | NULL | NULL
NULL | NULL | NULL | Plumbing Permit | NULL | NULL | Draft | NULL | NULL
NULL | NULL | NULL | Plumbing Permit | NULL | NULL | Draft | NULL | NULL
NULL | NULL | NULL | Plumbing Permit | NULL | NULL | Withdrawn | NULL | NULL
NULL | NULL | NULL | Plumbing Permit | NULL | NULL | Withdrawn | NULL | NULL
NULL | NULL | NULL | Electrical Permit | Commercial | Tenant Improvement | Draft | Installation / Repair - Commercial - Wire and install new lighting, lighting controls and receptacles.. | Raymond D Raven
NULL | NULL | NULL | Electrical Permit | Commercial | NULL | Draft | Annual / Operating | NULL
NULL | NULL | NULL | Gas Permit | Residential | Renovation | Draft | Residential - Decommission and remove furnace, replace with new. | Ashton Service Group/Ashton Mechanical Ltd.
NULL | NULL | NULL | Electrical Permit | NULL | NULL | Withdrawn | Installation / Repair - | NULL
NULL | NULL | NULL | Plumbing Permit | NULL | NULL | Withdrawn | NULL | NULL
NULL | NULL | NULL | Electrical Permit | NULL | NULL | Withdrawn | NULL | NULL
NULL | NULL | NULL | Electrical Permit | NULL | NULL | Withdrawn | NULL | NULL
NULL | NULL | NULL | Plumbing Permit | Commercial | Renovation | Draft | Commercial - Add 2 washroom and provide water supply and drainage pipes for some plumbing fixture Minor renovation, change of use and Change of Major Occupancy Classification from retail store to Restaurant-Class 1 in this existing one storey commercial building for a new tenant. Work to include new cooking equipment and kitchen ventilation system. | Westar Plumbing & Heating Ltd
NULL | NULL | NULL | Electrical Permit | NULL | NULL | Withdrawn | NULL | NULL
NULL | NULL | NULL | Electrical Permit | Residential | New | Withdrawn | Temporary Power - Residential - To provide temporary power. | NULL
NULL | NULL | NULL | Electrical Permit | Commercial | Addition | Draft | Installation / Repair - Commercial - install 2 emergency light and one exist sign | NULL
NULL | NULL | NULL | Electrical Permit | Commercial | Renovation | Draft | Installation / Repair - Commercial - We need install power wire and plugs. 1,40A 240V power for the top oven. 2,120V 15A power sockets. 3,LED light and switches -just replace the original lamps to LED light >BP: To permit interior alterations and to Change the Use from Beauty and Wellness (D) to General Office (D) in this unit in this existing commercial building. Scope to Include: Removal of some interior walls and construct new walls and add glass partition walls. Update the bathroom to accessible. | We Do Electrical Ltd
NULL | NULL | NULL | Plumbing Permit | NULL | NULL | Draft | NULL | NULL
NULL | NULL | NULL | Plumbing Permit | Commercial | Addition | Draft | Commercial - Supply and install Watts 009M3QT 20 mm 3/4" Watts 009QT 15 mm 1 | NULL
NULL | NULL | NULL | Plumbing Permit | NULL | NULL | Draft | NULL | NULL
NULL | NULL | NULL | Plumbing Permit | Residential | New | Draft | Residential | NULL
NULL | NULL | NULL | Plumbing Permit | Commercial | Tenant Improvement | Draft | Commercial - Addition of 2 kitchen sinks, 2 HWT & connecting 2 DW >#1500 - 15th floor (full floor tenant) First tenant improvement and change of use from office shell to office on the 15th floor (#1500) in this existing mixed use building. Scope of work: complete tenant fit-out from shell space to office. | Tino Mechanical Ltd
NULL | NULL | NULL | Plumbing Permit | Residential | New | Draft | Residential - Residential new construction | NULL
NULL | NULL | NULL | Electrical Permit | NULL | NULL | Draft | NULL | NULL
NULL | NULL | NULL | Electrical Permit | Commercial | NULL | Draft | Annual / Operating | NULL
NULL | NULL | NULL | Electrical Permit | NULL | NULL | Withdrawn | NULL | NULL
NULL | NULL | NULL | Electrical Permit | NULL | NULL | Draft | NULL | NULL
NULL | NULL | NULL | Electrical Permit | Commercial | Renovation | Draft | Installation / Repair - Commercial - Upgrade existing Pumpstation, New MCC, VFD, generator, lighting and controls. | Tritech Group Ltd
NULL | NULL | NULL | Plumbing Permit | NULL | NULL | Draft | NULL | NULL
NULL | NULL | NULL | Plumbing Permit | NULL | NULL | Draft | NULL | NULL
NULL | NULL | NULL | Gas Permit | NULL | NULL | Draft | NULL | NULL
NULL | NULL | NULL | Sprinkler Permit | NULL | NULL | Draft | NULL | NULL
NULL | NULL | NULL | Gas Permit | NULL | NULL | Draft | NULL | NULL
NULL | NULL | NULL | Gas Permit | Residential | New | Draft | Residential - Supply & Install a gas line from mechanical room to natural gas generator | NULL
NULL | NULL | NULL | Plumbing Permit | Commercial | Renovation | Draft | Commercial - Cap the water line and drainage line for the system sink. | Chi Yu Chao
NULL | NULL | NULL | Plumbing Permit | NULL | NULL | Draft | NULL | NULL
NULL | NULL | NULL | Electrical Permit | Residential | Renovation | Draft | Installation / Repair - Residential - Renovation | Roop Electric Co Ltd
NULL | NULL | NULL | Electrical Permit | NULL | NULL | Draft | NULL | NULL
NULL | NULL | NULL | Electrical Permit | NULL | NULL | Draft | NULL | NULL
NULL | NULL | NULL | Gas Permit | Residential | Renovation - Dwelling Unit(s) only | Withdrawn | Residential - REPLACE HOT WATER SYSTEM | NULL
NULL | NULL | NULL | Plumbing Permit | NULL | NULL | Draft | NULL | NULL
NULL | NULL | NULL | Plumbing Permit | Commercial | New | Draft | Commercial - Plumbing for a new French School To develop a four-storey mixed-use building consisting of French cultural community centre (Alliance Francaise), Artist Studio and Restaurant Class 1 uses over one level of underground parking with vehicular access from the rear lane subject to Council resolution of enactment to the CD-1 rezoning and approval of the form of development. If drawings remain the same for BP submission, assigned addressing as follows: | Inlet Mechanical Services Ltd
NULL | NULL | NULL | Gas Permit | NULL | NULL | Draft | NULL | Ashton Service Group/Ashton Mechanical Ltd.
NULL | NULL | NULL | Electrical Permit | NULL | NULL | Draft | NULL | NULL
NULL | NULL | NULL | Plumbing Permit | NULL | NULL | Draft | NULL | Lucky Five Eight Plumbing & Heating Ltd
NULL | NULL | NULL | Gas Permit | Residential | Renovation | Draft | Residential - replace gas water heater | NULL
NULL | NULL | NULL | Electrical Permit | Residential | Renovation | Draft | Installation / Repair - Residential - secondary suite | David R Burke
NULL | NULL | NULL | Electrical Permit | Residential | Renovation | Draft | Installation / Repair - Residential - secondary suite upgrade | NULL
NULL | NULL | NULL | Electrical Permit | Residential | Renovation | Draft | Installation / Repair - Residential - secondary suite upgrade | NULL
NULL | NULL | NULL | Electrical Permit | Residential | Renovation | Draft | Installation / Repair - Residential - secondary suite upgrade | David R Burke
NULL | NULL | NULL | Electrical Permit | Residential | Renovation | Draft | Installation / Repair - Residential - secondary suite | David R Burke
NULL | NULL | NULL | Plumbing Permit | NULL | NULL | Draft | NULL | NULL
NULL | NULL | NULL | Plumbing Permit | Commercial | New | Draft | Commercial - Plumbing for a new French School To develop a four-storey mixed-use building consisting of French cultural community centre (Alliance Francaise), Artist Studio and Restaurant Class 1 uses over one level of underground parking with vehicular access from the rear lane subject to Council resolution of enactment to the CD-1 rezoning and approval of the form of development. If drawings remain the same for BP submission, assigned addressing as follows: | Inlet Mechanical Services Ltd
NULL | NULL | NULL | Plumbing Permit | NULL | NULL | Withdrawn | NULL | NULL
EP-2022-02825 | 2022-04-08 | NULL | Electrical Permit | Commercial | NULL | Expired | Movie Set / Filming - To allow for Movie Set/Filming Applicant shall provide completed Contractor Declaration form, and dates of filming and associated location(s) to csinspection.clerks@vancouver.ca prior to the commencement of filming. Visit vancouver.ca/inspections for more details. | Percy Stories Series Limited
NULL | NULL | NULL | Plumbing Permit | NULL | NULL | Withdrawn | NULL | NULL
EP-2022-02874 | 2022-04-11 | NULL | Electrical Permit | Commercial | NULL | Expired | Movie Set / Filming - To allow for Movie Set/Filming Applicant shall provide completed Contractor Declaration form, and dates of filming and associated location(s) to csinspection.clerks@vancouver.ca prior to the commencement of filming. Visit vancouver.ca/inspections for more details. | KTOFB Inc
NULL | NULL | NULL | Sprinkler Permit | Commercial | NULL | Draft | Commercial | NULL
NULL | NULL | NULL | Electrical Permit | Residential | New | Draft | Installation / Repair - Residential - test | NULL
NULL | NULL | NULL | Electrical Permit | Residential | Renovation | Draft | Installation / Repair - Residential - test | NULL
NULL | NULL | NULL | Gas Permit | Commercial | New | Withdrawn | Commercial - Hooking up Pizza Oven in existing gas line Minor Renovation Exterior and interior alterations and installing new cooking equipment and ventilation system for a new Retail (Limited Food Service) tenant at this existing Retail (shell) unit on the first floor of this high rise commercial building on this site. Exterior work includes new exhaust grille discharge on to the lane. | Century Twenty One Gas & Heating Co. Ltd
NULL | NULL | NULL | Gas Permit | NULL | NULL | Draft | NULL | NULL
NULL | NULL | NULL | Electrical Permit | Commercial | NULL | Draft | Annual / Operating - test | NULL
NULL | NULL | NULL | Electrical Permit | Commercial | NULL | Draft | Annual / Operating | NULL
NULL | NULL | NULL | Electrical Permit | Commercial | NULL | Draft | Annual / Operating | CoV Annual Electrical Permits
NULL | NULL | NULL | Electrical Permit | NULL | NULL | Draft | NULL | NULL
NULL | NULL | NULL | Plumbing Permit | Commercial | Renovation | Draft | Commercial - install DWV and domestic water for coffee station, prep area and kitchen equipment. | Mainland Plumbing & Heating
NULL | NULL | NULL | Electrical Permit | NULL | NULL | Draft | NULL | NULL
NULL | NULL | NULL | Electrical Permit | NULL | NULL | Draft | NULL | NULL
NULL | NULL | NULL | Plumbing Permit | NULL | NULL | Draft | NULL | NULL
NULL | NULL | NULL | Electrical Permit | Residential | NULL | Draft | Installation / Repair - Residential | NULL
NULL | NULL | NULL | Gas Permit | Residential | Renovation | Draft | Residential | NULL
NULL | NULL | NULL | Plumbing Permit | NULL | NULL | Draft | NULL | NULL
NULL | NULL | NULL | Sprinkler Permit | NULL | NULL | Draft | NULL | NULL
NULL | NULL | NULL | Plumbing Permit | Commercial | Renovation - Dwelling Unit(s) only | Draft | Commercial - SUITE #306 - Interior Alterations only to provide improvements to replace the bathtub in unit 306, Install low flow shower head #306 - 3rd Floor Interior alterations only to provide improvements to replace the bathtub in unit #306 on the 3rd floor of this existing multiple dwelling building. | Western Ishcab Home Improvements Corp
NULL | NULL | NULL | Plumbing Permit | Residential | Addition | Draft | Residential - installing an heatpumps ductless unit in the balcony | NULL
NULL | NULL | NULL | Electrical Permit | NULL | NULL | Draft | NULL | NULL
NULL | NULL | NULL | Plumbing Permit | Residential | New | Draft | Residential - Laneway house sump installation | Finest Construction & Renovation Ltd
NULL | NULL | NULL | Plumbing Permit | NULL | NULL | Draft | NULL | NULL
NULL | NULL | NULL | Electrical Permit | Residential | Renovation - Dwelling Unit(s) only | Draft | Installation / Repair - Residential - home reno | NULL
NULL | NULL | NULL | Electrical Permit | Residential | Renovation - Dwelling Unit(s) only | Draft | Installation / Repair - Residential | NULL
NULL | NULL | NULL | Electrical Permit | NULL | NULL | Draft | NULL | NULL
NULL | NULL | NULL | Electrical Permit | NULL | NULL | Withdrawn | NULL | NULL
EP-2022-02864 | 2022-04-11 | NULL | Electrical Permit | Commercial | New | Issued | Installation / Repair - Commercial - Installation of street lighting and underground conduit on west 6th and Yukon around the new development at 425 W. 6th Ave, Amend: July 13, 2022 FSR changed to Mark Benacivic | Orion Electrical Systems Ltd
NULL | NULL | NULL | Sprinkler Permit | Residential | New | Draft | Residential | NewTech Fire Protection Ltd
NULL | NULL | NULL | Electrical Permit | Commercial | NULL | Draft | Annual / Operating | CoV Annual Electrical Permits
NULL | NULL | NULL | Electrical Permit | NULL | NULL | Withdrawn | NULL | NULL
NULL | NULL | NULL | Plumbing Permit | NULL | NULL | Draft | NULL | Plumko Plumbing & Heating Services Ltd
NULL | NULL | NULL | Electrical Permit | Commercial | NULL | Draft | Annual / Operating | NULL
NULL | NULL | NULL | Plumbing Permit | NULL | NULL | Draft | NULL | NULL
NULL | NULL | NULL | Plumbing Permit | NULL | NULL | Draft | NULL | NULL
NULL | NULL | NULL | Plumbing Permit | Residential | New | Draft | Residential - Plubming | NULL
NULL | NULL | NULL | Plumbing Permit | Residential | Renovation | Draft | Residential - Plumbing reno in single family dwelling | NULL
NULL | NULL | NULL | Electrical Permit | NULL | NULL | Draft | NULL | NULL
NULL | NULL | NULL | Electrical Permit | Commercial | NULL | Draft | Annual / Operating - Annual /Operating Valid: April 10, 2021 to April 09, 2022 EP-2020-02708: Expired (Annual / Operating) | Corporate Electric Limited
NULL | NULL | NULL | Sprinkler Permit | NULL | NULL | Draft | NULL | Viking Fire Protection Inc
NULL | NULL | NULL | Electrical Permit | Residential | New | Draft | Installation / Repair - Residential - Rough-in and Finishing of tv,data, phone, cctv, speaker and alarm | NULL
NULL | NULL | NULL | Electrical Permit | NULL | NULL | Draft | NULL | NULL
NULL | NULL | NULL | Electrical Permit | Commercial | New | Draft | Installation / Repair - Commercial - Security camera installation | Alarmtron BC Ltd
NULL | NULL | NULL | Electrical Permit | Residential | Tenant Improvement | Draft | Installation / Repair - Residential - replace 200a 120/240v 30ckt panel, alter 2 ckts | NULL
NULL | NULL | NULL | Electrical Permit | Commercial | New | Draft | Temporary Power - Commercial - To provide temporary power. | NULL
NULL | NULL | NULL | Sprinkler Permit | Commercial | Tenant Improvement | Withdrawn | Commercial - Premises A TI. This consists of: -Level 2 South -Levels 5-9 South -Level 10-13, South Tower. CPTI Entry lobby improvements on Level 2 and office floor tenant improvement on Levels 5 through 9. | NULL
NULL | NULL | NULL | Sprinkler Permit | NULL | NULL | Withdrawn | NULL | NULL
NULL | NULL | NULL | Plumbing Permit | Residential | New | Draft | Residential - plumbing | NULL
NULL | NULL | NULL | Plumbing Permit | NULL | NULL | Draft | NULL | NULL
NULL | NULL | NULL | Gas Permit | Residential | Tenant Improvement | Withdrawn | Residential - Re/re Tankless water heater | NULL
NULL | NULL | NULL | Plumbing Permit | Residential | Renovation | Withdrawn | Residential - renovate the main floor kitchen and basement kitchen. | NULL
NULL | NULL | NULL | Plumbing Permit | Residential | Renovation | Withdrawn | Residential - renovate the main floor kitchen and basement floor kitchen. | NULL
NULL | NULL | NULL | Electrical Permit | NULL | NULL | Withdrawn | NULL | NULL
NULL | NULL | NULL | Plumbing Permit | Commercial | Renovation | Draft | Commercial | Advantage Home Service Ltd
NULL | NULL | NULL | Plumbing Permit | Commercial | Addition | Draft | Commercial - Install Water Bottle Fill Stations >> Amend: Nov. 8 -added 2 Inside BFP | M M C Mcgregor Mechanical Contracting Ltd
NULL | NULL | NULL | Sprinkler Permit | NULL | NULL | Draft | NULL | NULL
NULL | NULL | NULL | Plumbing Permit | NULL | NULL | Withdrawn | NULL | NULL
NULL | NULL | NULL | Plumbing Permit | Residential | Renovation | Draft | Residential - reno bath and kitchen | KANG PLUMBING AND HEATING LTD
NULL | NULL | NULL | Plumbing Permit | Commercial | Renovation | Draft | Commercial - BATH AND KITCHEN RENO | KANG PLUMBING AND HEATING LTD
NULL | NULL | NULL | Plumbing Permit | Commercial | Renovation | Draft | Commercial | KANG PLUMBING AND HEATING LTD
NULL | NULL | NULL | Plumbing Permit | Commercial | Renovation | Draft | Commercial | KANG PLUMBING AND HEATING LTD
NULL | NULL | NULL | Plumbing Permit | Commercial | Renovation | Draft | Commercial - RENOVATION | KANG PLUMBING AND HEATING LTD
NULL | NULL | NULL | Plumbing Permit | Residential | New | Draft | Residential - laneway plumbing | Anion Contracting Group Inc
NULL | NULL | NULL | Electrical Permit | NULL | NULL | Withdrawn | NULL | NULL
NULL | NULL | NULL | Electrical Permit | NULL | NULL | Draft | NULL | NULL
NULL | NULL | NULL | Plumbing Permit | NULL | NULL | Withdrawn | NULL | NULL
NULL | NULL | NULL | Plumbing Permit | NULL | NULL | Withdrawn | NULL | NULL
NULL | NULL | NULL | Plumbing Permit | NULL | NULL | Withdrawn | NULL | NULL
EP-2022-02898 | NULL | NULL | Electrical Permit | Residential | Renovation - Dwelling Unit(s) only | Withdrawn | Installation / Repair - Residential - Replace a 200a 120/240v panel, alter 2 ckts | NULL
NULL | NULL | NULL | Electrical Permit | NULL | NULL | Draft | NULL | NULL
NULL | NULL | NULL | Gas Permit | NULL | NULL | Draft | NULL | NULL
EP-2022-03618 | 2022-05-04 | NULL | Electrical Permit | Commercial | New | Issued | Installation / Repair - Commercial - Installation of Switch Gear 2 400 amp 600 v and Film Kiosk 4 & 5 **Amend 05/12/2022** This permit should be under street lighting not special events | City of Vancouver
EP-2022-03149 | 2022-04-19 | NULL | Electrical Permit | Commercial | New | Completed | Installation / Repair - Commercial - Install new pad mounted kiosk, grounding, new underground ducts, underground wiring, street lighting poles and fixtures.. ** Amend 05/04/2022** The address is North east corner of Main and Georgia st. | City of Vancouver
NULL | NULL | NULL | Sprinkler Permit | NULL | NULL | Draft | NULL | Gisborne Industrial Construction Ltd
NULL | NULL | NULL | Plumbing Permit | NULL | NULL | Draft | NULL | NULL
NULL | NULL | NULL | Electrical Permit | NULL | NULL | Withdrawn | NULL | NULL
NULL | NULL | NULL | Electrical Permit | NULL | NULL | Draft | NULL | NULL
NULL | NULL | NULL | Electrical Permit | NULL | NULL | Draft | NULL | NULL
NULL | NULL | NULL | Gas Permit | NULL | NULL | Draft | NULL | Xpert Mechanical
NULL | NULL | NULL | Plumbing Permit | Residential | New | Draft | Residential - Plumbing Rough in and finishing | NULL
NULL | NULL | NULL | Gas Permit | NULL | NULL | Draft | NULL | NULL
NULL | NULL | NULL | Plumbing Permit | Residential | NULL | Draft | Residential | NULL
NULL | NULL | NULL | Plumbing Permit | Residential | New | Draft | Residential - 1New sump installation in laneway | NULL
EP-2022-02936 | 2022-04-20 | NULL | Electrical Permit | Commercial | NULL | Expired | Movie Set / Filming - To allow for Movie Set/Filming Applicant shall provide completed Contractor Declaration form, and dates of filming and associated location(s) to csinspection.clerks@vancouver.ca prior to the commencement of filming. Visit vancouver.ca/inspections for more details. CEPERLEY PLAYGROND - 8601 STANLEY PARK DRIVE | Stage 49 Ltd
NULL | NULL | NULL | Electrical Permit | NULL | NULL | Draft | NULL | NULL
NULL | NULL | NULL | Plumbing Permit | NULL | NULL | Draft | NULL | Milani Plumbing Heating & Air Conditioning Ltd
NULL | NULL | NULL | Gas Permit | Residential | New | Draft | Residential - Venting & Hookup Only | REAL LIGHTING & FIREPLACES LTD
NULL | NULL | NULL | Electrical Permit | Residential | Renovation | Draft | Installation / Repair - Residential - 200amp service upgrade, for electric heat pump and electric heating | NULL
NULL | NULL | NULL | Gas Permit | NULL | NULL | Draft | NULL | NULL
NULL | NULL | NULL | Plumbing Permit | NULL | NULL | Draft | NULL | NULL
NULL | NULL | NULL | Electrical Permit | Residential | Renovation | Withdrawn | Installation / Repair - Residential - Fire alarm cable of the building was damaged and we have to fix it | NULL
NULL | NULL | NULL | Gas Permit | Residential | Renovation - Dwelling Unit(s) only | Withdrawn | Residential - 1 | NULL
NULL | NULL | NULL | Sprinkler Permit | Commercial | Renovation | Draft | Commercial - Remove existing sprinkler pipeing and replace it with new sprinkler pipe and QR sprinkler heads | Pacific Fire Prevention Ltd
NULL | NULL | NULL | Plumbing Permit | NULL | NULL | Withdrawn | NULL | NULL
NULL | NULL | NULL | Plumbing Permit | Residential | Renovation | Withdrawn | Residential - Renovate the main floor and basement kitchen | NULL
NULL | NULL | NULL | Electrical Permit | Commercial | NULL | Withdrawn | Annual / Operating | NULL
NULL | NULL | NULL | Plumbing Permit | NULL | NULL | Withdrawn | NULL | NULL
NULL | NULL | NULL | Electrical Permit | Commercial | Renovation | Draft | Installation / Repair - Commercial - Relocate the panel. Install receptacles, lighting and exit/emergency. >BP: #303 - 3rd floor Interior alterations to provide a first tenant improvement for a new office tenant on the 3rd floor (#303) in this existing mixed use building on this site. Scope of work: new workstations, boardroom with wood slat wall, staff kitchen, existing suite entry door replaced with new glass door, second suite door removed, new lighting, HVAC, electrical, plumbing, mechanical and sprinkler work. Letters of Assurance submitted by: Schedule A and Architectural Schedule B, Sengsack Tsoi, Architect, ph: 604-780-7429 Mechanical and Plumbing Schedule B, Charles W. Powell, P.Eng., ph: 604-595-4869 Electrical Schedule B, Guowei Wang, P.Eng., ph: 604-626-2930 Building Sprinklered - Separate sprinkler permit required for proposed sprinkler work. Energy upgrade exempt for 1st TI Energy checklist is currently no longer required with your Building Permit (BP) application. Some supporting documents are still required at BP stage, specifically Envelope and HVAC, if applicable. Service Water Heating and Lighting supporting documents, if applicable, must be submitted with your related trades permits (e.g. electrical and plumbing). All energy upgrades will be checked during inspections stage. It is the applicant's responsibility to identify and note all required upgrades including energy upgrades on their BP drawings at BP stage. | Silver Star Electric Ltd
NULL | NULL | NULL | Electrical Permit | NULL | NULL | Draft | NULL | NULL
NULL | NULL | NULL | Electrical Permit | NULL | NULL | Draft | NULL | NULL
NULL | NULL | NULL | Plumbing Permit | NULL | NULL | Draft | NULL | NULL
NULL | NULL | NULL | Electrical Permit | Commercial | New | Draft | Installation / Repair - Commercial - INTERIM PERMIT VALID FOR 1YEAR Check Application Documents for locations Power, lighting, Fire Alarm and raceways for LV systems to 3 levels of parkade and 3 levels of podium retail space -This permit request is for raceways and branch wiring only to facilitate the below grade poured concrete construction schedule while they are building from design progress drawings >BP: To construct four storeys of retail, food hall and restaurant space over three levels of underground parking. Shell permit. Stage I (excavation/shoring) issued December 7, 2021. Stage II (full construction below grade) in review | Western Pacific Enterprises Ltd
NULL | NULL | NULL | Electrical Permit | Commercial | Tenant Improvement | Draft | Installation / Repair - Commercial - Install new 45kva 3phase 208 volts transformer for existing elevators,Supply power to New Ductless split air condition. | NULL
NULL | NULL | NULL | Electrical Permit | NULL | NULL | Draft | NULL | NULL
NULL | NULL | NULL | Electrical Permit | NULL | NULL | Withdrawn | NULL | NULL
NULL | NULL | NULL | Plumbing Permit | Commercial | Renovation | Withdrawn | Commercial - To install fixtures Interior Alterations: Interior alterations and a change of use from Retail furniture store to Retail Grocery Store and to provide tenant improvements with new kitchen at the back for this Retail tenant space in this existing mixed-use building on this site. | WESTBRIDGE PLUMBING & HEATING LTD
NULL | NULL | NULL | Plumbing Permit | NULL | NULL | Draft | NULL | NULL
NULL | NULL | NULL | Electrical Permit | NULL | NULL | Withdrawn | NULL | NULL
NULL | NULL | NULL | Electrical Permit | NULL | NULL | Withdrawn | NULL | NULL
NULL | NULL | NULL | Gas Permit | Residential | Renovation | Draft | Residential - Replacement of 225 MBH atmospheric boiler with match Allied 'Super hot' SG225 serving infloor heating only | NULL
NULL | NULL | NULL | Plumbing Permit | Commercial | New | Draft | Commercial - - run water pipe for office bathroom - stub out trap arm for lav. - install point of use heater for lav - install fixtures. 1 water closet and 1 lav | NULL
NULL | NULL | NULL | Electrical Permit | Residential | Tenant Improvement | Draft | Installation / Repair - Residential - Blah bla | NULL
NULL | NULL | NULL | Electrical Permit | Commercial | Tenant Improvement | Withdrawn | Annual / Operating | NULL
NULL | NULL | NULL | Electrical Permit | NULL | NULL | Withdrawn | NULL | NULL
NULL | NULL | NULL | Plumbing Permit | NULL | NULL | Withdrawn | NULL | NULL
NULL | NULL | NULL | Plumbing Permit | NULL | NULL | Draft | NULL | NULL
NULL | NULL | NULL | Electrical Permit | NULL | NULL | Draft | NULL | NULL
NULL | NULL | NULL | Electrical Permit | Commercial | Renovation | Draft | Installation / Repair - Commercial - Supply and install 4 inch Led wafer pot lights in 2 bedrooms, living room, dining room, den, hall way, kitchen. Supply and install a 125 amp electrical panel. (Swapping Existing panel), Relocating stove feed to cook top. Supply and install a 30 amp 240v circuit to a wall oven., clean up bulkhead wire that was exposed on demolition. | NULL
NULL | NULL | NULL | Plumbing Permit | NULL | NULL | Withdrawn | NULL | NULL
NULL | NULL | NULL | Electrical Permit | NULL | NULL | Draft | NULL | NULL
NULL | NULL | NULL | Electrical Permit | Commercial | Addition | Draft | Installation / Repair - Commercial - Installing receptacles and switches for 5 new outdoor gas heaters. | NULL
NULL | NULL | NULL | Plumbing Permit | NULL | NULL | Draft | NULL | NULL
NULL | NULL | NULL | Plumbing Permit | NULL | NULL | Withdrawn | NULL | NULL
NULL | NULL | NULL | Plumbing Permit | NULL | NULL | Draft | NULL | NULL
NULL | NULL | NULL | Plumbing Permit | NULL | NULL | Withdrawn | NULL | NULL
NULL | NULL | NULL | Electrical Permit | Commercial | New | Withdrawn | Temporary Power - Commercial - To provide temporary power to this site. Renewal of EP-2020-02419 Valid: March 30 2021 to March 29 2022 ** Amend 02/23/2022** Revised drawings uploaded To construct a 14-storey (13 floors) hotel development containing: - a restaurant (class 1 use) shell space on ground floor, - 104 hotel suites on Levels 2-13, and - a roof deck all over 3 levels of underground valet parking accessed by a vehicle elevator from the lane. Separate tenant improvement permit is required for shell tenant space. STAGED CONSTRUCTION Stage 1 - Excavation and Full Structural (issued Dec. 4, 2018) Stage 1 - Revision #1 (issued July 4, 2019) Change of Geotechnical Engineer of Record Stage 1 - Revision #2 (issued November 6, 2019) Revise Structural drawings to match Architectural drawings per Minor Amendment DP-2019-00093 Stage 2 - Full Construction (issued February 14, 2020) | Lilly Electric (1973) Ltd
EP-2022-03030 | 2022-04-13 | NULL | Electrical Permit | Commercial | NULL | Expired | Movie Set / Filming - To allow for Movie Set/Filming Applicant shall provide completed Contractor Declaration form, and dates of filming and associated location(s) to csinspection.clerks@vancouver.ca prior to the commencement of filming. Visit vancouver.ca/inspections for more details. | Maritime Films
NULL | NULL | NULL | Electrical Permit | NULL | NULL | Draft | NULL | NULL
NULL | NULL | NULL | Plumbing Permit | NULL | NULL | Withdrawn | NULL | NULL
NULL | NULL | NULL | Plumbing Permit | NULL | NULL | Draft | NULL | NULL
NULL | NULL | NULL | Electrical Permit | Residential | New | Withdrawn | Temporary Power - Residential - To provide temporary power. | NULL
NULL | NULL | NULL | Electrical Permit | Commercial | NULL | Draft | Annual / Operating | NULL
NULL | NULL | NULL | Plumbing Permit | Commercial | New | Draft | Commercial - Underground plumbing only >BP: To construct a 4 storey Private Community Centre (Group A 2) with non-encapsulated mass timber consisting of: Level 1 - restaurant "Cafe/Wine bar (class 1 cooking operation ), art gallery with " Servery/Demonstration kitchen " ( Class 5 cooking operation) and Auditorium with 167 seats Level 2 - upper level of the Auditorium, washrooms, mechanical rooms Level 3 - school ( Group A-2) Level 4 - school ( Group A2) and Class A Artist Studios ( Group A-2) all over one level of underground parking garage. | Inlet Mechanical Services Ltd
NULL | NULL | NULL | Plumbing Permit | Commercial | Tenant Improvement | Draft | Commercial - Water re pipe to building | NULL
NULL | NULL | NULL | Electrical Permit | NULL | NULL | Draft | NULL | NULL
NULL | NULL | NULL | Plumbing Permit | NULL | NULL | Draft | NULL | Instant Plumbing and Heating Ltd
NULL | NULL | NULL | Electrical Permit | Commercial | NULL | Draft | Annual / Operating - Annual Electrical Work Valid: April 15, 2021 to April 14, 2022 Expired permit EP-2020-02819 Connected Load: 1200KVA | Corporate Electric Limited
NULL | NULL | NULL | Electrical Permit | Commercial | NULL | Draft | Annual / Operating - Annual Electrical Work Valid: April 15, 2021 to April 14, 2022 Expired permit EP-2020-02819 Connected Load: 1200KVA | Corporate Electric Limited
NULL | NULL | NULL | Plumbing Permit | NULL | NULL | Draft | NULL | NULL
NULL | NULL | NULL | Plumbing Permit | NULL | NULL | Draft | NULL | NULL
NULL | NULL | NULL | Plumbing Permit | Commercial | New | Draft | Commercial - Above ground: -Install DWV and water pipe for bathroom. -install point of use water heater -install fixtures | NULL
NULL | NULL | NULL | Electrical Permit | NULL | NULL | Draft | NULL | NULL
NULL | NULL | NULL | Gas Permit | NULL | NULL | Withdrawn | NULL | NULL
NULL | NULL | NULL | Plumbing Permit | NULL | NULL | Withdrawn | NULL | NULL
NULL | NULL | NULL | Electrical Permit | Commercial | Addition | Withdrawn | Installation / Repair - Commercial - #2902 car charger installation prewired to JB only adding car charger. | Arise Electrical Ltd
NULL | NULL | NULL | Electrical Permit | Commercial | Addition | Draft | Installation / Repair - Commercial - #2902 car charger installation prewired to JB only adding car charger. | Arise Electrical Ltd
NULL | NULL | NULL | Gas Permit | Residential | Tenant Improvement | Draft | Residential - upgrade water heater | NULL
NULL | NULL | NULL | Plumbing Permit | NULL | NULL | Draft | NULL | NULL
NULL | NULL | NULL | Plumbing Permit | Commercial | Renovation | Withdrawn | Commercial - Hello, I have applied for the business license for my nail and beauty salon. During the appointment with the License Representative, I was told that I need to apply for plumbing permit for the last installed sink. | NULL
NULL | NULL | NULL | Electrical Permit | Commercial | Addition | Draft | Installation / Repair - Commercial - Installation of receptacles and switches for new patio gas heaters. Qty: 5 | NULL
NULL | NULL | NULL | Electrical Permit | Commercial | NULL | Draft | Installation / Repair - Commercial | Ian Morris DBA Electric-Ian Services
NULL | NULL | NULL | Electrical Permit | Commercial | New | Draft | Installation / Repair - Commercial - ti | NULL
NULL | NULL | NULL | Plumbing Permit | Residential | New | Draft | Residential - Plumbing & Heating | NULL
NULL | NULL | NULL | Sprinkler Permit | Commercial | New | Withdrawn | Commercial | NULL
NULL | NULL | NULL | Electrical Permit | Commercial | Addition | Withdrawn | Installation / Repair - Commercial - Run dedicated circuit for fridge and cooktop, from electrical room upstairs. Install undercabinet LED strips. | NULL
NULL | NULL | NULL | Plumbing Permit | NULL | NULL | Draft | NULL | Pitt Meadows Plumbing & Mechanical Systems (2001) Ltd
EP-2022-03053 | 2022-04-14 | NULL | Electrical Permit | Commercial | Tenant Improvement | Expired | Special Event - SPECIAL EVENT: ***Festival Bard on the Beach 2022*** VALID: June 1st, 2022 to Sept 30, 2022 SITE CONTACT: Sean 604-999-9101 or Rick 604-328-7056 POWERED FROM SITE KIOSKIS - 120/208V, 600/347V 1695 Whyte Avenue, Vanier Park, Vancouver | POWER-WEST INDUSTRIES LTD
NULL | NULL | NULL | Gas Permit | NULL | NULL | Withdrawn | NULL | NULL
NULL | NULL | NULL | Electrical Permit | Residential | New | Withdrawn | Temporary Power - Residential - To provide temporary power. | NULL
NULL | NULL | NULL | Gas Permit | NULL | NULL | Draft | NULL | Han Appliances & Refrigeration Ltd
NULL | NULL | NULL | Electrical Permit | Residential | Addition | Draft | Installation / Repair - Residential - 4-6 Receptacles, 2 Lights, 1 Baseboard, 1 Tankless Water Heater | NULL
NULL | NULL | NULL | Electrical Permit | NULL | NULL | Draft | NULL | NULL
NULL | NULL | NULL | Electrical Permit | NULL | NULL | Draft | Installation / Repair - - 100 amp temporary construction service | NULL
NULL | NULL | NULL | Plumbing Permit | NULL | NULL | Draft | NULL | NULL
NULL | NULL | NULL | Plumbing Permit | NULL | NULL | Draft | NULL | Fred Welsh Ltd
NULL | NULL | NULL | Gas Permit | NULL | NULL | Draft | NULL | Milani Plumbing Heating & Air Conditioning Ltd
NULL | NULL | NULL | Electrical Permit | NULL | NULL | Draft | NULL | NULL
NULL | NULL | NULL | Gas Permit | NULL | NULL | Draft | NULL | NULL
NULL | NULL | NULL | Electrical Permit | NULL | NULL | Draft | NULL | NULL
NULL | NULL | NULL | Gas Permit | NULL | NULL | Draft | NULL | NULL
NULL | NULL | NULL | Sprinkler Permit | Residential | Renovation | Draft | Residential - Replacing old double check backflow with a new double check backflow device | NULL
NULL | NULL | NULL | Sprinkler Permit | NULL | NULL | Draft | NULL | NULL
NULL | NULL | NULL | Sprinkler Permit | NULL | NULL | Draft | NULL | NULL
NULL | NULL | NULL | Plumbing Permit | Residential | New | Draft | Residential - Install out sump | NULL
NULL | NULL | NULL | Electrical Permit | Commercial | NULL | Draft | Annual / Operating - Mostly maintenance the electrical for the building | NULL
NULL | NULL | NULL | Electrical Permit | NULL | NULL | Draft | NULL | NULL
NULL | NULL | NULL | Electrical Permit | Residential | Renovation | Draft | Installation / Repair - Residential - 200amp service upgrade for heat pump and electric heating, Re-wire of existing basement suite | R. E. D. Electric Ltd
NULL | NULL | NULL | Gas Permit | NULL | NULL | Draft | NULL | NULL
NULL | NULL | NULL | Electrical Permit | Commercial | Renovation | Withdrawn | Installation / Repair - Commercial - Installing four new 120V 15Amp receptacles in a commercial restaurants | NULL
NULL | NULL | NULL | Electrical Permit | NULL | NULL | Draft | NULL | NULL
NULL | NULL | NULL | Electrical Permit | NULL | NULL | Draft | NULL | NULL
NULL | NULL | NULL | Electrical Permit | NULL | NULL | Draft | NULL | NULL
NULL | NULL | NULL | Plumbing Permit | Residential | Renovation | Draft | Residential - Guest Bathroom - New Tiled shower (Schluter), replace vanity and toilet Master Bathroom - New tub, replace vanity and toilet Powder Room - Replace toilet and vanity | NULL
EP-2022-03109 | 2022-04-18 | NULL | Electrical Permit | Commercial | NULL | Expired | Movie Set / Filming - To allow for Movie Set/Filming Applicant shall provide completed Contractor Declaration form, and dates of filming and associated location(s) to csinspection.clerks@vancouver.ca prior to the commencement of filming. Visit vancouver.ca/inspections for more details. | Kiddo Films Inc
NULL | NULL | NULL | Plumbing Permit | Residential | Renovation - Dwelling Unit(s) only | Draft | Residential - Guest Bathroom - New Tiled shower (Schluter), replace vanity and toilet Master Bathroom - New tub, replace vanity and toilet Powder Room - Replace toilet and vanity | NULL
NULL | NULL | NULL | Electrical Permit | NULL | NULL | Draft | NULL | NULL
NULL | NULL | NULL | Electrical Permit | NULL | NULL | Draft | NULL | NULL
NULL | NULL | NULL | Gas Permit | NULL | NULL | Draft | NULL | NULL
NULL | NULL | NULL | Electrical Permit | NULL | NULL | Draft | NULL | NULL
NULL | NULL | NULL | Plumbing Permit | Residential | Renovation | Draft | Residential - Guest Bathroom - New Tiled shower (Schluter), replace vanity and toilet Master Bathroom - New tub, replace vanity and toilet Powder Room - Replace toilet and vanity | NULL
NULL | NULL | NULL | Electrical Permit | NULL | NULL | Withdrawn | NULL | NULL
NULL | NULL | NULL | Electrical Permit | Commercial | New | Draft | Temporary Power - Commercial - To provide temporary power. | Western Pacific Enterprises Ltd
EP-2022-03132 | 2022-04-19 | NULL | Electrical Permit | Commercial | NULL | Expired | Special Event - Provide generators and electrical distribution for special event, "Vancouver Sun Run" at various locations along the run route. Setup April 23, 2022 - event date April 24, 2022. 20 kW generator 1000 block of W. Georgia St. 2 x 7 kW generators 700 block of Pacific Blvd. Multiple small (<5kW) generators along the run route | 0880441 BC Ltd
NULL | NULL | NULL | Electrical Permit | Commercial | New | Withdrawn | Installation / Repair - Commercial - Supply and install only CAT6 and speaker cables as per received document | CaTech Systems Ltd
NULL | NULL | NULL | Sprinkler Permit | Residential | New | Draft | Residential - Install sprinklers in LWH | NULL
NULL | NULL | NULL | Plumbing Permit | NULL | NULL | Draft | NULL | NULL
NULL | NULL | NULL | Electrical Permit | NULL | NULL | Withdrawn | NULL | NULL
NULL | NULL | NULL | Plumbing Permit | Residential | New | Draft | Residential | NULL
NULL | NULL | NULL | Plumbing Permit | NULL | NULL | Draft | NULL | NULL
NULL | NULL | NULL | Electrical Permit | NULL | NULL | Draft | NULL | NULL
NULL | NULL | NULL | Electrical Permit | Residential | New | Draft | Temporary Power - Residential - To provide temporary power. | Bindi Electrical Services Ltd
NULL | NULL | NULL | Plumbing Permit | NULL | NULL | Withdrawn | NULL | NULL
NULL | NULL | NULL | Electrical Permit | Commercial | NULL | Draft | Annual / Operating | NULL
NULL | NULL | NULL | Electrical Permit | Commercial | NULL | Draft | Annual / Operating - Operating Permit requirements | NULL
NULL | NULL | NULL | Electrical Permit | Commercial | New | Draft | Temporary Power - Commercial - To provide temporary power to this site. Renewal of EP-2020-02419 Valid: March 30 2021 to March 29 2022 ** Amend 02/23/2022** Revised drawings uploaded To construct a 14-storey (13 floors) hotel development containing: - a restaurant (class 1 use) shell space on ground floor, - 104 hotel suites on Levels 2-13, and - a roof deck all over 3 levels of underground valet parking accessed by a vehicle elevator from the lane. Separate tenant improvement permit is required for shell tenant space. STAGED CONSTRUCTION Stage 1 - Excavation and Full Structural (issued Dec. 4, 2018) Stage 1 - Revision #1 (issued July 4, 2019) Change of Geotechnical Engineer of Record Stage 1 - Revision #2 (issued November 6, 2019) Revise Structural drawings to match Architectural drawings per Minor Amendment DP-2019-00093 Stage 2 - Full Construction (issued February 14, 2020) | Lilly Electric (1973) Ltd
NULL | NULL | NULL | Electrical Permit | Commercial | New | Draft | Temporary Power - Commercial - To provide temporary power to this site. Renewal of EP-2020-02419 Valid: March 30 2021 to March 29 2022 ** Amend 02/23/2022** Revised drawings uploaded To construct a 14-storey (13 floors) hotel development containing: - a restaurant (class 1 use) shell space on ground floor, - 104 hotel suites on Levels 2-13, and - a roof deck all over 3 levels of underground valet parking accessed by a vehicle elevator from the lane. Separate tenant improvement permit is required for shell tenant space. STAGED CONSTRUCTION Stage 1 - Excavation and Full Structural (issued Dec. 4, 2018) Stage 1 - Revision #1 (issued July 4, 2019) Change of Geotechnical Engineer of Record Stage 1 - Revision #2 (issued November 6, 2019) Revise Structural drawings to match Architectural drawings per Minor Amendment DP-2019-00093 Stage 2 - Full Construction (issued February 14, 2020) | Lilly Electric (1973) Ltd
NULL | NULL | NULL | Gas Permit | NULL | NULL | Draft | NULL | Thomson Industries Ltd
NULL | NULL | NULL | Electrical Permit | NULL | NULL | Draft | NULL | NULL
NULL | NULL | NULL | Plumbing Permit | NULL | NULL | Draft | NULL | NULL
PP-2022-01321 | 2022-04-20 | NULL | Plumbing Permit | Residential | New | Completed | Residential - 1FD+SS - Plumbing TO CONTINUE WORK FROM PREVIOUS CONTRACTOR To construct a 2 storey + cellar one-family dwelling with a secondary suite located in the cellar with a detached accessory building(garage), at rear providing 2 parking spaces, having vehicular access from the lane. Note: This is a 2 storey building pursuant to the Zoning and Development 1- Covenant registered at the Land Title Office under CA2871140 2- No strata titling permitted 3- Proposed bar sink in cellar 4- A/C unit proposed in rear yard sunken patio | Lally Plumbing & Heating Ltd
NULL | NULL | NULL | Plumbing Permit | Residential | New | Draft | Residential - Install out side sump | NULL
NULL | NULL | NULL | Plumbing Permit | NULL | NULL | Draft | NULL | NULL
NULL | NULL | NULL | Plumbing Permit | Residential | New | Draft | Residential - Out side sump installation | NULL
NULL | NULL | NULL | Electrical Permit | Commercial | NULL | Draft | Annual / Operating | NULL
NULL | NULL | NULL | Electrical Permit | NULL | NULL | Draft | NULL | NULL
NULL | NULL | NULL | Gas Permit | Residential | Addition | Draft | Residential - replace single outlet BBQ box with a duel outlet BBQbox | NULL
NULL | NULL | NULL | Plumbing Permit | Residential | New | Draft | Residential - Out side sump instalation | NULL
NULL | NULL | NULL | Plumbing Permit | Residential | New | Draft | Residential - Out side sump instalation | NULL
NULL | NULL | NULL | Electrical Permit | Commercial | NULL | Draft | Annual / Operating | NULL
EP-2022-03158 | 2022-04-20 | NULL | Electrical Permit | Commercial | New | Completed | Installation / Repair - Commercial - Installation of power/control kiosk (new service), motorized valve and instrumention for Metro Vancouver Sewer connection. | J A Electric Inc
NULL | NULL | NULL | Electrical Permit | Residential | New | Draft | Temporary Power - Residential - To provide temporary power. | NULL
NULL | NULL | NULL | Plumbing Permit | Residential | New | Draft | Residential - Out side sump instalation | NULL
NULL | NULL | NULL | Electrical Permit | Commercial | NULL | Draft | Annual / Operating - Supply and post annual operating permit, maintain and review log book, perform site wide inspection of all electrical areas throughout 'Metropolis'. | Accurate Power Group Ltd
NULL | NULL | NULL | Plumbing Permit | Residential | New | Draft | Residential - Out side sump instalation | NULL
NULL | NULL | NULL | Electrical Permit | NULL | NULL | Draft | NULL | NULL
NULL | NULL | NULL | Plumbing Permit | NULL | NULL | Draft | NULL | Hans Demolition and Excavating Ltd.
NULL | NULL | NULL | Electrical Permit | Commercial | NULL | Draft | Annual / Operating | NULL
NULL | NULL | NULL | Plumbing Permit | Commercial | NULL | Draft | Commercial - Kitchen sink and dishwasher installation | NULL
NULL | NULL | NULL | Sprinkler Permit | Commercial | Tenant Improvement | Withdrawn | Commercial - Add and relocate 9 sprinkler heads >Interior and exterior alterations : Interior and exterior alterations to provide tenant improvements and a change of major occupancy from Retail (group E) to Restaurant (group A2) in this existing commercial/residential building on this site. Class-2 Cooking operation. Ovens are used for baking only. CRP: Danny Wong Architect, Tel. 604-773-2068. Email: dwong@architelier.com Note: Sprinkler Commitment Letter on file. Building Review Branch Notes: 1) Total proposed Occupant load is 50 seats + 10 staffs = 60 Persons. 2) A permanent sign indicating the above proposed occupant load shall be posted in a conspicuous location near the suite's principal entrance. 3) Separate permit will be required for any changes to the interior seating. 4) Separate permit is required for outdoor patio seating. Additional washroom may be required. Note: "This permit has been reviewed under the 2019 Vancouver Building By-law (#12511)." “Processed during the 2020 pandemic crisis.” | Fire-Pro Fire Protection Ltd
NULL | NULL | NULL | Electrical Permit | Commercial | NULL | Draft | Annual / Operating - Audio Visual installation Low Voltage | AV Solutions BC Ltd
NULL | NULL | NULL | Electrical Permit | Commercial | NULL | Draft | Movie Set / Filming - To allow for Movie Set/Filming Applicant shall provide completed Contractor Declaration form, and dates of filming and associated location(s) to csinspection.clerks@vancouver.ca prior to the commencement of filming. Visit vancouver.ca/inspections for more details. CEPERLEY PLAYGROND - 8601 STANLEY PARK DRIVE | Stage 49 Ltd
NULL | NULL | NULL | Electrical Permit | NULL | NULL | Draft | NULL | NULL
NULL | NULL | NULL | Electrical Permit | Residential | New | Withdrawn | Temporary Power - Residential - To provide temporary power. | NULL
NULL | NULL | NULL | Plumbing Permit | Commercial | New | Draft | Commercial - Installation of Plumbing Fixtures on new building | Canadian Turner Construction Company Ltd
NULL | NULL | NULL | Electrical Permit | NULL | NULL | Draft | Installation / Repair - - Cameras and alarm installation | Alarm Max Security Inc
NULL | NULL | NULL | Plumbing Permit | NULL | NULL | Draft | NULL | NULL
NULL | NULL | NULL | Plumbing Permit | NULL | NULL | Draft | NULL | NULL
NULL | NULL | NULL | Electrical Permit | Commercial | Addition | Withdrawn | Installation / Repair - Commercial - Installing four new dedicated 120V 15Amp receptacles . | 1299671 BC Ltd
NULL | NULL | NULL | Electrical Permit | Commercial | NULL | Draft | Annual / Operating | NULL
NULL | NULL | NULL | Electrical Permit | Commercial | NULL | Draft | Annual / Operating | NULL
NULL | NULL | NULL | Electrical Permit | NULL | NULL | Draft | Installation / Repair - - New ceiling lights being added in the living room and bathroom. | NULL
NULL | NULL | NULL | Electrical Permit | Commercial | Tenant Improvement | Withdrawn | Installation / Repair - Commercial - Installing some lights, appliances branch circuits, kitchen inter- lock system, power to the exhaust and intake, connecting the fire Supration system to the fire alarm and running power to the sign - It is existing and we might need to run a new feed >BP: First TI and Demising 325 into two units (to be 325 and 329 Carrall St) To demise 325 Carrall St into two units (to be 325 and 329 Carrall St), and to alter the interior and exterior to provide tenant improvements in 325 Carrall St for a new Retail (limited food service 16 or less seats, Group E) tenant, Pizza Pizza, on the ground floor of this existing 7-storey mixed-use building (Group C and E). Note: 329 Carrall St is approved as a retail SHELL SPACE ONLY. Separate permit(s) are required prior to any future tenant improvements and/or occupancies. Exterior scope limited to work on the roof for a new exhaust duct on the roof. Cleared for DB by Aemelia on December 13th, 2021 Building review Branch Notes: - Retail Limited Food, maximum 16 persons consuming food or drink as per 3.1.2.9. Total proposed occupant load is 20. Only one universal washroom is available. - Using the existing shaft duct for MAU - Base building occupancy permit issued on November 3rd, 2021 (OC-2021-00462). No upgrade is required as per 11.2.1.2(3). - Schedule A, B (Architectural, Mechanical/Plumbing/Fire Protection, Electrical) submitted. CRP is Jeff Xinjun Shen, AIBC, (604) 210 9698. Class-1 Cooking operation * Reviewed as per VBBL 2019 * | Canucks Electric Inc
NULL | NULL | NULL | Electrical Permit | Commercial | Renovation | Draft | Installation / Repair - Commercial - data cabling for registers | NULL
NULL | NULL | NULL | Electrical Permit | Commercial | Renovation | Draft | Installation / Repair - Commercial - adg | Berts Electric (2001) Ltd
NULL | NULL | NULL | Electrical Permit | NULL | NULL | Draft | NULL | NULL
NULL | NULL | NULL | Plumbing Permit | NULL | NULL | Draft | NULL | NULL
NULL | NULL | NULL | Plumbing Permit | Commercial | NULL | Draft | Commercial - Kitchen sink and dishwasher installation | NULL
NULL | NULL | NULL | Electrical Permit | NULL | NULL | Draft | NULL | NULL
NULL | NULL | NULL | Electrical Permit | NULL | NULL | Draft | NULL | NULL
NULL | NULL | NULL | Electrical Permit | Residential | Renovation - Dwelling Unit(s) only | Draft | Installation / Repair - Residential - Installation of Air Source Heat Pump | NULL
NULL | NULL | NULL | Plumbing Permit | Commercial | Renovation | Withdrawn | Commercial - Rough-in omly | MCKIM MECHANICAL
NULL | NULL | NULL | Plumbing Permit | Commercial | Renovation | Withdrawn | Commercial - plumbing rough in only | MCKIM MECHANICAL
NULL | NULL | NULL | Gas Permit | NULL | NULL | Withdrawn | NULL | NULL
NULL | NULL | NULL | Gas Permit | NULL | NULL | Draft | NULL | NULL
NULL | NULL | NULL | Electrical Permit | NULL | NULL | Withdrawn | NULL | NULL
NULL | NULL | NULL | Plumbing Permit | Residential | Renovation - Dwelling Unit(s) only | Draft | Residential - replace full drainage system with gravity fed sump, new storm sewer | NULL
NULL | NULL | NULL | Electrical Permit | NULL | NULL | Draft | NULL | NULL
NULL | NULL | NULL | Electrical Permit | NULL | NULL | Draft | NULL | NULL
NULL | NULL | NULL | Plumbing Permit | Residential | New | Draft | Residential - Installation of new fixtures, no relocation of piping | NULL
NULL | NULL | NULL | Electrical Permit | Residential | Addition | Draft | Installation / Repair - Residential - gghh | TDR Electric Inc
NULL | NULL | NULL | Electrical Permit | Commercial | Addition | Draft | Installation / Repair - Commercial - All electrical wiring and finishing and also roughing for phone and cable wires - 15 pot lights and 7 2 by 2 light fixtures **Amendment Dec 9, 2021** Wiring for tv ,cable and speakers >BP: To alter the interior of this existing retail unit to provide tenant improvements for a new retail limited food, QUESADA , in this existing convention center/retail/restaurant/office building. Type 5 and 2 cooking. Note: This application is processed under VBBL 2019. | Oxford Electric Ltd
NULL | NULL | NULL | Plumbing Permit | NULL | NULL | Draft | NULL | National Hydronics Ltd
NULL | NULL | NULL | Plumbing Permit | NULL | NULL | Draft | NULL | NULL
NULL | NULL | NULL | Sprinkler Permit | NULL | NULL | Draft | NULL | NULL
NULL | NULL | NULL | Electrical Permit | NULL | NULL | Draft | NULL | NULL
NULL | NULL | NULL | Sprinkler Permit | NULL | NULL | Draft | NULL | NULL
NULL | NULL | NULL | Electrical Permit | NULL | NULL | Draft | NULL | NULL
NULL | NULL | NULL | Electrical Permit | Residential | NULL | Withdrawn | Installation / Repair - Residential - Increase the existing electrical service from 100A 1 phase 240 /120V to 200A 1 phase 240/120V. Overhead installation. | NULL
NULL | NULL | NULL | Plumbing Permit | Commercial | NULL | Draft | Commercial - Kitchen sink and dishwasher installation | NULL
NULL | NULL | NULL | Plumbing Permit | Commercial | Addition | Draft | Commercial - backflow assembly installs | NULL
NULL | NULL | NULL | Gas Permit | NULL | NULL | Withdrawn | NULL | NULL
NULL | NULL | NULL | Plumbing Permit | NULL | NULL | Draft | NULL | NULL
NULL | NULL | NULL | Gas Permit | NULL | NULL | Draft | NULL | NULL
NULL | NULL | NULL | Gas Permit | NULL | NULL | Draft | NULL | NULL
NULL | NULL | NULL | Electrical Permit | Commercial | New | Draft | Installation / Repair - Commercial - Sprinkler pipes heat trace in p1 and p2 parkade | Price Beat Electric Ltd.
NULL | NULL | NULL | Sprinkler Permit | NULL | NULL | Withdrawn | NULL | NULL
NULL | NULL | NULL | Plumbing Permit | Residential | NULL | Draft | Residential - New laneway house | ALI & ALI PLUMBING & HEATING LTD
NULL | NULL | NULL | Electrical Permit | NULL | NULL | Draft | NULL | NULL
NULL | NULL | NULL | Plumbing Permit | NULL | NULL | Withdrawn | NULL | NULL
NULL | NULL | NULL | Plumbing Permit | NULL | NULL | Draft | NULL | NULL
NULL | NULL | NULL | Plumbing Permit | NULL | NULL | Draft | NULL | SKYREACH PLUMBING & HEATING LTD
NULL | NULL | NULL | Electrical Permit | NULL | NULL | Withdrawn | NULL | NULL
NULL | NULL | NULL | Gas Permit | NULL | NULL | Draft | NULL | NULL
EP-2022-03265 | 2022-04-25 | NULL | Electrical Permit | Commercial | NULL | Expired | Special Event - ***SPECIAL EVENT: "BMO Vancouver Marathon" Generators and distribution for one day special event "BMO Vancouver Marathon". 2 x 55kW generators at start and finish lines for timing, audio and medical. Locations 100 blk Midlothian and 1100 blk Pender St. Set up April 30th and event May 1st. | 0880441 BC Ltd
NULL | NULL | NULL | Electrical Permit | Commercial | NULL | Withdrawn | Annual / Operating - extra low voltage | RAJNESH RAJU DBA: OPTIMUS SECURITY SYSTEMS
NULL | NULL | NULL | Electrical Permit | NULL | NULL | Draft | NULL | NULL
NULL | NULL | NULL | Electrical Permit | NULL | NULL | Draft | NULL | NULL
NULL | NULL | NULL | Electrical Permit | NULL | NULL | Draft | NULL | NULL
NULL | NULL | NULL | Electrical Permit | NULL | NULL | Draft | NULL | NULL
NULL | NULL | NULL | Electrical Permit | NULL | NULL | Draft | NULL | NULL
NULL | NULL | NULL | Electrical Permit | Commercial | Renovation - Dwelling Unit(s) only | Draft | Installation / Repair - Commercial - upgrading kitchen and bathroom and lights -Upgrading lights, Replacing panel, New wiring of kitchen outlets such as Fridge, Dishwasher, Counter plugs, Microwave and relocating oven outlet, washroom light/Fan switches >BP: Interior alterations only to provide upgrades to the existing kitchen and bathroom at this existing residential dwelling unit on the 11th Floor (#1102) at this existing multiple dwelling building. OK For Field Review per Kim V - Nov 24/21 E2-Appliances - Upgrade to an Energuide/Energy Star appliance (fridge; dishwasher) letters of assurance submitted by: John J.McCuaig, P.Eng, Architectural, Plumbing, and Electrical Schedule B. | Shawn Electric Ltd
NULL | NULL | NULL | Electrical Permit | NULL | NULL | Withdrawn | NULL | NULL
NULL | NULL | NULL | Sprinkler Permit | NULL | NULL | Withdrawn | NULL | NULL
NULL | NULL | NULL | Plumbing Permit | NULL | NULL | Draft | NULL | G & D Hayer Plumbing Ltd
NULL | NULL | NULL | Gas Permit | Residential | New | Draft | Residential - Gas piping | NULL
NULL | NULL | NULL | Gas Permit | Residential | New | Draft | Residential - Rough | NULL
NULL | NULL | NULL | Plumbing Permit | Residential | NULL | Draft | Residential - Plumbing of a new duplex house | Karan Plumbing & Heating Ltd
NULL | NULL | NULL | Electrical Permit | NULL | NULL | Draft | NULL | NULL
NULL | NULL | NULL | Electrical Permit | Commercial | New | Withdrawn | Installation / Repair - Commercial - COMPLETE ELECTRICAL INSTALLATION OF 8188 MANITOBA STREET BUILDING #1 | Protec Installations Group
NULL | NULL | NULL | Electrical Permit | NULL | NULL | Draft | NULL | NULL
NULL | NULL | NULL | Sprinkler Permit | NULL | NULL | Withdrawn | NULL | NULL
NULL | NULL | NULL | Electrical Permit | NULL | NULL | Draft | NULL | NULL
NULL | NULL | NULL | Electrical Permit | NULL | NULL | Draft | NULL | NULL
NULL | NULL | NULL | Electrical Permit | NULL | NULL | Draft | NULL | NULL
NULL | NULL | NULL | Electrical Permit | NULL | NULL | Withdrawn | NULL | NULL
NULL | NULL | NULL | Gas Permit | NULL | NULL | Withdrawn | NULL | Pennington Mechanical Ltd
NULL | NULL | NULL | Electrical Permit | Residential | New | Withdrawn | Installation / Repair - Residential - LOW VOLTAGE CONTROL WIRING FOR HVAC | NULL
NULL | NULL | NULL | Electrical Permit | NULL | NULL | Draft | NULL | NULL
NULL | NULL | NULL | Electrical Permit | NULL | NULL | Draft | NULL | NULL
NULL | NULL | NULL | Sprinkler Permit | NULL | NULL | Draft | NULL | NULL
NULL | NULL | NULL | Electrical Permit | Residential | New | Draft | Temporary Power - Residential - To provide temporary power. | Kraftsman Electric Ltd
NULL | NULL | NULL | Electrical Permit | NULL | NULL | Draft | NULL | NULL
NULL | NULL | NULL | Electrical Permit | NULL | NULL | Draft | NULL | NULL
NULL | NULL | NULL | Plumbing Permit | NULL | NULL | Draft | NULL | NULL
NULL | NULL | NULL | Electrical Permit | Commercial | Tenant Improvement | Draft | Installation / Repair - Commercial - Installing cat 6a cabling with a fiber optic backbone between 2 floors | Telecon Inc.
NULL | NULL | NULL | Plumbing Permit | NULL | NULL | Withdrawn | NULL | NULL
NULL | NULL | NULL | Electrical Permit | NULL | NULL | Draft | NULL | NULL
NULL | NULL | NULL | Plumbing Permit | Residential | New | Draft | Residential | NULL
NULL | NULL | NULL | Electrical Permit | NULL | NULL | Draft | NULL | NULL
NULL | NULL | NULL | Plumbing Permit | NULL | NULL | Draft | NULL | NULL
NULL | NULL | NULL | Plumbing Permit | NULL | NULL | Draft | NULL | NULL
NULL | NULL | NULL | Plumbing Permit | Commercial | Renovation | Draft | Commercial - Alter kitchen area for new equipment | LIWANG PLUMBING & HEATING LTD
NULL | NULL | NULL | Electrical Permit | NULL | NULL | Draft | NULL | NULL
NULL | NULL | NULL | Plumbing Permit | NULL | NULL | Draft | NULL | NULL
NULL | NULL | NULL | Gas Permit | Residential | New | Withdrawn | Residential - Installing a seismic gas shut off valve to the Fortis gas meter | Benchmark Mechanical Ltd
NULL | NULL | NULL | Sprinkler Permit | NULL | NULL | Draft | NULL | Gisborne Industrial Construction Ltd
NULL | NULL | NULL | Gas Permit | Residential | New | Draft | Residential - Installing a seismic gas shut off valve on the Fortis gas meter | Benchmark Mechanical Ltd
NULL | NULL | NULL | Electrical Permit | NULL | NULL | Withdrawn | NULL | NULL
NULL | NULL | NULL | Electrical Permit | Commercial | NULL | Draft | Annual / Operating - Maintenance on EVSE equipment already installed at location. Expired EP-2020-02792 Valid Apr 17, 2021 - Apr 16, 2022 >>>> Amend: May 27th -It has come to our attention about a glitch in our data base regarding annual fees paid- wrong fee were charged -fees should have been $218 -you will receive a refund cheque for the difference, we apologize for any inconveniences. Thank you Maintanance on EVSE and EVSE communication equipment | Clear Energy Solutions Inc
NULL | NULL | NULL | Gas Permit | NULL | NULL | Draft | NULL | NULL
NULL | NULL | NULL | Plumbing Permit | NULL | Addition | Draft | - TI | Pacific Mechanical Systems Ltd
NULL | NULL | NULL | Plumbing Permit | NULL | NULL | Draft | NULL | NULL
NULL | NULL | NULL | Plumbing Permit | Commercial | Renovation | Draft | Commercial - Alter kitchen area for new equipment. | LIWANG PLUMBING & HEATING LTD
NULL | NULL | NULL | Electrical Permit | Commercial | NULL | Draft | Annual / Operating | NULL
NULL | NULL | NULL | Electrical Permit | NULL | NULL | Draft | NULL | NULL
NULL | NULL | NULL | Gas Permit | NULL | NULL | Withdrawn | NULL | Mainland Plumbing & Heating
NULL | NULL | NULL | Electrical Permit | Commercial | NULL | Draft | Annual / Operating | NULL
NULL | NULL | NULL | Plumbing Permit | Commercial | New | Draft | Commercial - Above-ground plumbing. To construct a mixed use 12 storey high-rise building. The building to include commercial use and Parking/Storage Garage (F3) on the main and 2nd floor level, and residential from the 3rd through 12th floor level. | National Hydronics Ltd
NULL | NULL | NULL | Electrical Permit | Residential | New | Draft | Installation / Repair - Residential - Wiring for laneway house | NULL
NULL | NULL | NULL | Gas Permit | Residential | New | Draft | Residential - Gas piping | NULL
NULL | NULL | NULL | Electrical Permit | NULL | NULL | Draft | NULL | NULL
NULL | NULL | NULL | Electrical Permit | Commercial | NULL | Draft | Annual / Operating - Maintenance on EVSE equipment already installed at location. Expired EP-2020-02792 Valid Apr 17, 2021 - Apr 16, 2022 >>>> Amend: May 27th -It has come to our attention about a glitch in our data base regarding annual fees paid- wrong fee were charged -fees should have been $218 -you will receive a refund cheque for the difference, we apologize for any inconveniences. Thank you | Clear Energy Solutions Inc
NULL | NULL | NULL | Electrical Permit | Commercial | NULL | Draft | Annual / Operating - Maintenance on EVSE equipment already installed at location. Expired EP-2020-02792 Valid Apr 17, 2021 - Apr 16, 2022 >>>> Amend: May 27th -It has come to our attention about a glitch in our data base regarding annual fees paid- wrong fee were charged -fees should have been $218 -you will receive a refund cheque for the difference, we apologize for any inconveniences. Thank you | Clear Energy Solutions Inc
NULL | NULL | NULL | Electrical Permit | NULL | NULL | Withdrawn | NULL | NULL
NULL | NULL | NULL | Electrical Permit | Residential | Addition | Draft | Installation / Repair - Residential - EV Charger Installation -Install Flo G5 -Run BX cable from existing location of pre wired junction box -Supply and install 2P 40A Siemens Breaker -Turn on and test 15A Receptacle -Supply and install 15A Receptacle in existing 1" PVC pipe -Supply and install RW90 from the panel -Supply and install 2P 15A Breaker | TDR Electric Inc
PP-2022-01422 | NULL | NULL | Plumbing Permit | Commercial | New | Cancelled | Commercial | TEST IMBL - TEST ONLY
NULL | NULL | NULL | Electrical Permit | NULL | NULL | Draft | NULL | NULL
NULL | NULL | NULL | Sprinkler Permit | NULL | NULL | Draft | NULL | NULL
NULL | NULL | NULL | Plumbing Permit | Commercial | Renovation | Draft | Commercial - Add a shower. Re and re everything else | NULL
NULL | NULL | NULL | Sprinkler Permit | Commercial | New | Draft | Commercial - new fire sprinkler system | Titan Fire Protection Ltd
NULL | NULL | NULL | Sprinkler Permit | NULL | NULL | Draft | NULL | NULL
NULL | NULL | NULL | Gas Permit | NULL | NULL | Draft | NULL | NULL
NULL | NULL | NULL | Electrical Permit | NULL | NULL | Withdrawn | NULL | NULL
NULL | NULL | NULL | Electrical Permit | NULL | NULL | Draft | NULL | NULL
NULL | NULL | NULL | Electrical Permit | Residential | New | Draft | Installation / Repair - Residential - Install a 220V outdoor wall outlet for Electrical Vehicle charging station | NULL
NULL | NULL | NULL | Electrical Permit | Residential | New | Withdrawn | Installation / Repair - Residential - Duplex house with secondary suites electrical wiring and finishing with 200 amp overhead service | Anmol Electric Ltd.
EP-2022-03395 | 2022-04-27 | NULL | Electrical Permit | Commercial | NULL | Expired | Movie Set / Filming - To allow for Movie Set/Filming Applicant shall provide completed Contractor Declaration form, and dates of filming and associated location(s) to csinspection.clerks@vancouver.ca prior to the commencement of filming. Visit vancouver.ca/inspections for more details. | Filmgroup.tv Ltd
NULL | NULL | NULL | Electrical Permit | NULL | NULL | Draft | NULL | NULL
NULL | NULL | NULL | Plumbing Permit | Commercial | Renovation | Withdrawn | Commercial - Replace existing domestic water risers and horizontal lines on level 1 | Modern Niagara Vancouver Inc
NULL | NULL | NULL | Electrical Permit | NULL | NULL | Draft | NULL | NULL
NULL | NULL | NULL | Electrical Permit | NULL | NULL | Draft | NULL | NULL
NULL | NULL | NULL | Plumbing Permit | NULL | NULL | Draft | NULL | East West Plumbing (2007) Ltd
NULL | NULL | NULL | Electrical Permit | Commercial | NULL | Draft | Temporary Power - Commercial - To provide temporary power. | NULL
NULL | NULL | NULL | Electrical Permit | NULL | NULL | Draft | NULL | NULL
NULL | NULL | NULL | Plumbing Permit | NULL | NULL | Draft | NULL | NULL
NULL | NULL | NULL | Sprinkler Permit | NULL | NULL | Withdrawn | NULL | NULL
NULL | NULL | NULL | Sprinkler Permit | NULL | NULL | Draft | NULL | NULL
NULL | NULL | NULL | Plumbing Permit | Residential | Renovation | Draft | Residential - Changing a shower to a bathtub, removing a bathtub and increasing a shower in size | Harry Dash Plumbing Ltd
NULL | NULL | NULL | Electrical Permit | NULL | NULL | Draft | NULL | NULL
NULL | NULL | NULL | Electrical Permit | NULL | NULL | Draft | Installation / Repair - - REPLACE METER BASE DAMAGED JAWS | NULL
NULL | NULL | NULL | Electrical Permit | NULL | NULL | Withdrawn | NULL | NULL
NULL | NULL | NULL | Electrical Permit | NULL | NULL | Draft | NULL | NULL
NULL | NULL | NULL | Sprinkler Permit | Commercial | New | Draft | Commercial - The installation of a Sprinkler system to a new School Description from BP: Eric Hamber Secondary School To construct a new school to replace the existing, consisting of; - 4 storeys, first 3 storeys are for school, 4th storey is a child care facility which will support more than 8 children under 30 months of age and toddlers. - the school will support 1,700 students, - achieve LEED Gold certification, - surface parking is provided east of the new school. - existing school will remain operational during construction, and - serve as a swing school for other seismic school projects; to be later be demolished. This permit has been reviewed under the 2019 Vancouver Building By-law (#12511). Reviewed during the 2020 pandemic crisis. STAGED CONSTRUCTION Stage 1 - Full Structure (in review) | Westech Fire Protection Systems Ltd
NULL | NULL | NULL | Electrical Permit | Commercial | NULL | Draft | Annual / Operating - adadada | Ino-Tek Electric Ltd.
NULL | NULL | NULL | Electrical Permit | Commercial | New | Draft | Installation / Repair - Commercial - 24 insuite Thermostats for HVAC system (tow tension only- 6 units) | NULL
NULL | NULL | NULL | Gas Permit | NULL | NULL | Draft | NULL | Thomson Industries Ltd
NULL | NULL | NULL | Electrical Permit | Commercial | NULL | Draft | Annual / Operating - Annual operating permit to make sure building remains compliant with Vancouver bylaws. | Ino-Tek Electric Ltd.
NULL | NULL | NULL | Electrical Permit | NULL | NULL | Draft | NULL | NULL
NULL | NULL | NULL | Electrical Permit | Commercial | NULL | Draft | Annual / Operating | NULL
NULL | NULL | NULL | Plumbing Permit | NULL | NULL | Withdrawn | NULL | NULL
NULL | NULL | NULL | Electrical Permit | Residential | New | Withdrawn | Interim - Residential - Temporary Construction Alarm System | NULL
NULL | NULL | NULL | Electrical Permit | Residential | New | Withdrawn | Installation / Repair - Residential - construction alarm system | NULL
NULL | NULL | NULL | Plumbing Permit | NULL | NULL | Draft | NULL | NULL
NULL | NULL | NULL | Gas Permit | NULL | NULL | Draft | NULL | NULL
NULL | NULL | NULL | Electrical Permit | Commercial | NULL | Withdrawn | Annual / Operating | NULL
NULL | NULL | NULL | Electrical Permit | NULL | NULL | Draft | NULL | NULL
NULL | NULL | NULL | Plumbing Permit | NULL | NULL | Draft | NULL | NULL
NULL | NULL | NULL | Electrical Permit | Commercial | Addition | Draft | Installation / Repair - Commercial - Rough-in and installation of sound masking speakers and equipment - 18/2 Speaker rough in for (58) speakers - 18/2 shielded rough in for (12) sensors / zones - Supply 120V power to (2) Controllers - Supply power to (1) power supplies - Suspend and seismic speakers from aircraft cable - Installation of speakers - Setup and commission system | TDR Electric Inc
NULL | NULL | NULL | Plumbing Permit | Commercial | Renovation - Dwelling Unit(s) only | Draft | Commercial - condo renovation - 2 bathrooms and a kitchen | Tidal Mechanical Ltd
NULL | NULL | NULL | Electrical Permit | NULL | NULL | Draft | NULL | NULL
NULL | NULL | NULL | Plumbing Permit | NULL | NULL | Withdrawn | NULL | NULL
NULL | NULL | NULL | Plumbing Permit | NULL | NULL | Withdrawn | NULL | Drips & Drains Plumbing and Heating Ltd
NULL | NULL | NULL | Plumbing Permit | NULL | NULL | Withdrawn | NULL | NULL
NULL | NULL | NULL | Gas Permit | Residential | New | Draft | Residential - fixture | East West Plumbing (2007) Ltd
NULL | NULL | NULL | Electrical Permit | Commercial | NULL | Draft | Annual / Operating | F & S Electrical Ltd
NULL | NULL | NULL | Plumbing Permit | NULL | NULL | Withdrawn | NULL | NULL
NULL | NULL | NULL | Electrical Permit | Commercial | Tenant Improvement | Draft | Installation / Repair - Commercial - cat 6A Communications cabling, fiber optic backbone and cat 3 analog backbone | Telecon Inc.
NULL | NULL | NULL | Electrical Permit | NULL | NULL | Draft | NULL | NULL
NULL | NULL | NULL | Plumbing Permit | NULL | NULL | Draft | NULL | NULL
NULL | NULL | NULL | Electrical Permit | NULL | NULL | Draft | NULL | NULL
NULL | NULL | NULL | Electrical Permit | NULL | NULL | Draft | NULL | NULL
NULL | NULL | NULL | Electrical Permit | NULL | NULL | Draft | NULL | NULL
NULL | NULL | NULL | Electrical Permit | Commercial | Tenant Improvement | Withdrawn | Installation / Repair - Commercial - Installation of security equipment and cabling | NULL
NULL | NULL | NULL | Electrical Permit | Residential | New | Draft | Installation / Repair - Residential - burglar alarm | NULL
NULL | NULL | NULL | Gas Permit | NULL | NULL | Draft | NULL | NULL
NULL | NULL | NULL | Electrical Permit | Commercial | Renovation | Draft | Installation / Repair - Commercial - New 208v 3 phase 2kw sump heater being wired -New breaker being installed in exiting panel for heater -Existing cooling tower fan contactor being replaced - 230v 3 phase 5hp 15A motor -New spray pump being wired using existing disconnect and contactor - 230v 3 phase 0.75hp 2.2 A. Also a new panel for the controls and wire an exiting 120v circuit into it | Bisco Electrical Contracting Ltd.
NULL | NULL | NULL | Electrical Permit | NULL | NULL | Draft | NULL | NULL
NULL | NULL | NULL | Electrical Permit | Commercial | NULL | Draft | Annual / Operating - Annual/Operating ANNUAL Valid: April 27, 2021 to April 26, 2022 Renewal for EP-2019-03777: Annual / Operating ASSEMBLY-EVENTS ** Amend 04/28/2021** This is not for the assembly this is for the main BC Stadium for the assembly please refer to EP-2021-03129 | United Power Ltd
NULL | NULL | NULL | Electrical Permit | NULL | NULL | Withdrawn | NULL | NULL
NULL | NULL | NULL | Electrical Permit | Commercial | NULL | Withdrawn | Annual / Operating - low voltage control wiring for hvac | NULL
NULL | NULL | NULL | Electrical Permit | Commercial | NULL | Draft | Annual / Operating | NULL
NULL | NULL | NULL | Plumbing Permit | Commercial | Tenant Improvement | Withdrawn | Commercial - Spa adding plumbing | NULL
NULL | NULL | NULL | Sprinkler Permit | NULL | NULL | Draft | NULL | NULL
NULL | NULL | NULL | Plumbing Permit | Residential | New | Draft | Residential - storm sump, draintile, rain water leaders, sanitary line to IC. | NULL
NULL | NULL | NULL | Plumbing Permit | NULL | NULL | Draft | NULL | NULL
NULL | NULL | NULL | Electrical Permit | NULL | NULL | Draft | NULL | NULL
NULL | NULL | NULL | Gas Permit | NULL | NULL | Withdrawn | NULL | NULL
NULL | NULL | NULL | Electrical Permit | Residential | New | Draft | Installation / Repair - Residential - Rough wiring and 200 amp service | ALPHA ONE ELECTRIC LTD
NULL | NULL | NULL | Sprinkler Permit | NULL | NULL | Draft | NULL | 0777792 BC Ltd
NULL | NULL | NULL | Electrical Permit | NULL | NULL | Withdrawn | NULL | NULL
NULL | NULL | NULL | Electrical Permit | NULL | NULL | Draft | NULL | NULL
NULL | NULL | NULL | Electrical Permit | NULL | NULL | Withdrawn | NULL | NULL
NULL | NULL | NULL | Electrical Permit | NULL | NULL | Draft | NULL | NULL
NULL | NULL | NULL | Electrical Permit | NULL | NULL | Draft | NULL | NULL
NULL | NULL | NULL | Electrical Permit | NULL | NULL | Draft | NULL | NULL
NULL | NULL | NULL | Gas Permit | Residential | Renovation | Draft | Residential - Replace Hot water tank with tankless system | NULL
EP-2022-03620 | NULL | NULL | Electrical Permit | Commercial | New | Cancelled | Installation / Repair - Commercial - Installation of 600volt 600 amp Film Kiosk 3.. | City of Vancouver
NULL | NULL | NULL | Electrical Permit | Commercial | Renovation | Draft | Installation / Repair - Commercial - Installation of new 347/600 volt underground service with transformers to re-connect existing services. This work is part of BC Hydro “H” frame elimination project in Gastown area. >BP: Interior alterations to construct a new electrical room in the basement of this existing SRA with a neighborhood public house on the ground floor for the BC Hydro "H" frame elimination project. Energy Upgrade exempted: H-Frame Removal Project OK for Field Review per K Vogt November 23, 2021 | Advanco Electric Ltd
NULL | NULL | NULL | Gas Permit | NULL | NULL | Draft | NULL | NULL
NULL | NULL | NULL | Plumbing Permit | NULL | NULL | Draft | NULL | NULL
NULL | NULL | NULL | Plumbing Permit | NULL | NULL | Draft | NULL | NULL
NULL | NULL | NULL | Plumbing Permit | NULL | NULL | Draft | NULL | NULL
NULL | NULL | NULL | Electrical Permit | Commercial | Addition | Draft | Installation / Repair - Commercial - Electrical - Rough-in and installation of sound masking speakers and equipment - 18/2 Speaker rough in for (58) speakers - 18/2 shielded rough in for (12) sensors / zones - Supply 120V power to (2) Controllers - Supply power to (1) power supplies - Suspend and seismic speakers from aircraft cable - Installation of speakers - Setup and commission system | TDR Electric Inc
NULL | NULL | NULL | Electrical Permit | Residential | Tenant Improvement | Draft | Installation / Repair - Residential - install power for 15 amp AC unit | Tim Baker
EP-2022-03619 | 2022-05-04 | NULL | Electrical Permit | Commercial | New | Completed | Installation / Repair - Commercial - Installation of one 600 volt 400 amp switch gear 1 and film kiosk 1 and 2 . **Amend 05/12/2022** This permit should be under street lighting not special events ** Amend 06/15/2022** Requires new Service box **Amend 06/21/2022** The Address is In front of 811 Carrall St. on the street at Carrall and Pacific. | City of Vancouver
NULL | NULL | NULL | Plumbing Permit | Residential | New | Draft | Residential - Sanitary connection for new Laneway home | NULL
NULL | NULL | NULL | Electrical Permit | Commercial | Renovation | Draft | Installation / Repair - Commercial - Main LV breaker retrofit and Unit sub maintenance | NULL
NULL | NULL | NULL | Plumbing Permit | Residential | New | Draft | Residential | NULL
NULL | NULL | NULL | Plumbing Permit | Commercial | Renovation | Draft | Commercial - Installing dishwasher | NULL
EP-2022-03614 | NULL | NULL | Electrical Permit | Commercial | New | Cancelled | Installation / Repair - Commercial - Installation of Switch Gear 2 400 amp 600v and Film Kiosk 4 and 5. | City of Vancouver
NULL | NULL | NULL | Plumbing Permit | NULL | NULL | Draft | NULL | NULL
NULL | NULL | NULL | Electrical Permit | Commercial | NULL | Draft | Annual / Operating | NULL
NULL | NULL | NULL | Plumbing Permit | Commercial | Renovation | Draft | Commercial - Dishwasher installation | Avion Mechanical Ltd
NULL | NULL | NULL | Plumbing Permit | Commercial | Renovation | Draft | Commercial - Re and re all fixtures and turn one shower into a double shower. | NULL
NULL | NULL | NULL | Electrical Permit | Commercial | Renovation | Draft | Installation / Repair - Commercial - Networking installation | NULL
NULL | NULL | NULL | Gas Permit | Residential | Renovation - Dwelling Unit(s) only | Withdrawn | Residential - Re and re of a Gas Range | NULL
NULL | NULL | NULL | Electrical Permit | NULL | NULL | Draft | NULL | NULL
NULL | NULL | NULL | Electrical Permit | NULL | NULL | Withdrawn | NULL | NULL
NULL | NULL | NULL | Gas Permit | NULL | NULL | Withdrawn | NULL | NULL
NULL | NULL | NULL | Electrical Permit | NULL | NULL | Withdrawn | NULL | NULL
NULL | NULL | NULL | Plumbing Permit | NULL | NULL | Draft | NULL | NULL
NULL | NULL | NULL | Plumbing Permit | NULL | NULL | Draft | NULL | NULL
NULL | NULL | NULL | Plumbing Permit | NULL | NULL | Draft | NULL | NULL
NULL | NULL | NULL | Electrical Permit | Commercial | Renovation | Withdrawn | Installation / Repair - Commercial - Additional circuit for AC unit located within the ground floor, NW Corner and adjacent parkade. This installation is an addition to a TELUS cellular site. This AC unit was allowed for in the original build load calculation. Attached is a letter from the engineer to the electrical inspector with the load summary. | HighAngle Electrical Inc
NULL | NULL | NULL | Gas Permit | NULL | NULL | Draft | NULL | NULL
NULL | NULL | NULL | Plumbing Permit | Residential | New | Draft | Residential - This project already passed plumbing underground piping & Radiant Heat done . We start this project on waterline | NULL
NULL | NULL | NULL | Plumbing Permit | NULL | NULL | Withdrawn | NULL | Elite Sprinkler Systems Ltd
NULL | NULL | NULL | Gas Permit | NULL | NULL | Draft | NULL | NULL
EP-2022-03583 | 2022-05-06 | NULL | Electrical Permit | Commercial | New | Completed | Installation / Repair - Commercial - Shaw cable power supply install outside on BC Hydro pole # 2675964 in front of premises. 1338 MATTHEWS AVENUE | Harbourview Electric Ltd
NULL | NULL | NULL | Electrical Permit | Commercial | NULL | Draft | Annual / Operating | NULL
NULL | NULL | NULL | Electrical Permit | NULL | NULL | Draft | NULL | NULL
NULL | NULL | NULL | Plumbing Permit | NULL | NULL | Draft | NULL | NULL
NULL | NULL | NULL | Electrical Permit | NULL | NULL | Draft | NULL | NULL
NULL | NULL | NULL | Gas Permit | NULL | NULL | Draft | NULL | NULL
NULL | NULL | NULL | Electrical Permit | NULL | NULL | Draft | NULL | NULL
NULL | NULL | NULL | Gas Permit | Residential | New | Draft | Residential - Venting and hook up only for fireplace | NULL
NULL | NULL | NULL | Electrical Permit | NULL | NULL | Draft | NULL | NULL
NULL | NULL | NULL | Electrical Permit | NULL | NULL | Withdrawn | NULL | NULL
NULL | NULL | NULL | Electrical Permit | NULL | NULL | Withdrawn | NULL | NULL
NULL | NULL | NULL | Gas Permit | NULL | NULL | Draft | NULL | Reid Brothers Plumbing & Heating Ltd
NULL | NULL | NULL | Plumbing Permit | Commercial | Addition | Draft | Commercial - Install new shower base and install new ice maker | NULL
NULL | NULL | NULL | Gas Permit | Residential | Tenant Improvement | Withdrawn | Residential - Boiler replacement | Wah Fai Plumbing & Heating Inc
NULL | NULL | NULL | Electrical Permit | NULL | NULL | Draft | NULL | NULL
NULL | NULL | NULL | Electrical Permit | NULL | NULL | Withdrawn | NULL | NULL
NULL | NULL | NULL | Electrical Permit | NULL | NULL | Draft | NULL | NULL
NULL | NULL | NULL | Electrical Permit | NULL | NULL | Draft | NULL | NULL
NULL | NULL | NULL | Plumbing Permit | Residential | New | Draft | Residential - Plumbing and heating work | NULL
NULL | NULL | NULL | Gas Permit | NULL | NULL | Withdrawn | NULL | NULL
NULL | NULL | NULL | Electrical Permit | NULL | NULL | Withdrawn | NULL | NULL
NULL | NULL | NULL | Electrical Permit | NULL | NULL | Withdrawn | NULL | NULL
NULL | NULL | NULL | Electrical Permit | Commercial | Addition | Withdrawn | Installation / Repair - Commercial - Running wire from Kiosk to customer supplied 2x 60Kw DCFC and 1x level 2 electric vehicle chargers. DCFC's are fed with #1 awg Copper rw90 to 90A Breaker each Level 2 is fed with #8 wire with #8 bond wire to a 40A Breaker Wire pulled into existing 53mm PVC 15A Breaker to Communication device mounted on Kiosk | Trudel, Daniel, DBA: Electrum Charging Solutions Inc.
NULL | NULL | NULL | Electrical Permit | Commercial | NULL | Withdrawn | Annual / Operating | NULL
NULL | NULL | NULL | Electrical Permit | Commercial | Renovation | Withdrawn | Installation / Repair - Commercial - We are replacing 3 water cooled A/C units inside the UBC Hospital kitchen area with 3 outdoor Condensing Units to run two existing walk-in coolers and a walk-in freezer | NULL
NULL | NULL | NULL | Plumbing Permit | NULL | NULL | Draft | NULL | NULL
NULL | NULL | NULL | Gas Permit | Residential | Renovation | Withdrawn | Residential - New Furnace Replacement | NULL
NULL | NULL | NULL | Gas Permit | NULL | NULL | Draft | NULL | NULL
NULL | NULL | NULL | Electrical Permit | NULL | NULL | Withdrawn | NULL | NULL
EP-2022-03696 | 2022-05-16 | NULL | Electrical Permit | Commercial | Addition | Completed | Installation / Repair - Commercial - 2x 60kw (62.5 kVA) DCFC's and a Level 2 (6.25 kVA) EV Charging stations (customer supplied). DCFC's fed with 4C #1 Awg RW90 copper wires with bond Level 2 fed with 2C #6 with a bond Each charger has a 53mm PVC conduit fed back to Kiosk Outside street, Curbside installation at Richard street (Smithe and Richard Project) in front of Vancouver City Park | Trudel, Daniel, DBA: Electrum Charging Solutions Inc.
NULL | NULL | NULL | Electrical Permit | Commercial | Renovation | Draft | Installation / Repair - Commercial - Upgrade canopy lights to LED | NULL
NULL | NULL | NULL | Electrical Permit | Commercial | New | Draft | Temporary Power - Commercial - To provide temporary power. | O J ELECTRIC LTD
NULL | NULL | NULL | Plumbing Permit | Residential | New | Draft | Residential - New rough in and water line for laneway house | NULL
NULL | NULL | NULL | Electrical Permit | Commercial | New | Draft | Temporary Power - Commercial - To provide temporary power. | O J ELECTRIC LTD
NULL | NULL | NULL | Electrical Permit | Commercial | New | Draft | Temporary Power - Commercial - To provide temporary power. | O J ELECTRIC LTD
NULL | NULL | NULL | Electrical Permit | NULL | NULL | Draft | NULL | NULL
NULL | NULL | NULL | Electrical Permit | Commercial | New | Draft | Temporary Power - Commercial - To provide temporary power. | O J ELECTRIC LTD
NULL | NULL | NULL | Sprinkler Permit | NULL | NULL | Draft | NULL | NULL
NULL | NULL | NULL | Electrical Permit | Commercial | NULL | Draft | Annual / Operating | NULL
NULL | NULL | NULL | Electrical Permit | NULL | NULL | Draft | NULL | NULL
NULL | NULL | NULL | Electrical Permit | NULL | NULL | Draft | NULL | NULL
NULL | NULL | NULL | Plumbing Permit | Residential | New | Draft | Residential - Sump, storm, and sanitary connection | NULL
NULL | NULL | NULL | Electrical Permit | NULL | NULL | Draft | NULL | NULL
NULL | NULL | NULL | Electrical Permit | Residential | Renovation | Draft | Installation / Repair - Residential - Relocating switches plugs and lights | Megatech Trades Corp
NULL | NULL | NULL | Electrical Permit | Commercial | New | Draft | Temporary Power - Commercial - To provide temporary power. | Ozz Electric BC Inc
NULL | NULL | NULL | Electrical Permit | Commercial | New | Draft | Temporary Power - Commercial - To provide temporary power. | Ozz Electric BC Inc
NULL | NULL | NULL | Sprinkler Permit | NULL | NULL | Draft | NULL | Priority Fire Systems Ltd
NULL | NULL | NULL | Plumbing Permit | Residential | New | Draft | Residential - One outside sump | NULL
NULL | NULL | NULL | Electrical Permit | Residential | Renovation | Draft | Installation / Repair - Residential - Install some plugs | NULL
NULL | NULL | NULL | Plumbing Permit | Residential | New | Draft | Residential - SUMP WITHOUT PUMP | NULL
NULL | NULL | NULL | Electrical Permit | Commercial | NULL | Withdrawn | Annual / Operating - zz | NULL
NULL | NULL | NULL | Plumbing Permit | NULL | NULL | Draft | NULL | NULL
NULL | NULL | NULL | Electrical Permit | NULL | NULL | Withdrawn | NULL | NULL
NULL | NULL | NULL | Electrical Permit | Commercial | Tenant Improvement | Withdrawn | Installation / Repair - Commercial - Relocate base building fire alarm devices into ceiling due to tenant improvement. | NULL
NULL | NULL | NULL | Plumbing Permit | NULL | NULL | Draft | NULL | NULL
NULL | NULL | NULL | Gas Permit | NULL | NULL | Draft | NULL | NULL
NULL | NULL | NULL | Sprinkler Permit | Residential | New | Withdrawn | Residential - install sprinkler system in SFD | NULL
NULL | NULL | NULL | Sprinkler Permit | NULL | NULL | Withdrawn | NULL | NULL
NULL | NULL | NULL | Electrical Permit | NULL | NULL | Withdrawn | NULL | NULL
NULL | NULL | NULL | Sprinkler Permit | NULL | NULL | Draft | NULL | NULL
NULL | NULL | NULL | Electrical Permit | Commercial | NULL | Withdrawn | Movie Set / Filming - To allow for Movie Set/Filming Applicant shall provide completed Contractor Declaration form, and dates of filming and associated location(s) to csinspection.clerks@vancouver.ca prior to the commencement of filming. Visit vancouver.ca/inspections for more details. | NULL
NULL | NULL | NULL | Electrical Permit | Commercial | NULL | Draft | Annual / Operating | NULL
NULL | NULL | NULL | Electrical Permit | Commercial | New | Draft | Installation / Repair - Commercial - Install 15 amp 120 volt pole service for Telus Microcell BC107062 | NULL
NULL | NULL | NULL | Plumbing Permit | Residential | Renovation | Withdrawn | Residential - two bathroom renovation's and repiping of the two bathroom, one kitchen, one laundry and one hot water tank | NULL
EP-2022-03697 | 2022-05-06 | NULL | Electrical Permit | Commercial | New | Completed | Installation / Repair - Commercial - Install 15 amp 120 volt pole service for Telus Microcell BC 107453 Power pole near 400 W Broadway | CENTRAL ISLAND COMMUNICATIONS LTD
EP-2022-03698 | 2022-05-06 | NULL | Electrical Permit | Commercial | New | Expired | Installation / Repair - Commercial - Install 15 amp 120 volt pole service for Telus Microcell BC107461 Power pole near 2333 Ontario Street | CENTRAL ISLAND COMMUNICATIONS LTD
EP-2022-03699 | 2022-05-06 | NULL | Electrical Permit | Commercial | New | Completed | Installation / Repair - Commercial - Install 15 amp 120 volt pole service for Telus Microcell BC107463 Power pole near 2520 Ontario Street | CENTRAL ISLAND COMMUNICATIONS LTD
NULL | NULL | NULL | Electrical Permit | NULL | New | Withdrawn | Installation / Repair - - The following wires will be installed : Power cable from the breaker panel to the above control panel (15 amp breaker, single - phase, TECK 90 cable) •Multi conductor instrumentation cable from the above control panel to the plant PLC panel (Armoured Instrumentation cable) •Ethernet cable from the above control panel to the server rack (Armoured Ethernet Cable) | NULL
EP-2022-03700 | 2022-05-06 | NULL | Electrical Permit | Commercial | New | Completed | Installation / Repair - Commercial - Install 15 amp 120 volt pole service for Telus Microcell BC107467 Power pole near 2638 Quebec Street | CENTRAL ISLAND COMMUNICATIONS LTD
NULL | NULL | NULL | Electrical Permit | Residential | New | Draft | Installation / Repair - Residential - Prewire and finish tv and data jacks, security alarm, and doorbell | NULL
NULL | NULL | NULL | Plumbing Permit | Residential | Renovation | Withdrawn | Residential - Renovation of two bathrooms. Installation of new pex water distribution piping for two bathroom's, one kitchen, one laundry and one hot water tank. | NULL
NULL | NULL | NULL | Electrical Permit | Commercial | New | Draft | Installation / Repair - Commercial - Install 15 amp 120 volt pole service for Telus Microcell BC107468 | NULL
EP-2022-03701 | 2022-05-06 | NULL | Electrical Permit | Commercial | New | Completed | Installation / Repair - Commercial - Install 15 amp 120 volt pole service for Telus Microcell BC107491 Power pole near 2622 Clark Drive | CENTRAL ISLAND COMMUNICATIONS LTD
EP-2022-03702 | 2022-05-06 | NULL | Electrical Permit | Commercial | New | Completed | Installation / Repair - Commercial - Install 15 amp 120 volt pole service for Telus Microcell BC107492 Power pole near 2616 Clark Drive | CENTRAL ISLAND COMMUNICATIONS LTD
EP-2022-03703 | 2022-05-06 | NULL | Electrical Permit | Commercial | New | Completed | Installation / Repair - Commercial - 750 W Broadway Install 15 amp 120 volt pole service for Telus Microcell BC107440 | CENTRAL ISLAND COMMUNICATIONS LTD
EP-2022-03704 | 2022-05-06 | NULL | Electrical Permit | Commercial | New | Completed | Installation / Repair - Commercial - Install 15 amp 120 volt pole service for Telus Microcell BC107441 Power pole near 1285 W Broadway | CENTRAL ISLAND COMMUNICATIONS LTD
EP-2022-03705 | 2022-05-06 | NULL | Electrical Permit | Commercial | New | Completed | Installation / Repair - Commercial - Install 15 amp 120 volt pole service for Telus Microcell BC107444 Power pole near 990 W 12th Avenue | CENTRAL ISLAND COMMUNICATIONS LTD
EP-2022-03706 | 2022-05-06 | NULL | Electrical Permit | Commercial | New | Completed | Installation / Repair - Commercial - Install 15 amp 120 volt pole service for Telus Microcell BC107445 Power pole near 2880 Oak Street | CENTRAL ISLAND COMMUNICATIONS LTD
EP-2022-03707 | 2022-05-06 | NULL | Electrical Permit | Commercial | New | Completed | Installation / Repair - Commercial - Install 15 amp 120 volt pole service for Telus Microcell BC107497 Power pole near 2590 E. Hastings Street | CENTRAL ISLAND COMMUNICATIONS LTD
NULL | NULL | NULL | Electrical Permit | NULL | NULL | Draft | NULL | NULL
EP-2022-03708 | 2022-05-09 | NULL | Electrical Permit | Commercial | New | Completed | Installation / Repair - Commercial - Install 15 amp 120 volt pole service for Telus Microcell BC107062 Power pole near 602 W Broadway | CENTRAL ISLAND COMMUNICATIONS LTD
EP-2022-03709 | 2022-05-09 | NULL | Electrical Permit | Commercial | New | Completed | Installation / Repair - Commercial - 2621 Quebec Street Install 15 amp 120 volt pole service for Telus Microcell BC107468 | CENTRAL ISLAND COMMUNICATIONS LTD
EP-2022-03710 | 2022-05-09 | NULL | Electrical Permit | Commercial | New | Expired | Installation / Repair - Commercial - Install 15 amp 120 volt pole service for Telus Microcell BC107498 Power pole near 2585 E. Hastings Street | CENTRAL ISLAND COMMUNICATIONS LTD
EP-2022-03711 | 2022-05-09 | NULL | Electrical Permit | Commercial | New | Completed | Installation / Repair - Commercial - Install 15 amp 120 volt pole service for Telus Microcell BC107509 Power pole near 2861 Triumph Street | CENTRAL ISLAND COMMUNICATIONS LTD
EP-2022-03712 | 2022-05-09 | NULL | Electrical Permit | Commercial | New | Completed | Installation / Repair - Commercial - Install 15 amp 120 volt pole service for Telus Microcell BC107510 Power pole near 2867 Franklin Street | CENTRAL ISLAND COMMUNICATIONS LTD
EP-2022-03713 | 2022-05-09 | NULL | Electrical Permit | Commercial | New | Completed | Installation / Repair - Commercial - Install 15 amp 120 volt pole service for Telus Microcell BC 107612 Power pole near 175 Renfrew Street | CENTRAL ISLAND COMMUNICATIONS LTD
NULL | NULL | NULL | Electrical Permit | Commercial | New | Draft | Installation / Repair - Commercial - Install 15 amp 120 volt pole service for Telus Microcell BC107498 | NULL
NULL | NULL | NULL | Plumbing Permit | Residential | Renovation | Withdrawn | Residential - two bathroom renovation and new water distribution piping for two bathrooms, one kitchen, one laundry and one hot water tank. | NULL
NULL | NULL | NULL | Plumbing Permit | Commercial | New | Draft | Commercial - underground | Enersolv Design & Build Ltd
NULL | NULL | NULL | Electrical Permit | NULL | NULL | Draft | NULL | NULL
NULL | NULL | NULL | Electrical Permit | NULL | NULL | Withdrawn | NULL | NULL
NULL | NULL | NULL | Electrical Permit | Commercial | NULL | Withdrawn | Movie Set / Filming - To allow for Movie Set/Filming Applicant shall provide completed Contractor Declaration form, and dates of filming and associated location(s) to csinspection.clerks@vancouver.ca prior to the commencement of filming. Visit vancouver.ca/inspections for more details. | NULL
NULL | NULL | NULL | Electrical Permit | Commercial | NULL | Withdrawn | Movie Set / Filming - To allow for Movie Set/Filming Applicant shall provide completed Contractor Declaration form, and dates of filming and associated location(s) to csinspection.clerks@vancouver.ca prior to the commencement of filming. Visit vancouver.ca/inspections for more details. | NULL
NULL | NULL | NULL | Electrical Permit | Commercial | New | Withdrawn | Installation / Repair - Commercial - Tel/Tv/Data rough in for all units, CCTV and access control rough in | SIGHTLINE TECHNOLOGY LTD.
NULL | NULL | NULL | Electrical Permit | NULL | NULL | Draft | NULL | NULL
NULL | NULL | NULL | Plumbing Permit | NULL | NULL | Draft | NULL | KC's Plumbing & Heating
NULL | NULL | NULL | Plumbing Permit | NULL | NULL | Draft | NULL | NULL
NULL | NULL | NULL | Electrical Permit | Commercial | NULL | Draft | Annual / Operating - Annual operating permit | NULL
NULL | NULL | NULL | Electrical Permit | NULL | NULL | Draft | NULL | NULL
NULL | NULL | NULL | Electrical Permit | Commercial | NULL | Draft | Annual / Operating | NULL
NULL | NULL | NULL | Electrical Permit | Commercial | NULL | Draft | Annual / Operating - Regular maintenance | NULL
NULL | NULL | NULL | Electrical Permit | NULL | Addition | Withdrawn | Installation / Repair - - test | Ainsworth Inc
NULL | NULL | NULL | Electrical Permit | NULL | NULL | Withdrawn | NULL | NULL
NULL | NULL | NULL | Plumbing Permit | Residential | New | Draft | Residential - BFD install | NULL
EP-2022-03726 | 2022-05-06 | NULL | Electrical Permit | Commercial | NULL | Expired | Movie Set / Filming - To allow for Movie Set/Filming Applicant shall provide completed Contractor Declaration form, and dates of filming and associated location(s) to csinspection.clerks@vancouver.ca prior to the commencement of filming. Visit vancouver.ca/inspections for more details. | Filmgroup.tv Ltd
NULL | NULL | NULL | Plumbing Permit | Residential | Renovation | Draft | Residential - Fixture replacement and carrier toilet | NULL
NULL | NULL | NULL | Plumbing Permit | NULL | NULL | Draft | NULL | NULL
NULL | NULL | NULL | Plumbing Permit | Residential | Tenant Improvement | Draft | Residential - Bathroom remodel that will include removing old bathtub and old shower tiles, repairing any drywall that is damaged underneath shower tiles that are removed, treating any mold, replacing with new tub, shower diverter, and shower tiles. | NULL
NULL | NULL | NULL | Electrical Permit | NULL | NULL | Draft | NULL | NULL
NULL | NULL | NULL | Sprinkler Permit | NULL | NULL | Draft | NULL | NULL
NULL | NULL | NULL | Plumbing Permit | NULL | NULL | Draft | NULL | Jewel Mini Excavating Ltd
NULL | NULL | NULL | Electrical Permit | NULL | NULL | Draft | NULL | NULL
NULL | NULL | NULL | Electrical Permit | NULL | NULL | Draft | NULL | NULL
NULL | NULL | NULL | Electrical Permit | NULL | NULL | Draft | NULL | NULL
NULL | NULL | NULL | Electrical Permit | Residential | New | Withdrawn | Installation / Repair - Residential - installation and connections of the Domestic Hot Water and Fire Protection heat trace | NULL
NULL | NULL | NULL | Electrical Permit | NULL | NULL | Draft | NULL | NULL
NULL | NULL | NULL | Electrical Permit | Residential | Renovation | Draft | Installation / Repair - Residential - Pot lights, relocation of plugs and wiring, install new light fixtures | NULL
EP-2022-03739 | 2022-05-09 | NULL | Electrical Permit | Commercial | New | Completed | Installation / Repair - Commercial - Install 15 amp 120 volt pole service for Telus Microcell BC107517 Power pole near 3573 E. Pender Street | CENTRAL ISLAND COMMUNICATIONS LTD
EP-2022-03740 | 2022-05-09 | NULL | Electrical Permit | Commercial | New | Completed | Installation / Repair - Commercial - Install 15 amp 120 volt pole service for Telus Microcell BC107518 Power pole near 550 Kootenay Street | CENTRAL ISLAND COMMUNICATIONS LTD
EP-2022-03741 | 2022-05-09 | NULL | Electrical Permit | Commercial | New | Completed | Installation / Repair - Commercial - Install 15 amp 120 volt pole service for Telus Microcell BC107521 Power pole near 3661 E. Pender Street | CENTRAL ISLAND COMMUNICATIONS LTD
EP-2022-03744 | 2022-05-09 | NULL | Electrical Permit | Commercial | New | Expired | Installation / Repair - Commercial - Install 15 amp 120 volt pole service for Telus Microcell BC107530 Power pole near 4507 E. Hastings Street | CENTRAL ISLAND COMMUNICATIONS LTD
EP-2022-03745 | 2022-05-09 | NULL | Electrical Permit | Commercial | New | Expired | Installation / Repair - Commercial - Install 15 amp 120 volt pole service for Telus Microcell BC107531 Power pole near 4450 E. Hastings Street | CENTRAL ISLAND COMMUNICATIONS LTD
EP-2022-03746 | 2022-05-09 | NULL | Electrical Permit | Commercial | New | Completed | Installation / Repair - Commercial - Install 15 amp 120 volt pole service for Telus Microcell BC107851 Power pole near 8616 Granville Street | CENTRAL ISLAND COMMUNICATIONS LTD
EP-2022-03747 | 2022-05-09 | NULL | Electrical Permit | Commercial | New | Expired | Installation / Repair - Commercial - Install 15 amp 120 volt pole service for Telus Microcell BC107852 Power pole near 8520 Granville Street | CENTRAL ISLAND COMMUNICATIONS LTD
EP-2022-03748 | 2022-05-09 | NULL | Electrical Permit | Commercial | New | Completed | Installation / Repair - Commercial - Install 15 amp 120 volt pole service for Telus Microcell BC107999 Power pole near 790 W. 59th Avenue | CENTRAL ISLAND COMMUNICATIONS LTD
EP-2022-03749 | 2022-05-09 | NULL | Electrical Permit | Commercial | New | Completed | Installation / Repair - Commercial - Install 15 amp 120 volt pole service for Telus Microcell BC108000 Power pole near 790 W. 59th Avenue | CENTRAL ISLAND COMMUNICATIONS LTD
EP-2022-03750 | 2022-05-09 | NULL | Electrical Permit | Commercial | New | Completed | Installation / Repair - Commercial - Install 15 amp 120 volt pole service for Telus Microcell BC108046 Power pole near 7779 Yukon Street | CENTRAL ISLAND COMMUNICATIONS LTD
EP-2022-03751 | 2022-05-09 | NULL | Electrical Permit | Commercial | New | Completed | Installation / Repair - Commercial - Install 15 amp 120 volt pole service for Telus Microcell BC108047 Power pole near 488 W. 62nd Avenue | CENTRAL ISLAND COMMUNICATIONS LTD
EP-2022-03742 | 2022-05-09 | NULL | Electrical Permit | Commercial | New | Completed | Installation / Repair - Commercial - Install 15 amp 120 volt pole service for Telus Microcell BC107522 Power pole near 550 Kootenay Street | CENTRAL ISLAND COMMUNICATIONS LTD
EP-2022-03743 | 2022-05-09 | NULL | Electrical Permit | Commercial | New | Completed | Installation / Repair - Commercial - Install 15 amp 120 volt pole service for Telus Microcell BC107523 Power pole near 3585 Graveley Street | CENTRAL ISLAND COMMUNICATIONS LTD
EP-2022-03752 | 2022-05-09 | NULL | Electrical Permit | Commercial | New | Completed | Installation / Repair - Commercial - Install 15 amp 120 volt pole service for Telus Microcell BC108176 Power pole near 8230 Fraser Street | CENTRAL ISLAND COMMUNICATIONS LTD
EP-2022-03753 | 2022-05-09 | NULL | Electrical Permit | Commercial | New | Completed | Installation / Repair - Commercial - Install 15 amp 120 volt pole service for Telus Microcell BC108177 Power pole near 688 SE Marine Drive | CENTRAL ISLAND COMMUNICATIONS LTD
EP-2022-03754 | 2022-05-09 | NULL | Electrical Permit | Commercial | New | Completed | Installation / Repair - Commercial - Install 15 amp 120 volt pole service for Telus Microcell BC108030 Power pole near 5740 Cambie Street | CENTRAL ISLAND COMMUNICATIONS LTD
EP-2022-03755 | 2022-05-09 | NULL | Electrical Permit | Commercial | New | Completed | Installation / Repair - Commercial - Install 15 amp 120 volt pole service for Telus Microcell BC108031 Power pole near 5740 Cambie Street | CENTRAL ISLAND COMMUNICATIONS LTD
NULL | NULL | NULL | Electrical Permit | NULL | NULL | Draft | NULL | NULL
NULL | NULL | NULL | Electrical Permit | NULL | NULL | Draft | NULL | NULL
NULL | NULL | NULL | Plumbing Permit | NULL | NULL | Withdrawn | NULL | NULL
NULL | NULL | NULL | Electrical Permit | Residential | New | Draft | Temporary Power - Residential - To provide temporary power. | NULL
NULL | NULL | NULL | Electrical Permit | Residential | Renovation | Withdrawn | Installation / Repair - Residential - -Service upgrade from 100Amps to 200Amps -Top floor renovation | NULL
NULL | NULL | NULL | Plumbing Permit | NULL | NULL | Draft | NULL | NULL
NULL | NULL | NULL | Sprinkler Permit | NULL | NULL | Draft | NULL | NULL
NULL | NULL | NULL | Electrical Permit | NULL | NULL | Draft | NULL | NULL
NULL | NULL | NULL | Sprinkler Permit | NULL | NULL | Draft | NULL | NULL
NULL | NULL | NULL | Sprinkler Permit | NULL | NULL | Draft | NULL | NULL
NULL | NULL | NULL | Plumbing Permit | Commercial | New | Withdrawn | Commercial - Installing fixtures | DAVIDSON BROS MECHANICAL CONTRACTORS
NULL | NULL | NULL | Electrical Permit | Residential | New | Draft | Temporary Power - Residential - To provide temporary power. | Dragon Electric Ltd
NULL | NULL | NULL | Electrical Permit | NULL | NULL | Draft | NULL | NULL
EP-2022-04373 | 2022-05-25 | NULL | Electrical Permit | Commercial | NULL | Expired | Movie Set / Filming - To allow for Movie Set/Filming Applicant shall provide completed Contractor Declaration form, and dates of filming and associated location(s) to csinspection.clerks@vancouver.ca prior to the commencement of filming. Visit vancouver.ca/inspections for more details. Amend: June 2, 2022 We have a 2nd location that we will be filming at within this the timeframe of this electrical permit. We will begin filming at the following address beginning June 7-June 13 and again June 21-June 24, 2022: Pacific National Exibition, 2901 E Hastings Street, Vancouver, BC, V5K 5J1 1122 W 26th Avenue, Vancouver | TK Watch Company Inc
NULL | NULL | NULL | Electrical Permit | NULL | NULL | Draft | NULL | NULL
NULL | NULL | NULL | Electrical Permit | Residential | New | Withdrawn | Temporary Power - Residential - To provide temporary power. | Arise Electrical Ltd
NULL | NULL | NULL | Gas Permit | NULL | NULL | Withdrawn | NULL | NULL
NULL | NULL | NULL | Electrical Permit | NULL | NULL | Draft | NULL | NULL
NULL | NULL | NULL | Electrical Permit | NULL | NULL | Draft | NULL | NULL
NULL | NULL | NULL | Electrical Permit | NULL | NULL | Draft | NULL | NULL
NULL | NULL | NULL | Electrical Permit | NULL | NULL | Draft | NULL | NULL
NULL | NULL | NULL | Electrical Permit | Commercial | NULL | Draft | Annual / Operating - Annual Permit EP-2021-02549: Expired (Annual / Operating) | Sasco Contractors Ltd
NULL | NULL | NULL | Electrical Permit | NULL | NULL | Draft | NULL | NULL
NULL | NULL | NULL | Electrical Permit | NULL | NULL | Draft | NULL | NULL
NULL | NULL | NULL | Gas Permit | NULL | NULL | Draft | NULL | NULL
NULL | NULL | NULL | Plumbing Permit | Commercial | Renovation - Dwelling Unit(s) only | Draft | Commercial - Dishwasher install > new installation ( no existing dishwasher) - new cabinets and new flooring - no drywall removal | Avion Mechanical Ltd
NULL | NULL | NULL | Sprinkler Permit | NULL | NULL | Withdrawn | NULL | NULL
NULL | NULL | NULL | Electrical Permit | Commercial | NULL | Withdrawn | Movie Set / Filming - To allow for Movie Set/Filming Applicant shall provide completed Contractor Declaration form, and dates of filming and associated location(s) to csinspection.clerks@vancouver.ca prior to the commencement of filming. Visit vancouver.ca/inspections for more details. | NULL
EP-2022-03800 | 2022-05-11 | NULL | Electrical Permit | Commercial | NULL | Expired | Movie Set / Filming - To allow for Movie Set/Filming Applicant shall provide completed Contractor Declaration form, and dates of filming and associated location(s) to csinspection.clerks@vancouver.ca prior to the commencement of filming. Visit vancouver.ca/inspections for more details. If work on this site could lead to ground disturbance (impacting soil) advise applicant to contact the Provincial Archaeology Branch at 250-953-3334 for a list of archaeological consultants, who when retained by the proponent, will apply on the proponent’s behalf for the necessary archaeological permits. In addition, please be advised that reports from an Archaeologist (Archaeological Overview Assessment (AOA) or Archaeological Impact Assessment (AIA) reports) and archaeological/heritage inspection permits from the First Nations may be necessary prior to the release of your City of Vancouver permits. | Cold Copy BC Inc
NULL | NULL | NULL | Plumbing Permit | NULL | NULL | Draft | NULL | NULL
NULL | NULL | NULL | Electrical Permit | NULL | NULL | Draft | NULL | NULL
NULL | NULL | NULL | Gas Permit | Residential | New | Draft | Residential - gas piping for two cooktop | M & P Plumbing & Heating Ltd
NULL | NULL | NULL | Electrical Permit | Commercial | Tenant Improvement | Withdrawn | Installation / Repair - Commercial - Tenant's Improvement for installation of new track lighting, washer and dryer receptacles, emergency and exit lighting, bath fans. >BP: 6081 West Boulevard Interior alterations and change of use from retail to beauty salon in this mixed use commercial residential building. Tenant: Yung Feng (Markus J Hair Salon) Schedule A & Schedule B - Architectural - Paul Chiu - 604.687.2334 (105) Schedule B - Electrical - K.S. (Gary) Jatana - 604.210.0021 Schedule B - Mechanical/Plumbing - Nehal H Patel 604.210.0021 Energy - E2 - Lighting - Upgrade to Local Control, Restricted to Manual ON, Partial Auto. ON (per 9.4.1.1.(a)(b)(c) of ASHRAE 90.1-2016) | Platinum Mechanical Systems Ltd
NULL | NULL | NULL | Electrical Permit | Residential | New | Draft | Temporary Power - Residential - To provide temporary power. | NULL
NULL | NULL | NULL | Electrical Permit | NULL | NULL | Draft | NULL | NULL
NULL | NULL | NULL | Gas Permit | Commercial | Tenant Improvement | Draft | Commercial - Replacement of water heater. | NULL
NULL | NULL | NULL | Electrical Permit | Residential | New | Draft | Temporary Power - Residential - To provide temporary power. | NULL
NULL | NULL | NULL | Gas Permit | Residential | New | Draft | Residential - To install 2 boiler 3 range 2 bbq dryer There is piping for 1 range 2 bbq 1 dryer | JOT MECHANICAL LTD
NULL | NULL | NULL | Electrical Permit | Residential | New | Draft | Temporary Power - Residential - To provide temporary power. | NULL
NULL | NULL | NULL | Gas Permit | NULL | NULL | Draft | NULL | FAST ROUTE PLUMBING & REFRIGERATION MECHANICAL LTD
NULL | NULL | NULL | Plumbing Permit | NULL | NULL | Draft | NULL | FAST ROUTE PLUMBING & REFRIGERATION MECHANICAL LTD
NULL | NULL | NULL | Electrical Permit | Residential | New | Draft | Temporary Power - Residential - To provide temporary power. | NULL
NULL | NULL | NULL | Electrical Permit | Commercial | NULL | Withdrawn | Annual / Operating | NULL
NULL | NULL | NULL | Electrical Permit | Residential | Renovation | Draft | Installation / Repair - Residential - We will be installing a new heat pump system for the house DUCANE 2T OMNI H/P 208-230/1 4HP16L24P-ALD is the model number the hspf is 10 we have an mca of 25 amps | NULL
NULL | NULL | NULL | Electrical Permit | NULL | NULL | Draft | NULL | NULL
NULL | NULL | NULL | Gas Permit | NULL | NULL | Draft | NULL | NULL
NULL | NULL | NULL | Electrical Permit | Residential | Renovation - Dwelling Unit(s) only | Draft | Installation / Repair - Residential - replace 10 fuse panels with breaker panels | NULL
NULL | NULL | NULL | Sprinkler Permit | NULL | NULL | Draft | NULL | NULL
NULL | NULL | NULL | Electrical Permit | NULL | NULL | Withdrawn | NULL | NULL
NULL | NULL | NULL | Electrical Permit | NULL | NULL | Withdrawn | NULL | NULL
NULL | NULL | NULL | Gas Permit | NULL | NULL | Withdrawn | NULL | NULL
NULL | NULL | NULL | Plumbing Permit | Commercial | Addition | Draft | Commercial - Install a new grease trap | Roto-Rooter Services Co
NULL | NULL | NULL | Electrical Permit | NULL | NULL | Draft | NULL | NULL
NULL | NULL | NULL | Electrical Permit | NULL | NULL | Draft | NULL | NULL
NULL | NULL | NULL | Electrical Permit | Commercial | New | Draft | Temporary Power - Commercial - To provide temporary power. | 0777792 BC Ltd
NULL | NULL | NULL | Plumbing Permit | NULL | NULL | Draft | NULL | NULL
NULL | NULL | NULL | Electrical Permit | NULL | NULL | Withdrawn | NULL | NULL
NULL | NULL | NULL | Electrical Permit | NULL | NULL | Withdrawn | NULL | NULL
NULL | NULL | NULL | Electrical Permit | Commercial | New | Draft | Temporary Power - Commercial - To provide temporary power. **Amendment Jan 25, 2022** Temporary Power to be Disconnected and Re-Connected so that Temp Power Shack can be relocated. | ACE ELECTRIC LTD.
NULL | NULL | NULL | Gas Permit | NULL | NULL | Draft | NULL | Reid Brothers Plumbing & Heating Ltd
NULL | NULL | NULL | Electrical Permit | Commercial | NULL | Withdrawn | Movie Set / Filming - To allow for Movie Set/Filming Applicant shall provide completed Contractor Declaration form, and dates of filming and associated location(s) to csinspection.clerks@vancouver.ca prior to the commencement of filming. Visit vancouver.ca/inspections for more details. | Kiddo Films Inc
NULL | NULL | NULL | Sprinkler Permit | NULL | NULL | Withdrawn | NULL | NULL
NULL | NULL | NULL | Plumbing Permit | NULL | NULL | Draft | NULL | NULL
NULL | NULL | NULL | Electrical Permit | NULL | NULL | Withdrawn | NULL | NULL
NULL | NULL | NULL | Electrical Permit | Commercial | NULL | Draft | Annual / Operating | NULL
NULL | NULL | NULL | Electrical Permit | Commercial | NULL | Draft | Annual / Operating | NULL
EP-2022-03858 | 2022-05-11 | NULL | Electrical Permit | Commercial | New | Completed | Installation / Repair - Commercial - Install 15 amp 120 volt pole service for Telus Microcell BC108215 Power pole near 1420 E. 57th Avenue | CENTRAL ISLAND COMMUNICATIONS LTD
EP-2022-03859 | 2022-05-11 | NULL | Electrical Permit | Commercial | New | Completed | Installation / Repair - Commercial - Install 15 amp 120 volt pole service for Telus Microcell BC108216 Power pole near E. 57th Avenue | CENTRAL ISLAND COMMUNICATIONS LTD
EP-2022-03860 | 2022-05-11 | NULL | Electrical Permit | Commercial | New | Completed | Installation / Repair - Commercial - Install 15 amp 120 volt pole service for Telus Microcell BC108228 Power pole near 2021 E. 41st Avenue | CENTRAL ISLAND COMMUNICATIONS LTD
EP-2022-03861 | 2022-05-11 | NULL | Electrical Permit | Commercial | New | Completed | Installation / Repair - Commercial - Install 15 amp 120 volt pole service for Telus Microcell BC108229 Power pole near 2027 E. 42nd Avenue | CENTRAL ISLAND COMMUNICATIONS LTD
EP-2022-03862 | 2022-05-11 | NULL | Electrical Permit | Commercial | New | Completed | Installation / Repair - Commercial - Install 15 amp 120 volt pole service for Telus Microcell BC108238 Power pole near 2028 E. 49th Avenue | CENTRAL ISLAND COMMUNICATIONS LTD
EP-2022-03863 | 2022-05-11 | NULL | Electrical Permit | Commercial | New | Completed | Installation / Repair - Commercial - Install 15 amp 120 volt pole service for Telus Microcell BC108239 Power pole near 2027 E. 50th Avenue | CENTRAL ISLAND COMMUNICATIONS LTD
EP-2022-03864 | 2022-05-11 | NULL | Electrical Permit | Commercial | New | Completed | Installation / Repair - Commercial - Install 15 amp 120 volt pole service for Telus Microcell BC108241 Power pole near 2033 E. 54th Avenue | CENTRAL ISLAND COMMUNICATIONS LTD
EP-2022-03869 | 2022-05-11 | NULL | Electrical Permit | Commercial | New | Completed | Installation / Repair - Commercial - Install 15 amp 120 volt pole service for Telus Microcell BC108333 Power pole near 5151 Ann Street | CENTRAL ISLAND COMMUNICATIONS LTD
EP-2022-03870 | 2022-05-11 | NULL | Electrical Permit | Commercial | New | Completed | Installation / Repair - Commercial - Install 15 amp 120 volt pole service for Telus Microcell BC108334 Power pole near 5121 Ann Street | CENTRAL ISLAND COMMUNICATIONS LTD
EP-2022-03871 | 2022-05-11 | NULL | Electrical Permit | Commercial | New | Completed | Installation / Repair - Commercial - Install 15 amp 120 volt pole service for Telus Microcell BC108247 Power pole near 2455 E. Broadway | CENTRAL ISLAND COMMUNICATIONS LTD
EP-2022-03872 | 2022-05-11 | NULL | Electrical Permit | Commercial | New | Completed | Installation / Repair - Commercial - Install 15 amp 120 volt pole service for Telus Microcell BC108310 Power pole near 3387 E. 2nd Avenue | CENTRAL ISLAND COMMUNICATIONS LTD
EP-2022-03873 | 2022-05-11 | NULL | Electrical Permit | Commercial | New | Completed | Installation / Repair - Commercial - Install 15 amp 120 volt pole service for Telus Microcell BC108312 Power pole near 3311 E. Broadway | CENTRAL ISLAND COMMUNICATIONS LTD
EP-2022-03874 | 2022-05-11 | NULL | Electrical Permit | Commercial | New | Expired | Installation / Repair - Commercial - Install 15 amp 120 volt pole service for Telus Microcell Power pole near 2811 Grandview Highway | CENTRAL ISLAND COMMUNICATIONS LTD
EP-2022-03875 | 2022-05-11 | NULL | Electrical Permit | Commercial | New | Completed | Installation / Repair - Commercial - Install 15 amp 120 volt pole service for Telus Microcell BC108279 Power pole near 2551 Renfrew Street | CENTRAL ISLAND COMMUNICATIONS LTD
EP-2022-03876 | 2022-05-11 | NULL | Electrical Permit | Commercial | New | Completed | Installation / Repair - Commercial - Install 15 amp 120 volt pole service for Telus Microcell BC108280 Power pole near 2863 E. 10th Avenue | CENTRAL ISLAND COMMUNICATIONS LTD
EP-2022-03877 | 2022-05-11 | NULL | Electrical Permit | Commercial | New | Completed | Installation / Repair - Commercial - Install 15 amp 120 volt pole service for Telus Microcell BC108318 Power pole near 3458 Grandview Highway | CENTRAL ISLAND COMMUNICATIONS LTD
EP-2022-03878 | 2022-05-11 | NULL | Electrical Permit | Commercial | New | Completed | Installation / Repair - Commercial - Install 15 amp 120 volt pole service for Telus Microcell BC108325 Power pole near 3516 Grandview Highway | CENTRAL ISLAND COMMUNICATIONS LTD
EP-2022-03865 | 2022-05-11 | NULL | Electrical Permit | Commercial | New | Completed | Installation / Repair - Commercial - Install 15 amp 120 volt pole service for Telus Microcell BC108315 Power pole near 3302 Church Street | CENTRAL ISLAND COMMUNICATIONS LTD
EP-2022-03866 | 2022-05-11 | NULL | Electrical Permit | Commercial | New | Completed | Installation / Repair - Commercial - Install 15 amp 120 volt pole service for Telus Microcell BC108316 Power pole near 3318 Church Street | CENTRAL ISLAND COMMUNICATIONS LTD
EP-2022-03867 | 2022-05-11 | NULL | Electrical Permit | Commercial | New | Completed | Installation / Repair - Commercial - Install 15 amp 120 volt pole service for Telus Microcell BC108319 Power pole near 5115 Clive Avenue | CENTRAL ISLAND COMMUNICATIONS LTD
EP-2022-03868 | 2022-05-11 | NULL | Electrical Permit | Commercial | New | Completed | Installation / Repair - Commercial - Install 15 amp 120 volt pole service for Telus Microcell BC108327 Power pole near 5081 Payne Street | CENTRAL ISLAND COMMUNICATIONS LTD
NULL | NULL | NULL | Electrical Permit | Residential | Renovation | Draft | Installation / Repair - Residential - Relocation of switches and receptacles around the suite. Changing existing pot lights to LED pot lights Installing valence LED strip lights around the windows | NULL
NULL | NULL | NULL | Electrical Permit | NULL | NULL | Draft | NULL | NULL
NULL | NULL | NULL | Gas Permit | NULL | NULL | Withdrawn | NULL | Christopher Sterling
NULL | NULL | NULL | Electrical Permit | NULL | NULL | Withdrawn | NULL | NULL
NULL | NULL | NULL | Electrical Permit | NULL | NULL | Withdrawn | NULL | NULL
NULL | NULL | NULL | Plumbing Permit | Residential | New | Draft | Residential | NULL
NULL | NULL | NULL | Electrical Permit | NULL | NULL | Withdrawn | NULL | NULL
NULL | NULL | NULL | Electrical Permit | Commercial | NULL | Withdrawn | Installation / Repair - Commercial - | NULL
NULL | NULL | NULL | Plumbing Permit | Commercial | New | Draft | Commercial - 12 | NULL
NULL | NULL | NULL | Electrical Permit | NULL | NULL | Withdrawn | NULL | NULL
NULL | NULL | NULL | Gas Permit | NULL | NULL | Draft | NULL | Reid Brothers Plumbing & Heating Ltd
NULL | NULL | NULL | Electrical Permit | NULL | NULL | Draft | NULL | NULL
NULL | NULL | NULL | Electrical Permit | NULL | NULL | Draft | NULL | NULL
NULL | NULL | NULL | Electrical Permit | NULL | NULL | Draft | NULL | NULL
NULL | NULL | NULL | Gas Permit | Residential | New | Draft | Residential - Dacor 30" Dual Fuel Range | Han Appliances & Refrigeration Ltd
NULL | NULL | NULL | Electrical Permit | NULL | NULL | Draft | NULL | NULL
NULL | NULL | NULL | Electrical Permit | NULL | NULL | Draft | NULL | NULL
NULL | NULL | NULL | Electrical Permit | Commercial | NULL | Draft | Special Event - BC HYDRO CUT 6928 SERVICE POWER LINE ,DUE TO A SUDDEN FIRE. | We Do Electrical Ltd
NULL | NULL | NULL | Plumbing Permit | Commercial | New | Draft | Commercial - Installing sanitary lines for buildings A,B,C,D,E | Heidelberg Construction Ltd
NULL | NULL | NULL | Electrical Permit | Residential | Renovation - Dwelling Unit(s) only | Draft | Installation / Repair - Residential - Relocate receptacles and switches retrofit potlights to LED valence lighting around windows | NULL
NULL | NULL | NULL | Electrical Permit | Residential | NULL | Draft | Installation / Repair - Residential | NULL
NULL | NULL | NULL | Plumbing Permit | Residential | New | Draft | Residential - 1 outside sump | NULL
NULL | NULL | NULL | Electrical Permit | Residential | New | Withdrawn | Installation / Repair - Residential - Laneway house new construction | NULL
NULL | NULL | NULL | Sprinkler Permit | NULL | NULL | Withdrawn | NULL | NULL
NULL | NULL | NULL | Electrical Permit | NULL | NULL | Draft | NULL | NULL
NULL | NULL | NULL | Gas Permit | NULL | NULL | Withdrawn | NULL | WESTBRIDGE PLUMBING & HEATING LTD
NULL | NULL | NULL | Electrical Permit | Commercial | Renovation | Draft | Installation / Repair - Commercial | NULL
NULL | NULL | NULL | Electrical Permit | Commercial | New | Withdrawn | Installation / Repair - Commercial - Low voltage cabling | Axis Technical Services Corp
NULL | NULL | NULL | Gas Permit | Residential | Renovation | Draft | Residential - Replace Gas Furnace. | NULL
NULL | NULL | NULL | Gas Permit | Residential | Renovation | Draft | Residential - Re&Re hot water gas tank BTU 40.000 | Milani Plumbing Heating & Air Conditioning Ltd
NULL | NULL | NULL | Electrical Permit | NULL | NULL | Withdrawn | NULL | NULL
NULL | NULL | NULL | Gas Permit | NULL | NULL | Withdrawn | NULL | NULL
NULL | NULL | NULL | Plumbing Permit | NULL | New | Draft | NULL | NULL
NULL | NULL | NULL | Electrical Permit | Commercial | NULL | Draft | Annual / Operating | NULL
NULL | NULL | NULL | Electrical Permit | Commercial | NULL | Draft | Annual / Operating - Temp power | NULL
NULL | NULL | NULL | Electrical Permit | NULL | NULL | Withdrawn | NULL | NULL
EP-2022-04037 | 2022-05-16 | NULL | Electrical Permit | Commercial | NULL | Expired | Movie Set / Filming - To allow for Movie Set/Filming Applicant shall provide completed Contractor Declaration form, and dates of filming and associated location(s) to csinspection.clerks@vancouver.ca prior to the commencement of filming. Visit vancouver.ca/inspections for more details. | Double Life Productions Inc
NULL | NULL | NULL | Gas Permit | NULL | NULL | Draft | NULL | NULL
NULL | NULL | NULL | Electrical Permit | Commercial | Renovation | Withdrawn | Installation / Repair - Commercial - Replacing faulty fire alarm panel, no wiring. Replacing with new fire alarm panel. New control unit is compatible with all the existing devices incorporated in the existing FAS. We are not altering the existing wiring or outlet boxes, this is considered a straight replacement of electrical equipment. | AG Electric and Alarm Monitoring Co Ltd
NULL | NULL | NULL | Electrical Permit | Commercial | NULL | Draft | Annual / Operating | NULL
NULL | NULL | NULL | Electrical Permit | Commercial | NULL | Draft | Annual / Operating - Temp power | NULL
NULL | NULL | NULL | Electrical Permit | Commercial | NULL | Draft | Annual / Operating - ANNUAL OPERATING PERMIT RENEWAL VALID: MAY 1, 2021 TO APR. 30, 2022 EXPIRED PERMIT: EP-2020-03400 | Ino-Tek Electric Ltd.
NULL | NULL | NULL | Plumbing Permit | Commercial | Addition | Withdrawn | Commercial - Add up one 2 plumbing fixtures (shower, fridge line ) 7 plumbing fixtures replace it ( dishwasher, kitchen sink, 2 lave sink, 2 water closet, tub | NULL
NULL | NULL | NULL | Plumbing Permit | Commercial | Addition | Withdrawn | Commercial - 2 plumbing fixtures (shower, ice maker)7 plumbing fixtures replace ( 2 lave sinks,2 water closet, tub, dishwasher, kitchen sink | NULL
NULL | NULL | NULL | Plumbing Permit | NULL | NULL | Draft | NULL | NULL
NULL | NULL | NULL | Electrical Permit | NULL | NULL | Draft | NULL | NULL
NULL | NULL | NULL | Electrical Permit | Commercial | NULL | Draft | Annual / Operating | NULL
NULL | NULL | NULL | Sprinkler Permit | Commercial | New | Draft | Commercial - Fire Suppression Sprinkler System for the project. | NULL
NULL | NULL | NULL | Plumbing Permit | NULL | NULL | Draft | NULL | NULL
NULL | NULL | NULL | Plumbing Permit | Residential | New | Draft | Residential - Perimeter drainage | Aquaman Plumbing And Heating Ltd
NULL | NULL | NULL | Electrical Permit | NULL | NULL | Draft | NULL | NULL
NULL | NULL | NULL | Plumbing Permit | Commercial | Addition | Withdrawn | Commercial - Adding a water meter to the cooling tower water supply after the Backflow preventer | Kourosh Izadi
NULL | NULL | NULL | Plumbing Permit | NULL | NULL | Draft | NULL | NULL
EP-2022-03956 | 2022-05-13 | NULL | Electrical Permit | Residential | New | Expired | Temporary Power - Residential - To provide temporary power. **Amend 05/18/2022** correct address from 4289 John St to the correct address to 4278 John St | Beyond Electric Ltd
NULL | NULL | NULL | Plumbing Permit | NULL | NULL | Draft | NULL | NULL
NULL | NULL | NULL | Plumbing Permit | NULL | NULL | Draft | NULL | A1 Kam Plumbing Heating & Gas Ltd
NULL | NULL | NULL | Sprinkler Permit | Commercial | Tenant Improvement | Draft | Commercial | Pacific Rim Fire Protection (2008) Ltd
NULL | NULL | NULL | Plumbing Permit | NULL | NULL | Draft | NULL | NULL
NULL | NULL | NULL | Electrical Permit | NULL | NULL | Draft | NULL | NULL
NULL | NULL | NULL | Gas Permit | NULL | NULL | Draft | NULL | NULL
NULL | NULL | NULL | Plumbing Permit | Commercial | NULL | Draft | Commercial - We removed a kitchen sink at demo. The new space is going to have a new kitchenette in the same place as the old sink. We will be using the same drainage and venting | NULL
NULL | NULL | NULL | Plumbing Permit | Commercial | Tenant Improvement | Draft | Commercial - There is a kitchenette that we removed from the previous office space. We will be installing a new kitchen sink using the same drainage and water pipe | VPAC Construction Group Ltd
NULL | NULL | NULL | Sprinkler Permit | NULL | NULL | Draft | NULL | Viking Fire Protection Inc
EP-2022-03987 | 2022-05-16 | NULL | Electrical Permit | Commercial | NULL | Expired | Movie Set / Filming - To allow for Movie Set/Filming Applicant shall provide completed Contractor Declaration form, and dates of filming and associated location(s) to csinspection.clerks@vancouver.ca prior to the commencement of filming. Visit vancouver.ca/inspections for more details. ** Amend 05/17/2022** Correct address to movie set 14 days | Circle Productions Ltd
NULL | NULL | NULL | Electrical Permit | Residential | New | Withdrawn | Temporary Power - Residential - To provide temporary power. | NULL
NULL | NULL | NULL | Electrical Permit | Commercial | Tenant Improvement | Draft | Installation / Repair - Commercial - Provide 30 amps circuit for AC unit | Edik Zohrabian
NULL | NULL | NULL | Electrical Permit | Residential | New | Withdrawn | Installation / Repair - Residential - Install EV charger | NULL
NULL | NULL | NULL | Electrical Permit | NULL | NULL | Draft | NULL | NULL
NULL | NULL | NULL | Gas Permit | NULL | NULL | Withdrawn | NULL | Rain Coast Plumbing & Heating Ltd
NULL | NULL | NULL | Plumbing Permit | Commercial | Addition | Draft | Commercial - 2 plumbing fixtures add up (shower, fridge line) 7 fixtures replace it ( 2 water closet, 2 lave sink, dishwasher,kitchen sink and tub) | NULL
NULL | NULL | NULL | Plumbing Permit | Residential | Renovation | Draft | Residential - Sewer reversal in basement | NULL
NULL | NULL | NULL | Plumbing Permit | NULL | NULL | Withdrawn | NULL | NULL
NULL | NULL | NULL | Plumbing Permit | Commercial | Renovation | Draft | Commercial - Renovation 2 existing bathrooms, replace the bathtub, replace shower, replace two toilets, two bathroom sinks | NULL
NULL | NULL | NULL | Electrical Permit | NULL | NULL | Draft | NULL | NULL
NULL | NULL | NULL | Electrical Permit | Commercial | NULL | Draft | Annual / Operating | NULL
NULL | NULL | NULL | Gas Permit | NULL | NULL | Withdrawn | NULL | NULL
NULL | NULL | NULL | Electrical Permit | NULL | NULL | Draft | NULL | NULL
NULL | NULL | NULL | Gas Permit | Residential | Renovation | Draft | Residential - Removing furnace | NULL
NULL | NULL | NULL | Electrical Permit | Residential | Renovation | Draft | Installation / Repair - Residential - Service upgrade | NULL
NULL | NULL | NULL | Electrical Permit | NULL | NULL | Draft | NULL | NULL
NULL | NULL | NULL | Electrical Permit | NULL | NULL | Draft | NULL | NULL
NULL | NULL | NULL | Electrical Permit | Residential | NULL | Draft | Installation / Repair - Residential - Pot lights | NULL
NULL | NULL | NULL | Electrical Permit | NULL | NULL | Draft | NULL | NULL
EP-2022-04317 | 2022-05-25 | NULL | Electrical Permit | Commercial | NULL | Expired | Movie Set / Filming - To allow for Movie Set/Filming Applicant shall provide completed Contractor Declaration form, and dates of filming and associated location(s) to csinspection.clerks@vancouver.ca prior to the commencement of filming. Visit vancouver.ca/inspections for more details. | WCWY Productions inc
NULL | NULL | NULL | Plumbing Permit | Residential | Renovation - Dwelling Unit(s) only | Draft | Residential - Draintile replaced around foundation, sump tank relocated outside of house. | NULL
NULL | NULL | NULL | Plumbing Permit | Residential | New | Draft | Residential - Draintile replacement and sump relocated | NULL
NULL | NULL | NULL | Gas Permit | NULL | NULL | Draft | NULL | NULL
NULL | NULL | NULL | Gas Permit | NULL | NULL | Withdrawn | NULL | NULL
NULL | NULL | NULL | Plumbing Permit | NULL | NULL | Draft | NULL | NULL
NULL | NULL | NULL | Gas Permit | NULL | NULL | Draft | NULL | NULL
NULL | NULL | NULL | Gas Permit | Residential | New | Draft | Residential - 40k furnace x2, 199,000 tankless x2, 80k x2, piping only 15m BBQ x2, piping only 15m fireplace x2 | NULL
NULL | NULL | NULL | Sprinkler Permit | NULL | NULL | Draft | NULL | Tyco Integrated Fire & Security Canada Inc/Tyco Feu Et Securite Integres Canada Inc
NULL | NULL | NULL | Electrical Permit | NULL | NULL | Draft | NULL | NULL
NULL | NULL | NULL | Electrical Permit | Commercial | NULL | Draft | Annual / Operating | NULL
NULL | NULL | NULL | Electrical Permit | Commercial | New | Withdrawn | Installation / Repair - Commercial - Heat trace to domestic water in parkade. | BRENMACK ELECTRIC LTD
NULL | NULL | NULL | Electrical Permit | Commercial | NULL | Withdrawn | Annual / Operating | NULL
NULL | NULL | NULL | Electrical Permit | NULL | NULL | Draft | NULL | NULL
NULL | NULL | NULL | Plumbing Permit | Commercial | Renovation | Withdrawn | Commercial - eerr | NULL
NULL | NULL | NULL | Plumbing Permit | Commercial | Addition | Withdrawn | Commercial - fdfdf | NULL
NULL | NULL | NULL | Plumbing Permit | NULL | NULL | Draft | NULL | MCKIM MECHANICAL
NULL | NULL | NULL | Electrical Permit | Commercial | NULL | Draft | Movie Set / Filming - To allow for Movie Set/Filming Applicant shall provide completed Contractor Declaration form, and dates of filming and associated location(s) to csinspection.clerks@vancouver.ca prior to the commencement of filming. Visit vancouver.ca/inspections for more details. | NULL
NULL | NULL | NULL | Plumbing Permit | NULL | NULL | Draft | NULL | NULL
NULL | NULL | NULL | Plumbing Permit | NULL | NULL | Withdrawn | NULL | NULL
NULL | NULL | NULL | Plumbing Permit | Commercial | Renovation | Draft | Commercial - bathroom and kitchen reno | NULL
NULL | NULL | NULL | Plumbing Permit | NULL | NULL | Withdrawn | NULL | NULL
EP-2022-04064 | 2022-05-19 | NULL | Electrical Permit | Commercial | Renovation | Issued | Installation / Repair - Commercial - We are rerouting an existing streetlight conduit to allow for a steam vent installation. -Nothing will change except the conduit and wire will be temporarily re-routed to allow for the steam vent work. No change to the service. -Job is on Hamilton Street, North of West Georgia on the west side of Hamilton Street Amend: July 13, 2022 FSR changed to Mark Benacivic | Orion Electrical Systems Ltd
NULL | NULL | NULL | Electrical Permit | NULL | NULL | Withdrawn | NULL | NULL
NULL | NULL | NULL | Sprinkler Permit | NULL | NULL | Draft | NULL | NULL
NULL | NULL | NULL | Gas Permit | NULL | NULL | Withdrawn | NULL | NULL
NULL | NULL | NULL | Electrical Permit | NULL | NULL | Draft | NULL | NULL
NULL | NULL | NULL | Plumbing Permit | NULL | NULL | Withdrawn | NULL | Russell Mechanical Systems Ltd
NULL | NULL | NULL | Plumbing Permit | NULL | NULL | Draft | NULL | NULL
NULL | NULL | NULL | Electrical Permit | NULL | NULL | Draft | NULL | NULL
NULL | NULL | NULL | Gas Permit | NULL | NULL | Draft | NULL | Xpert Mechanical
NULL | NULL | NULL | Electrical Permit | Commercial | Tenant Improvement | Draft | Installation / Repair - Commercial - Disconnect existing wires in the shop and remove them for renovation purposes | NULL
NULL | NULL | NULL | Electrical Permit | NULL | NULL | Draft | NULL | NULL
NULL | NULL | NULL | Sprinkler Permit | NULL | NULL | Draft | NULL | NULL
NULL | NULL | NULL | Plumbing Permit | NULL | NULL | Draft | NULL | NULL
NULL | NULL | NULL | Electrical Permit | Commercial | NULL | Draft | Annual / Operating - Annual Operating Electrical Permit. | Coast Mountain Bus Company Ltd
NULL | NULL | NULL | Plumbing Permit | Commercial | Renovation | Draft | Commercial - Re and re 2 bathrooms and add one shower to another | NULL
NULL | NULL | NULL | Gas Permit | NULL | NULL | Draft | NULL | Han Appliances & Refrigeration Ltd
NULL | NULL | NULL | Electrical Permit | NULL | NULL | Withdrawn | NULL | NULL
NULL | NULL | NULL | Electrical Permit | Residential | Tenant Improvement | Withdrawn | Installation / Repair - Residential - add power and spa pack for hot tub. | NULL
NULL | NULL | NULL | Electrical Permit | NULL | NULL | Withdrawn | NULL | NULL
NULL | NULL | NULL | Electrical Permit | NULL | NULL | Withdrawn | NULL | NULL
NULL | NULL | NULL | Electrical Permit | Residential | Addition | Withdrawn | Installation / Repair - Residential - install power for new hot tub install spa pack dig trech and run tech cable to hot tub pad | NULL
NULL | NULL | NULL | Electrical Permit | NULL | NULL | Withdrawn | NULL | NULL
NULL | NULL | NULL | Electrical Permit | Residential | New | Draft | Installation / Repair - Residential - 200 amp Service connection , 125 amp goes on each Unit , New installation | NULL
NULL | NULL | NULL | Electrical Permit | Commercial | NULL | Withdrawn | Annual / Operating - Annual permit Expired annual permit EP-2021-03099 | NULL
NULL | NULL | NULL | Electrical Permit | NULL | NULL | Draft | NULL | NULL
NULL | NULL | NULL | Gas Permit | Residential | Renovation | Withdrawn | Residential - HWT re&re | NULL
NULL | NULL | NULL | Plumbing Permit | NULL | NULL | Draft | NULL | NULL
NULL | NULL | NULL | Plumbing Permit | Commercial | Addition | Withdrawn | Commercial - install of double check valve as per COV request | Inline Sales & Service Ltd
NULL | NULL | NULL | Plumbing Permit | Residential | New | Draft | Residential - plumbing for single family dwelling | NULL
NULL | NULL | NULL | Gas Permit | NULL | NULL | Draft | NULL | NULL
NULL | NULL | NULL | Gas Permit | NULL | NULL | Withdrawn | NULL | NULL
NULL | NULL | NULL | Gas Permit | Residential | New | Draft | Residential - Two complete boilers and piping only for two stoves | Ultra Mechanical Ltd
NULL | NULL | NULL | Electrical Permit | Residential | Tenant Improvement | Draft | Installation / Repair - Residential - Finishing touch | Alert Electric Ltd
NULL | NULL | NULL | Gas Permit | NULL | NULL | Draft | NULL | NULL
NULL | NULL | NULL | Electrical Permit | Commercial | NULL | Draft | Annual / Operating | NULL
NULL | NULL | NULL | Plumbing Permit | NULL | NULL | Draft | NULL | MORPAC MECHANICAL LTD
NULL | NULL | NULL | Plumbing Permit | Residential | New | Withdrawn | Residential - PLUMBING WORK | NULL
NULL | NULL | NULL | Sprinkler Permit | NULL | NULL | Withdrawn | NULL | NULL
NULL | NULL | NULL | Plumbing Permit | Residential | New | Draft | Residential - Plumbing | NULL
NULL | NULL | NULL | Plumbing Permit | NULL | NULL | Draft | NULL | NULL
NULL | NULL | NULL | Plumbing Permit | Residential | New | Draft | Residential - Plumbing | NULL
NULL | NULL | NULL | Electrical Permit | NULL | NULL | Withdrawn | NULL | NULL
NULL | NULL | NULL | Electrical Permit | NULL | NULL | Draft | NULL | NULL
NULL | NULL | NULL | Electrical Permit | NULL | NULL | Draft | NULL | NULL
NULL | NULL | NULL | Electrical Permit | NULL | NULL | Draft | NULL | NULL
NULL | NULL | NULL | Electrical Permit | NULL | NULL | Draft | NULL | NULL
NULL | NULL | NULL | Electrical Permit | Residential | New | Withdrawn | Temporary Power - Residential - To provide temporary power. | NULL
NULL | NULL | NULL | Plumbing Permit | Residential | New | Draft | Residential - Plumbing | NULL
NULL | NULL | NULL | Plumbing Permit | Residential | New | Draft | Residential - Plumbing | NULL
NULL | NULL | NULL | Electrical Permit | NULL | NULL | Draft | NULL | NULL
NULL | NULL | NULL | Plumbing Permit | Residential | New | Draft | Residential - New 1Sanitary Sump installation in Laneway | East West Excavating Ltd
NULL | NULL | NULL | Electrical Permit | Commercial | NULL | Draft | Installation / Repair - Commercial - Replace old charger with new charger | Clear Energy Solutions Inc
NULL | NULL | NULL | Electrical Permit | Commercial | Renovation | Draft | Installation / Repair - Commercial - Remove old charger and install new chargers | Clear Energy Solutions Inc
EP-2022-04142 | 2022-05-18 | NULL | Electrical Permit | Commercial | NULL | Expired | Movie Set / Filming - To allow for Movie Set/Filming Applicant shall provide completed Contractor Declaration form, and dates of filming and associated location(s) to csinspection.clerks@vancouver.ca prior to the commencement of filming. Visit vancouver.ca/inspections for more details. | The Capital Media Company Inc
NULL | NULL | NULL | Plumbing Permit | Residential | New | Draft | Residential - 1 sanitary sump installation | East West Excavating Ltd
NULL | NULL | NULL | Plumbing Permit | Residential | New | Draft | Residential - Plumbing | NULL
NULL | NULL | NULL | Electrical Permit | Commercial | NULL | Draft | Movie Set / Filming - To allow for Movie Set/Filming Applicant shall provide completed Contractor Declaration form, and dates of filming and associated location(s) to csinspection.clerks@vancouver.ca prior to the commencement of filming. Visit vancouver.ca/inspections for more details. | NULL
NULL | NULL | NULL | Plumbing Permit | NULL | NULL | Draft | NULL | NULL
NULL | NULL | NULL | Sprinkler Permit | NULL | NULL | Draft | NULL | NULL
NULL | NULL | NULL | Electrical Permit | Residential | Addition | Draft | Installation / Repair - Residential - Install emergency lights and smoke alarms for family child daycare facility | NULL
NULL | NULL | NULL | Electrical Permit | Commercial | Renovation | Draft | Installation / Repair - Commercial - Add branch circuits to Main & Top floor for new receptacles **Amendment Feb 8, 2021** Additional work: Prewire speakers, Cat6 & analog audio to each room main & top floor + Basement flex room outlets & switch on North wall. HVAC branch circuit to laundry room & front patio equipment. New oven branch circuit to kitchen. Additional $7,000 in parts and labour -NO BUILDING WORK OR ALTERATIONS -OTHERWISE A BUILDING PERMIT WILL BE REQUIRED ** AMEND 07/19/2021** Add sub panel to Basement area. New branch circuits for new outlets in workshop area and enclosed studio area. New light fixtures and switching added to parking area, workshop, and studio area $10,000 additional work | Darius Zaibas Albert Razutis
EP-2022-04167 | 2022-05-19 | NULL | Electrical Permit | Commercial | NULL | Expired | Movie Set / Filming - To allow for Movie Set/Filming Applicant shall provide completed Contractor Declaration form, and dates of filming and associated location(s) to csinspection.clerks@vancouver.ca prior to the commencement of filming. Visit vancouver.ca/inspections for more details. | Vision Entertainment Inc
NULL | NULL | NULL | Electrical Permit | NULL | NULL | Withdrawn | NULL | NULL
NULL | NULL | NULL | Plumbing Permit | NULL | Renovation | Draft | - new shower base with shower valve, 2 new bathtubs and tub & shower valves | NULL
NULL | NULL | NULL | Gas Permit | Commercial | Tenant Improvement | Withdrawn | Commercial - Re&re of 3 gas dryers | NULL
NULL | NULL | NULL | Electrical Permit | Residential | New | Draft | Installation / Repair - Residential - low voltage security alarm, tel/data/cable, intercom, CCTV, Audio | Orca Automation Corp
NULL | NULL | NULL | Gas Permit | NULL | NULL | Draft | NULL | NULL
NULL | NULL | NULL | Plumbing Permit | NULL | NULL | Draft | NULL | NULL
NULL | NULL | NULL | Plumbing Permit | NULL | NULL | Draft | NULL | NULL
NULL | NULL | NULL | Plumbing Permit | NULL | NULL | Draft | NULL | NULL
NULL | NULL | NULL | Electrical Permit | Commercial | New | Draft | Installation / Repair - Commercial - New electrical infrastructure adding new metering and distribution, Provide pipe and wire to future Level 2 EVSE chargers to 333 new locations, provide new infrastructure for Cell booster through out parkade. | Power Pros Electrical Ltd
NULL | NULL | NULL | Gas Permit | NULL | NULL | Withdrawn | NULL | Christopher Sterling
NULL | NULL | NULL | Electrical Permit | Commercial | Tenant Improvement | Withdrawn | Installation / Repair - Commercial - Adding circuitry | NULL
NULL | NULL | NULL | Electrical Permit | NULL | NULL | Draft | NULL | NULL
NULL | NULL | NULL | Plumbing Permit | Residential | New | Draft | Residential - One sump no pump | NULL
NULL | NULL | NULL | Electrical Permit | Residential | Renovation | Draft | Installation / Repair - Residential - Move existing electrical to new layout | NULL
NULL | NULL | NULL | Plumbing Permit | NULL | NULL | Draft | NULL | NULL
NULL | NULL | NULL | Sprinkler Permit | NULL | NULL | Withdrawn | NULL | WS Fire Protection Ltd
NULL | NULL | NULL | Electrical Permit | Commercial | New | Draft | Temporary Power - Commercial - To provide temporary power. | Athwal Electrical Corp
NULL | NULL | NULL | Gas Permit | NULL | NULL | Draft | NULL | DISPATCH PLUMBING INC
NULL | NULL | NULL | Gas Permit | NULL | NULL | Draft | NULL | JOT MECHANICAL LTD
NULL | NULL | NULL | Electrical Permit | NULL | NULL | Draft | NULL | NULL
NULL | NULL | NULL | Electrical Permit | Residential | Renovation - Dwelling Unit(s) only | Draft | Installation / Repair - Residential - Relocate a bathroom Deleted a kitchen and bathroom wiring.wiring and finishing a bathroom and kitchen.wiring and install necessary sm/co comb. | NULL
NULL | NULL | NULL | Electrical Permit | Residential | Renovation | Withdrawn | Installation / Repair - Residential - Relocate few switch and plug due wall removal in bedroom and kitchen - add light and switch in two bedroom | NULL
NULL | NULL | NULL | Sprinkler Permit | NULL | NULL | Draft | NULL | NULL
NULL | NULL | NULL | Electrical Permit | NULL | NULL | Draft | NULL | NULL
NULL | NULL | NULL | Electrical Permit | Residential | New | Draft | Temporary Power - Residential - To provide temporary power. | NULL
NULL | NULL | NULL | Electrical Permit | Residential | Renovation | Draft | Installation / Repair - Residential | NULL
NULL | NULL | NULL | Electrical Permit | NULL | NULL | Draft | NULL | NULL
NULL | NULL | NULL | Plumbing Permit | NULL | NULL | Draft | NULL | NULL
NULL | NULL | NULL | Electrical Permit | Commercial | NULL | Withdrawn | Annual / Operating - Annual electrical operating maintenance Expred EP-2020-03499 Valid May 19th 2021- May 18 2022 | Charles Richard Pawluk o/a United Electrical Systems Ltd
NULL | NULL | NULL | Plumbing Permit | Commercial | Tenant Improvement | Withdrawn | Commercial - Added Toilet & Lav | Fuhrmann Construction Group
NULL | NULL | NULL | Electrical Permit | Commercial | NULL | Withdrawn | Annual / Operating | NULL
NULL | NULL | NULL | Plumbing Permit | NULL | NULL | Withdrawn | NULL | NULL
NULL | NULL | NULL | Electrical Permit | Commercial | NULL | Draft | Annual / Operating | NULL
NULL | NULL | NULL | Plumbing Permit | NULL | New | Draft | - New Duplex | NULL
NULL | NULL | NULL | Sprinkler Permit | NULL | NULL | Draft | NULL | NULL
NULL | NULL | NULL | Electrical Permit | Commercial | New | Draft | Temporary Power - Commercial - To provide temporary power. | Megatech Trades Corp
NULL | NULL | NULL | Electrical Permit | NULL | NULL | Draft | NULL | NULL
NULL | NULL | NULL | Electrical Permit | NULL | NULL | Draft | NULL | NULL
NULL | NULL | NULL | Electrical Permit | NULL | NULL | Withdrawn | NULL | NULL
NULL | NULL | NULL | Electrical Permit | NULL | NULL | Draft | NULL | NULL
NULL | NULL | NULL | Electrical Permit | NULL | NULL | Draft | NULL | NULL
NULL | NULL | NULL | Electrical Permit | NULL | NULL | Withdrawn | NULL | NULL
NULL | NULL | NULL | Electrical Permit | Commercial | Tenant Improvement | Withdrawn | Installation / Repair - Commercial - A TI project for a newly opening hair salon. The retail unit has never been occupied before, and everything is newly installed. All circuits are pulled from existing 200A electrical panel. | NSK Electric Ltd
NULL | NULL | NULL | Plumbing Permit | NULL | NULL | Draft | NULL | NULL
NULL | NULL | NULL | Plumbing Permit | Residential | Renovation - Dwelling Unit(s) only | Withdrawn | Residential | NULL
NULL | NULL | NULL | Sprinkler Permit | NULL | NULL | Draft | NULL | NULL
NULL | NULL | NULL | Plumbing Permit | Commercial | Addition | Draft | Commercial - new sinks and Greece trap | NULL
NULL | NULL | NULL | Electrical Permit | NULL | NULL | Draft | NULL | NULL
NULL | NULL | NULL | Electrical Permit | NULL | NULL | Draft | NULL | NULL
NULL | NULL | NULL | Electrical Permit | Commercial | NULL | Draft | Annual / Operating | NULL
NULL | NULL | NULL | Gas Permit | NULL | NULL | Withdrawn | NULL | NULL
NULL | NULL | NULL | Electrical Permit | NULL | NULL | Withdrawn | NULL | NULL
NULL | NULL | NULL | Electrical Permit | NULL | NULL | Withdrawn | NULL | NULL
NULL | NULL | NULL | Plumbing Permit | NULL | NULL | Draft | NULL | NULL
NULL | NULL | NULL | Electrical Permit | NULL | NULL | Draft | NULL | NULL
EP-2022-04304 | 2022-05-24 | NULL | Electrical Permit | Commercial | NULL | Expired | Movie Set / Filming - To allow for Movie Set/Filming Applicant shall provide completed Contractor Declaration form, and dates of filming and associated location(s) to csinspection.clerks@vancouver.ca prior to the commencement of filming. Visit vancouver.ca/inspections for more details. >AMEND: May 26th -this permit was AUTO ISSUED with the address. -this is a movie set, so no address s/b in parcel | Holiday Films
NULL | NULL | NULL | Plumbing Permit | Commercial | Renovation | Draft | Commercial - Access suites from the 3rd floor to the 14th floor and remove copper recirculation line. Install Wirsbo (Pex A) recirculation line, supported on every floor. Fibreglass insulation with firestop in penetrations as well. | NULL
NULL | NULL | NULL | Electrical Permit | Commercial | NULL | Draft | Annual / Operating - Annual Electrical Permit VALID: May 11, 2021 to May 10, 2022 EP-2020-03553: Expired (Annual / Operating) | Corporate Electric Limited
NULL | NULL | NULL | Electrical Permit | Commercial | Tenant Improvement | Draft | Installation / Repair - Commercial - INSTALL T-STATS METER AND CONTROLLER FOR BMS CONTROL. CABLING BY OTHERS. COMMISSION | NULL
NULL | NULL | NULL | Electrical Permit | NULL | NULL | Draft | NULL | NULL
NULL | NULL | NULL | Plumbing Permit | NULL | NULL | Draft | NULL | NULL
NULL | NULL | NULL | Plumbing Permit | NULL | NULL | Withdrawn | NULL | NULL
NULL | NULL | NULL | Electrical Permit | Commercial | New | Withdrawn | Temporary Power - Commercial - To provide temporary power to this site. Valid May 8, 2020 - May 7, 2021 | Pacificom Integration Ltd
NULL | NULL | NULL | Electrical Permit | Commercial | New | Draft | Temporary Power - Commercial - To provide temporary power to this site. Valid May 8, 2020 - May 7, 2021 | Pacificom Integration Ltd
NULL | NULL | NULL | Plumbing Permit | NULL | NULL | Draft | NULL | NULL
NULL | NULL | NULL | Electrical Permit | NULL | NULL | Draft | NULL | NULL
NULL | NULL | NULL | Gas Permit | Residential | Renovation | Draft | Residential - Boiler install | GURU CONTRACTING LTD
NULL | NULL | NULL | Plumbing Permit | NULL | NULL | Draft | NULL | NULL
NULL | NULL | NULL | Plumbing Permit | NULL | NULL | Draft | NULL | BESTWAY EXCAVATING & DEMOLITION 2008 LTD
NULL | NULL | NULL | Electrical Permit | NULL | NULL | Withdrawn | NULL | NULL
NULL | NULL | NULL | Electrical Permit | Commercial | NULL | Withdrawn | Annual / Operating | NULL
NULL | NULL | NULL | Electrical Permit | NULL | NULL | Withdrawn | NULL | NULL
NULL | NULL | NULL | Plumbing Permit | Commercial | Renovation | Draft | Commercial - Re and re fixture | NULL
NULL | NULL | NULL | Electrical Permit | Commercial | NULL | Withdrawn | Annual / Operating | NULL
NULL | NULL | NULL | Electrical Permit | NULL | NULL | Withdrawn | NULL | NULL
NULL | NULL | NULL | Electrical Permit | NULL | NULL | Draft | NULL | NULL
NULL | NULL | NULL | Sprinkler Permit | Residential | New | Draft | Residential - Install sprinklers in lwh | NULL
NULL | NULL | NULL | Gas Permit | Residential | Addition | Draft | Residential - Re and re furnace | NULL
NULL | NULL | NULL | Electrical Permit | NULL | NULL | Draft | NULL | NULL
NULL | NULL | NULL | Gas Permit | NULL | NULL | Withdrawn | NULL | NULL
NULL | NULL | NULL | Electrical Permit | NULL | NULL | Draft | NULL | NULL
EP-2022-04335 | 2022-06-01 | NULL | Electrical Permit | Commercial | Renovation | Completed | Installation / Repair - Commercial - 630 W CORDOVA STREET Supply and install underground conduit and junction boxes. Splicing by city forces. Fed from existing kiosk. | Bay Hill Contracting Ltd
EP-2022-04338 | NULL | NULL | Electrical Permit | NULL | New | Withdrawn | Installation / Repair - - test | TEST IMBL - TEST ONLY
NULL | NULL | NULL | Electrical Permit | NULL | NULL | Withdrawn | NULL | NULL
NULL | NULL | NULL | Electrical Permit | NULL | NULL | Draft | NULL | NULL
NULL | NULL | NULL | Electrical Permit | Commercial | Renovation | Withdrawn | Installation / Repair - Commercial - Remove and replace light fixtures | NULL
NULL | NULL | NULL | Electrical Permit | Commercial | NULL | Draft | Special Event - remove wires and installation at main floor for illegal rent room; | NULL
NULL | NULL | NULL | Electrical Permit | NULL | NULL | Draft | NULL | NULL
NULL | NULL | NULL | Gas Permit | NULL | NULL | Draft | NULL | NULL
NULL | NULL | NULL | Gas Permit | NULL | NULL | Draft | NULL | NULL
NULL | NULL | NULL | Electrical Permit | Commercial | NULL | Draft | Movie Set / Filming - To allow for Movie Set/Filming Applicant shall provide completed Contractor Declaration form, and dates of filming and associated location(s) to csinspection.clerks@vancouver.ca prior to the commencement of filming. Visit vancouver.ca/inspections for more details. | NULL
EP-2022-04358 | 2022-05-25 | NULL | Electrical Permit | Commercial | NULL | Expired | Movie Set / Filming - To allow for Movie Set/Filming Applicant shall provide completed Contractor Declaration form, and dates of filming and associated location(s) to csinspection.clerks@vancouver.ca prior to the commencement of filming. Visit vancouver.ca/inspections for more details. 3146 W 13TH AVENUE Amend: May 30, 2022 changed to non-address | Kiddo Films Inc
NULL | NULL | NULL | Gas Permit | NULL | NULL | Draft | NULL | NULL
NULL | NULL | NULL | Plumbing Permit | Residential | New | Draft | Residential - Inspect the existing plumbing inside building. Any changes that may need to be made will be completed by us. | NULL
NULL | NULL | NULL | Electrical Permit | Commercial | NULL | Draft | Movie Set / Filming - To allow for Movie Set/Filming Applicant shall provide completed Contractor Declaration form, and dates of filming and associated location(s) to csinspection.clerks@vancouver.ca prior to the commencement of filming. Visit vancouver.ca/inspections for more details. | Kiddo Films Inc
NULL | NULL | NULL | Plumbing Permit | NULL | NULL | Draft | NULL | NULL
NULL | NULL | NULL | Electrical Permit | Residential | New | Draft | Installation / Repair - Residential - Prewire and finish doorbell, tv jacks, telephone jacks,and security alarm | NULL
NULL | NULL | NULL | Plumbing Permit | NULL | NULL | Draft | NULL | NULL
NULL | NULL | NULL | Electrical Permit | NULL | NULL | Draft | NULL | NULL
NULL | NULL | NULL | Gas Permit | NULL | NULL | Draft | NULL | NULL
NULL | NULL | NULL | Electrical Permit | NULL | NULL | Draft | NULL | NULL
NULL | NULL | NULL | Electrical Permit | NULL | NULL | Withdrawn | NULL | NULL
NULL | NULL | NULL | Sprinkler Permit | NULL | NULL | Withdrawn | NULL | NULL
NULL | NULL | NULL | Plumbing Permit | NULL | NULL | Draft | NULL | NULL
NULL | NULL | NULL | Electrical Permit | Residential | Addition | Withdrawn | Installation / Repair - Residential - Customer wants EV charger installed in garage | NULL
NULL | NULL | NULL | Plumbing Permit | Residential | New | Draft | Residential - Sentry and storm con with one sump | NULL
NULL | NULL | NULL | Plumbing Permit | Residential | New | Draft | Residential - Sentry and storm con with one sump | NULL
NULL | NULL | NULL | Plumbing Permit | NULL | NULL | Draft | NULL | NULL
NULL | NULL | NULL | Electrical Permit | Commercial | New | Draft | Installation / Repair - Commercial - telephone/data/CATV/enterphone/card access/CCTV prewire and finish | NexGen Technologies Inc
NULL | NULL | NULL | Plumbing Permit | Residential | Renovation | Draft | Residential - RE/RE 2 x toilets RE/RE 2 X undermount sinks Replace 2 X faucets New water line for fridge RE/RE dishwasher Kitchen sink undermount and faucet install Replace Shower head hand held and control Moen | NULL
NULL | NULL | NULL | Electrical Permit | Residential | New | Draft | Installation / Repair - Residential - 200A service from laneway, Elevator, AC, Pool | Spotlight Electrical Inc
NULL | NULL | NULL | Plumbing Permit | Residential | New | Draft | Residential - Sentry and storm con with one sump | NULL
NULL | NULL | NULL | Gas Permit | NULL | New | Draft | - 2 furnaces, 2 tankless systems, 2 ranges, 2 piping only 15m bbq lines, 2 piping only fireplace lines 15m | NULL
NULL | NULL | NULL | Electrical Permit | NULL | NULL | Draft | NULL | NULL
NULL | NULL | NULL | Electrical Permit | NULL | NULL | Draft | NULL | NULL
NULL | NULL | NULL | Plumbing Permit | NULL | NULL | Draft | NULL | NULL
NULL | NULL | NULL | Plumbing Permit | NULL | NULL | Draft | NULL | NULL
NULL | NULL | NULL | Electrical Permit | NULL | NULL | Withdrawn | NULL | NULL
NULL | NULL | NULL | Electrical Permit | NULL | NULL | Draft | NULL | NULL
NULL | NULL | NULL | Electrical Permit | NULL | NULL | Withdrawn | NULL | NULL
NULL | NULL | NULL | Gas Permit | Residential | New | Draft | Residential - main house - new boiler, gas range, fireplace and 2 bbq | Nova Heating & Sheet Metal (2013) Ltd
NULL | NULL | NULL | Electrical Permit | NULL | NULL | Draft | NULL | NULL
NULL | NULL | NULL | Electrical Permit | NULL | NULL | Draft | NULL | NULL
NULL | NULL | NULL | Electrical Permit | NULL | NULL | Withdrawn | NULL | NULL
NULL | NULL | NULL | Electrical Permit | NULL | NULL | Withdrawn | NULL | NULL
NULL | NULL | NULL | Electrical Permit | Residential | New | Draft | Installation / Repair - Residential - Heat Trace | NULL
NULL | NULL | NULL | Electrical Permit | NULL | NULL | Draft | NULL | NULL
NULL | NULL | NULL | Plumbing Permit | Commercial | Renovation | Draft | Commercial - add one shower to the bathroom re and re all other bathrooms not touching kitchen | Marpole Plumbing & Heating Inc
NULL | NULL | NULL | Plumbing Permit | NULL | NULL | Draft | NULL | NULL
NULL | NULL | NULL | Electrical Permit | NULL | NULL | Draft | NULL | NULL
NULL | NULL | NULL | Electrical Permit | Commercial | Tenant Improvement | Draft | Installation / Repair - Commercial - Re and Re DHW tank | Bisco Electrical Contracting Ltd.
NULL | NULL | NULL | Electrical Permit | NULL | NULL | Draft | NULL | NULL
NULL | NULL | NULL | Sprinkler Permit | NULL | NULL | Draft | NULL | NULL
NULL | NULL | NULL | Plumbing Permit | Commercial | Renovation | Draft | Commercial - Adjust drainage | NULL
NULL | NULL | NULL | Electrical Permit | NULL | NULL | Draft | NULL | NULL
NULL | NULL | NULL | Gas Permit | NULL | NULL | Withdrawn | NULL | NULL
NULL | NULL | NULL | Electrical Permit | Commercial | Addition | Draft | Installation / Repair - Commercial - 5 Camera Additions | PALADIN TECHNOLOGIES INC
NULL | NULL | NULL | Electrical Permit | Commercial | NULL | Withdrawn | Annual / Operating - ANNUAL OPERATING PERMIT VALID: JUN 3, 2021 TO JUN 2, 2022 EXPIRED PERMIT: EP-2020-04205 | Gregg Electric Ltd
NULL | NULL | NULL | Plumbing Permit | Residential | Renovation | Draft | Residential - Homeowner is renovating his suite and needs existing work to be approved by city. Any changes/additions will be completed by our plumbing company. | NULL
NULL | NULL | NULL | Gas Permit | Residential | Renovation | Withdrawn | Residential | NULL
NULL | NULL | NULL | Sprinkler Permit | NULL | NULL | Draft | NULL | NULL
NULL | NULL | NULL | Electrical Permit | Commercial | New | Withdrawn | Installation / Repair - Commercial - UNIT #120 New commercial construction of a Physio Office 709 SE Marine Drive - Unit 120 Interior alterations to this first TI to convert the existing Retail Shell (E) to Health Care Office (D) in building 3 on this existing site. Scope Of Work: Full interior alterations including new partitions, electrical, mechanical, plumbing fixtures, lighting, ceilings, millwork, and finishes | Nulight Electric Ltd.
NULL | NULL | NULL | Electrical Permit | Residential | New | Draft | Installation / Repair - Residential - Roughing wiring and finish | NULL
NULL | NULL | NULL | Electrical Permit | NULL | NULL | Draft | NULL | NULL
EP-2022-04463 | 2022-05-27 | NULL | Electrical Permit | Commercial | NULL | Expired | Movie Set / Filming - To allow for Movie Set/Filming Applicant shall provide completed Contractor Declaration form, and dates of filming and associated location(s) to csinspection.clerks@vancouver.ca prior to the commencement of filming. Visit vancouver.ca/inspections for more details. | Filmgroup.tv Ltd
NULL | NULL | NULL | Electrical Permit | NULL | NULL | Draft | NULL | NULL
NULL | NULL | NULL | Electrical Permit | Residential | New | Draft | Installation / Repair - Residential - add heat pump unit in currently constructed new laneway house | NULL
NULL | NULL | NULL | Electrical Permit | Commercial | NULL | Withdrawn | Annual / Operating - Remove Amalgamated Electric fuse boxes and replace them with breaker inserts from the same manufacturer. | NULL
NULL | NULL | NULL | Electrical Permit | NULL | NULL | Draft | NULL | NULL
NULL | NULL | NULL | Plumbing Permit | NULL | NULL | Draft | NULL | Vancouver Gas Fireplaces Ltd
NULL | NULL | NULL | Electrical Permit | NULL | NULL | Draft | NULL | NULL
NULL | NULL | NULL | Electrical Permit | NULL | Renovation | Withdrawn | Installation / Repair - - Relocation of some Switch and plugs, Wiring and instllation of emergency andexit lights,Adding some lights | Kamran Saghah
NULL | NULL | NULL | Electrical Permit | Commercial | Renovation | Withdrawn | Installation / Repair - Commercial - Relocation of some swithes and plugs, wiring and instlation of 3 emergency and exit lights, adding 5 pot lights | Kamran Saghah
NULL | NULL | NULL | Electrical Permit | Residential | New | Draft | Installation / Repair - Residential - New house with 400 amp service finishing wiring pool hottie detached shed. | NULL
NULL | NULL | NULL | Electrical Permit | Residential | New | Draft | Installation / Repair - Residential - Main 200 amp services mane house 125 amp basement 100amp lanway house 125 amp new wiring and finishing | NULL
NULL | NULL | NULL | Electrical Permit | NULL | NULL | Draft | NULL | NULL
NULL | NULL | NULL | Electrical Permit | NULL | NULL | Withdrawn | NULL | NULL
NULL | NULL | NULL | Electrical Permit | NULL | NULL | Draft | NULL | NULL
NULL | NULL | NULL | Plumbing Permit | NULL | NULL | Draft | NULL | NULL
NULL | NULL | NULL | Electrical Permit | Commercial | Addition | Draft | Installation / Repair - Commercial - New 20A line for a server. | NULL
NULL | NULL | NULL | Electrical Permit | Commercial | NULL | Withdrawn | Annual / Operating - temporary power for new duplex house | ABC1 ELECTRICAL SERVICES LTD.
NULL | NULL | NULL | Electrical Permit | Residential | New | Withdrawn | Temporary Power - Residential - To provide temporary power. | NULL
NULL | NULL | NULL | Electrical Permit | NULL | NULL | Withdrawn | NULL | NULL
NULL | NULL | NULL | Gas Permit | Residential | Renovation | Draft | Residential - Installation of 1 gas fireplace - venting and hook up only | Urban Fireplaces Ltd
NULL | NULL | NULL | Plumbing Permit | NULL | NULL | Draft | NULL | NULL
NULL | NULL | NULL | Plumbing Permit | NULL | NULL | Draft | NULL | NULL
NULL | NULL | NULL | Electrical Permit | NULL | NULL | Draft | NULL | NULL
EP-2022-04533 | 2022-05-30 | NULL | Electrical Permit | Commercial | NULL | Expired | Movie Set / Filming - To allow for Movie Set/Filming Applicant shall provide completed Contractor Declaration form, and dates of filming and associated location(s) to csinspection.clerks@vancouver.ca prior to the commencement of filming. Visit vancouver.ca/inspections for more details. Amend: June 6, 2022 needs to start June 20 for 30 days a week earlier than what I originally inputted. 1209 JERVIS STREET | Border North Productions Inc
NULL | NULL | NULL | Plumbing Permit | Commercial | New | Draft | Commercial - DWV rough in and Water Pipe for Pharmacy clinic | NULL
NULL | NULL | NULL | Electrical Permit | Residential | New | Draft | Installation / Repair - Residential - 400 amp service underground/ wiring & finishing/ hot tub/pool | NULL
NULL | NULL | NULL | Plumbing Permit | Commercial | New | Draft | Commercial - DWV rough in & Water pipe rough in | NULL
NULL | NULL | NULL | Electrical Permit | NULL | NULL | Withdrawn | NULL | NULL
NULL | NULL | NULL | Electrical Permit | Commercial | Renovation | Draft | Installation / Repair - Commercial - Install new Lighting and Devices | Deltec Electric Ltd
NULL | NULL | NULL | Electrical Permit | NULL | NULL | Draft | NULL | NULL
NULL | NULL | NULL | Plumbing Permit | Residential | New | Draft | Residential - One sump ,no pump | NULL
NULL | NULL | NULL | Plumbing Permit | NULL | NULL | Draft | NULL | NULL
NULL | NULL | NULL | Electrical Permit | Commercial | NULL | Withdrawn | Annual / Operating | NULL
NULL | NULL | NULL | Electrical Permit | Commercial | NULL | Draft | Special Event - Outdoor music event June 3 & 4 | NULL
NULL | NULL | NULL | Plumbing Permit | NULL | NULL | Draft | NULL | NULL
NULL | NULL | NULL | Plumbing Permit | Commercial | Addition | Draft | Commercial - Installation of 1 sink and 1 head washer | NULL
NULL | NULL | NULL | Plumbing Permit | NULL | NULL | Draft | NULL | NULL
NULL | NULL | NULL | Electrical Permit | NULL | NULL | Withdrawn | NULL | NULL
NULL | NULL | NULL | Electrical Permit | NULL | NULL | Withdrawn | NULL | NULL
NULL | NULL | NULL | Electrical Permit | Residential | NULL | Draft | Installation / Repair - Residential - gdfgs | NULL
NULL | NULL | NULL | Plumbing Permit | Commercial | New | Draft | Commercial - Sink install | PR Mechanical LTD.
NULL | NULL | NULL | Plumbing Permit | Commercial | New | Withdrawn | Commercial - Installation of new plumbing fixtures and piping | NULL
EP-2022-04515 | 2022-06-07 | NULL | Electrical Permit | Commercial | NULL | Expired | Movie Set / Filming - To allow for Movie Set/Filming Applicant shall provide completed Contractor Declaration form, and dates of filming and associated location(s) to csinspection.clerks@vancouver.ca prior to the commencement of filming. Visit vancouver.ca/inspections for more details... Amendment To change valid date June 7 to July 7th per Ron Macneil 2022-06-15 | Boreal Productions ULC
NULL | NULL | NULL | Electrical Permit | Residential | New | Draft | Installation / Repair - Residential - Alarm, cable, tel, data, doorbell | NULL
NULL | NULL | NULL | Electrical Permit | Residential | New | Draft | Temporary Power - Residential - To provide temporary power. | CANDID ELECTRIC LTD
NULL | NULL | NULL | Plumbing Permit | NULL | NULL | Draft | NULL | NULL
NULL | NULL | NULL | Gas Permit | NULL | NULL | Draft | NULL | Han Appliances & Refrigeration Ltd
NULL | NULL | NULL | Gas Permit | Residential | New | Draft | Residential - furnace x2, tankless x2, range x2, piping only 15m bbq x2, piping only 15m fireplace x2 | NULL
NULL | NULL | NULL | Plumbing Permit | NULL | NULL | Draft | NULL | NULL
NULL | NULL | NULL | Electrical Permit | NULL | NULL | Withdrawn | NULL | NULL
NULL | NULL | NULL | Gas Permit | NULL | NULL | Draft | NULL | NULL
NULL | NULL | NULL | Plumbing Permit | Commercial | Tenant Improvement | Draft | Commercial - cap off existing three hand sinks, two shower drains and one floor drain | NULL
NULL | NULL | NULL | Plumbing Permit | NULL | NULL | Withdrawn | NULL | NULL
NULL | NULL | NULL | Plumbing Permit | NULL | NULL | Withdrawn | NULL | NULL
NULL | NULL | NULL | Sprinkler Permit | Residential | New | Draft | Residential - new fire sprinkler system | NULL
NULL | NULL | NULL | Electrical Permit | Commercial | NULL | Withdrawn | Installation / Repair - Commercial - Heat trace cable install on parkade wet sprinkler line | Eastern Valley Electrical Ltd
NULL | NULL | NULL | Electrical Permit | Residential | New | Draft | Installation / Repair - Residential - Main service is 200 amp each unit for 100 amp new rough wiring and finishing | NULL
NULL | NULL | NULL | Electrical Permit | NULL | Renovation | Draft | Installation / Repair - - adding pot lights | NULL
NULL | NULL | NULL | Plumbing Permit | NULL | NULL | Draft | NULL | NULL
NULL | NULL | NULL | Electrical Permit | NULL | NULL | Withdrawn | NULL | NULL
NULL | NULL | NULL | Electrical Permit | NULL | NULL | Withdrawn | NULL | NULL
NULL | NULL | NULL | Plumbing Permit | NULL | NULL | Draft | NULL | NULL
NULL | NULL | NULL | Electrical Permit | NULL | NULL | Withdrawn | NULL | NULL
NULL | NULL | NULL | Gas Permit | Residential | New | Draft | Residential - Gas fireplaces installation | NULL
NULL | NULL | NULL | Electrical Permit | Residential | New | Draft | Installation / Repair - Residential - Roughing wiring and finishing | NULL
NULL | NULL | NULL | Electrical Permit | Commercial | Renovation | Withdrawn | Installation / Repair - Commercial - Low voltage permit | NULL
NULL | NULL | NULL | Plumbing Permit | NULL | NULL | Draft | NULL | Bawn Plumbing Ltd
NULL | NULL | NULL | Gas Permit | Residential | New | Draft | Residential - Gas piping rough in and finishing for boiler and range | NULL
NULL | NULL | NULL | Electrical Permit | Commercial | Addition | Withdrawn | Installation / Repair - Commercial - Led Upgrade - Lamps/ Ballast and Retrofit | Energy Network Services Inc
NULL | NULL | NULL | Electrical Permit | Commercial | Tenant Improvement | Draft | Installation / Repair - Commercial - Upgrade existing glass-fused electrical panels to braker model design electrical panel, total number of 14 units | Big Forest Electric Ltd
NULL | NULL | NULL | Gas Permit | NULL | New | Draft | - Gas piping and finishing | NULL
NULL | NULL | NULL | Sprinkler Permit | NULL | NULL | Draft | NULL | Viking Fire Protection Inc
NULL | NULL | NULL | Electrical Permit | NULL | NULL | Draft | NULL | NULL
NULL | NULL | NULL | Gas Permit | NULL | NULL | Draft | NULL | Plumko Plumbing & Heating Services Ltd
NULL | NULL | NULL | Plumbing Permit | NULL | NULL | Draft | NULL | NULL
NULL | NULL | NULL | Plumbing Permit | NULL | NULL | Draft | NULL | AKAL Plumbing & Heating Ltd
NULL | NULL | NULL | Plumbing Permit | NULL | NULL | Withdrawn | NULL | NULL
NULL | NULL | NULL | Gas Permit | Residential | New | Withdrawn | Residential - Main house fireplace | NULL
NULL | NULL | NULL | Electrical Permit | Commercial | New | Draft | Installation / Repair - Commercial - Ground floor tenant improvement for a project sales centre >BP: #100 - ground floor (facing W Georgia Street) Exterior and interior alterations to change of use from retail to Presentation Center on the ground of this existing commercial building on this site. OK for field review as per Dave Holbrook Schedule A (CRP) & Schedule B (Architectural) - Richard C Bernstein, 604-291-2660 Schedule B (Structural) - Grant Newfield, 604-738-0048 Schedule B (Electrical) - Steven Nemetz, 604-736-6562 Schedule B (Mechanical & Plumbing) - Patrick Stewart, 604-684-5995 Schedule D (Envelope) - Joel Schwartz, 604-320-1999 Notes: 1. Related to DP-2021-00202 2. Building Occupancy limited to 25 Persons, Sign to be posted per 2019 VBBL 3.1.17.1(2) 3. Energy upgrade trigger: E2 - Lighting - Upgrade to Local Control (per 9.4.1.1.(a) of ASHRAE 90.1-2016) 4. Building inspector to determine on site if a separate sprinkler permit is required. No sprinkler permit required per DBI May 28/21. | Allwest Electric Ltd
NULL | NULL | NULL | Electrical Permit | Commercial | NULL | Draft | Movie Set / Filming - To allow for Movie Set/Filming Applicant shall provide completed Contractor Declaration form, and dates of filming and associated location(s) to csinspection.clerks@vancouver.ca prior to the commencement of filming. Visit vancouver.ca/inspections for more details. | NULL
NULL | NULL | NULL | Electrical Permit | Commercial | NULL | Draft | Movie Set / Filming - To allow for Movie Set/Filming Applicant shall provide completed Contractor Declaration form, and dates of filming and associated location(s) to csinspection.clerks@vancouver.ca prior to the commencement of filming. Visit vancouver.ca/inspections for more details. | NULL
NULL | NULL | NULL | Electrical Permit | Commercial | NULL | Draft | Annual / Operating | NULL
NULL | NULL | NULL | Plumbing Permit | Commercial | New | Draft | Commercial - >>UNDERGROUND>> Installation of fixtures. >To construct a new 16 storey mixed-use building (14 storey per Zoning Bylaw) consisting of: 1st. storey - 2 residential rental units and storage/loading area 2nd. storey - 3 residential rental units, and 3 CRU units: 1 Restaurant (A-2) and 2 retails ( E) 3 rd to 15th storeys - 113 residential rental units 16 th. storey - top roof amenity space all over two levels of underground parking having vehicle access from the lane. Note: Total number of the dwelling units -118. This application has been approved under the Moderate Income Rental Housing Pilot Program. This permit was issued under the VBBL2019 and COVID 19. 16-June-2021- Stage 1 (excavation and shoring) issued. Stage 2 -Full Structure - In Review | Trevor Hildebrand
NULL | NULL | NULL | Electrical Permit | Commercial | NULL | Draft | Annual / Operating | NULL
NULL | NULL | NULL | Electrical Permit | Commercial | New | Draft | Installation / Repair - Commercial - Install a 100amp 3 phase panel and transfer switch to feed Freedom mobile radio equipment, base electrical contractor for the golf course is responsible for the metering, and cabling to the site There will be no digging at this site under this permit as per Contractor *If work on this site could lead to the disturbance of soil advise applicant to contact the Provincial Archaeology Branch at 250-953-3334 for necessary permits. In addition, please be advised that reports from an Archaeologist (AIA, AOA) and permits from the First Nations may be necessary prior to the release of your City of Vancouver permits. **Amend 09/16/2021** change to new service 100 Amps | D G Power Systems (2006) Ltd
NULL | NULL | NULL | Sprinkler Permit | Commercial | Renovation | Withdrawn | Commercial - Tenant improvement | GPM FIRE PROTECTION
NULL | NULL | NULL | Plumbing Permit | NULL | NULL | Draft | NULL | NULL
EP-2022-04609 | NULL | NULL | Electrical Permit | Residential | Renovation - Dwelling Unit(s) only | Withdrawn | Installation / Repair - Residential - Replace electrical panel and install electric vehicle charger | NULL
NULL | NULL | NULL | Plumbing Permit | NULL | NULL | Withdrawn | NULL | NULL
NULL | NULL | NULL | Electrical Permit | NULL | NULL | Draft | NULL | NULL
NULL | NULL | NULL | Electrical Permit | Residential | New | Draft | Installation / Repair - Residential - Roughing wiring and finishing | NULL
NULL | NULL | NULL | Electrical Permit | Residential | New | Draft | Installation / Repair - Residential - Roughing wiring and finishing | NULL
NULL | NULL | NULL | Electrical Permit | NULL | NULL | Draft | NULL | NULL
EP-2022-04588 | NULL | NULL | Electrical Permit | Residential | New | Withdrawn | Temporary Power - Residential - To provide temporary power. | ABC1 ELECTRICAL SERVICES LTD.
NULL | NULL | NULL | Electrical Permit | NULL | NULL | Draft | NULL | NULL
NULL | NULL | NULL | Electrical Permit | NULL | NULL | Draft | NULL | NULL
NULL | NULL | NULL | Electrical Permit | NULL | NULL | Draft | NULL | NULL
NULL | NULL | NULL | Electrical Permit | Residential | New | Draft | Installation / Repair - Residential - I am taking over the work from previous Electrical Contractor (MILKYWAY INDUSTRY LTD) to finish the final work. | NULL
NULL | NULL | NULL | Electrical Permit | Residential | NULL | Draft | Installation / Repair - Residential | NULL
NULL | NULL | NULL | Sprinkler Permit | NULL | NULL | Draft | NULL | Tyco Integrated Fire & Security Canada Inc/Tyco Feu Et Securite Integres Canada Inc
NULL | NULL | NULL | Plumbing Permit | Residential | New | Draft | Residential - Plumbing in side the house | NULL
NULL | NULL | NULL | Plumbing Permit | Residential | New | Draft | Residential - New build, Laneway NOTE: The actual address is 4537 West 4th AVE. But it won't come up in the search bar. The only way for me to pull this permit is under the main hose address 4533 West 4th. Laneway Building permit: DB2019 03488 | Paris Plumbing And Heating Ltd
NULL | NULL | NULL | Electrical Permit | Commercial | NULL | Draft | Movie Set / Filming - To allow for Movie Set/Filming Applicant shall provide completed Contractor Declaration form, and dates of filming and associated location(s) to csinspection.clerks@vancouver.ca prior to the commencement of filming. Visit vancouver.ca/inspections for more details. | FLS3 Productions Inc
EP-2022-04603 | 2022-06-01 | NULL | Electrical Permit | Commercial | NULL | Expired | Movie Set / Filming - To allow for Movie Set/Filming Applicant shall provide completed Contractor Declaration form, and dates of filming and associated location(s) to csinspection.clerks@vancouver.ca prior to the commencement of filming. Visit vancouver.ca/inspections for more details. | FLS3 Productions Inc
NULL | NULL | NULL | Sprinkler Permit | NULL | NULL | Draft | NULL | NULL
NULL | NULL | NULL | Electrical Permit | NULL | NULL | Draft | NULL | NULL
NULL | NULL | NULL | Plumbing Permit | Commercial | Renovation | Withdrawn | Commercial - Installing drains, Backflow preventers, water lines. | NULL
NULL | NULL | NULL | Plumbing Permit | NULL | NULL | Withdrawn | NULL | NULL
NULL | NULL | NULL | Electrical Permit | NULL | NULL | Draft | NULL | NULL
NULL | NULL | NULL | Plumbing Permit | Commercial | New | Withdrawn | Commercial - dfg | NULL
NULL | NULL | NULL | Plumbing Permit | Residential | NULL | Draft | Residential - Plumbing | NULL
NULL | NULL | NULL | Plumbing Permit | Residential | Renovation | Withdrawn | Residential - new showers to replace old tubs. sinks and toilets are just be replaced in same spot. | NULL
NULL | NULL | NULL | Plumbing Permit | NULL | NULL | Draft | NULL | Pacific Mechanical Systems Ltd
NULL | NULL | NULL | Electrical Permit | Residential | New | Draft | Installation / Repair - Residential - secuirty system including enterphones and cctv. | NULL
NULL | NULL | NULL | Gas Permit | Residential | New | Draft | Residential - GAS FIREPLACE INSTALLATION | NULL
NULL | NULL | NULL | Gas Permit | Residential | New | Draft | Residential - GAS FIREPLACE INSTALLATION | NULL
NULL | NULL | NULL | Electrical Permit | NULL | NULL | Withdrawn | NULL | NULL
NULL | NULL | NULL | Electrical Permit | Commercial | Renovation | Withdrawn | Installation / Repair - Commercial - Relocation of some switches and plugs, adding 5 LED panels, adding 3 emergency and exit lights >BP: Including the letter from Open Door Group signed by Nicole Allen and dated July 9, 2021, change of use from General Office to Social Service Centre and interior alterations to provide improvements at unit #1 on the first storey of this existing municipally designated commercial building that is on the Vancouver Heritage Register (B) for an unlimited period of time. OK for field review as per Eun Jeon & Lalitha Jayaraman, July 28, 2021 | Kamran Saghah
NULL | NULL | NULL | Gas Permit | NULL | NULL | Withdrawn | NULL | Pacific Peak to Peak Plumbing & Heating Ltd
NULL | NULL | NULL | Plumbing Permit | NULL | NULL | Draft | NULL | NULL
NULL | NULL | NULL | Electrical Permit | Commercial | Renovation | Withdrawn | Installation / Repair - Commercial - Kitchen Renovation | NULL
NULL | NULL | NULL | Electrical Permit | Residential | Addition | Draft | Installation / Repair - Residential - providing power to A/C unit | NULL
NULL | NULL | NULL | Gas Permit | NULL | NULL | Withdrawn | NULL | NULL
NULL | NULL | NULL | Plumbing Permit | NULL | NULL | Draft | NULL | NULL
NULL | NULL | NULL | Plumbing Permit | Residential | NULL | Draft | Residential - Ggggv | NULL
NULL | NULL | NULL | Plumbing Permit | NULL | NULL | Draft | NULL | NULL
NULL | NULL | NULL | Electrical Permit | NULL | NULL | Draft | NULL | NULL
NULL | NULL | NULL | Electrical Permit | NULL | NULL | Draft | NULL | NULL
NULL | NULL | NULL | Electrical Permit | NULL | NULL | Withdrawn | NULL | NULL
NULL | NULL | NULL | Electrical Permit | Residential | Addition | Draft | Installation / Repair - Residential - install of a A/C unit | NULL
NULL | NULL | NULL | Sprinkler Permit | NULL | NULL | Draft | NULL | NULL
NULL | NULL | NULL | Electrical Permit | NULL | NULL | Draft | NULL | NULL
NULL | NULL | NULL | Electrical Permit | Residential | New | Draft | Installation / Repair - Residential | NULL
NULL | NULL | NULL | Plumbing Permit | NULL | NULL | Draft | NULL | Neptune Plumbing & Heating Ltd
NULL | NULL | NULL | Plumbing Permit | NULL | NULL | Draft | NULL | NULL
NULL | NULL | NULL | Gas Permit | NULL | NULL | Draft | NULL | NULL
NULL | NULL | NULL | Electrical Permit | Residential | Addition | Withdrawn | Installation / Repair - Residential - TEst | NULL
NULL | NULL | NULL | Plumbing Permit | Commercial | Renovation | Draft | Commercial - Installation of one mob sink and vanity sink | NULL
NULL | NULL | NULL | Electrical Permit | NULL | NULL | Draft | NULL | NULL
NULL | NULL | NULL | Electrical Permit | Commercial | New | Draft | Installation / Repair - Commercial - 220v, 20amp x4 receptacle Dryer, HWT 30amp power receptacle. 120v, 20amp x6 receptacle. 3 Switches, Lighting power JB install. | NULL
EP-2022-04657 | 2022-06-02 | NULL | Electrical Permit | Commercial | NULL | Expired | Movie Set / Filming - To allow for Movie Set/Filming Applicant shall provide completed Contractor Declaration form, and dates of filming and associated location(s) to csinspection.clerks@vancouver.ca prior to the commencement of filming. Visit vancouver.ca/inspections for more details. | Filmgroup.tv Ltd
NULL | NULL | NULL | Gas Permit | NULL | NULL | Withdrawn | NULL | NULL
NULL | NULL | NULL | Plumbing Permit | NULL | NULL | Withdrawn | NULL | NULL
NULL | NULL | NULL | Sprinkler Permit | NULL | NULL | Withdrawn | NULL | NULL
NULL | NULL | NULL | Electrical Permit | NULL | NULL | Draft | NULL | NULL
NULL | NULL | NULL | Plumbing Permit | Commercial | Tenant Improvement | Draft | Commercial - cap off three hand sink, two shower drains and one floor drain | NULL
NULL | NULL | NULL | Electrical Permit | Residential | Addition | Draft | Installation / Repair - Residential - install 20A A/C unit | NULL
NULL | NULL | NULL | Plumbing Permit | NULL | NULL | Draft | NULL | NULL
NULL | NULL | NULL | Plumbing Permit | NULL | NULL | Draft | NULL | NULL
NULL | NULL | NULL | Electrical Permit | NULL | NULL | Withdrawn | Installation / Repair - | NULL
EP-2022-05320 | NULL | NULL | Electrical Permit | Residential | Renovation | Withdrawn | Installation / Repair - Residential - - 200A service upgrade - kitchen re-wire - new pot lights replacing center lights throughout (approx. 60-70) | New Moon Electric Ltd
NULL | NULL | NULL | Electrical Permit | NULL | NULL | Draft | NULL | NULL
NULL | NULL | NULL | Electrical Permit | Commercial | NULL | Withdrawn | Annual / Operating - Maintenance Annual >>>> Amend: May 27th - It has come to our attention about a glitch in our data base regarding annual fees paid- wrong fee were charged -fees should have been $218 -you will receive a refund cheque for the difference, we apologize for any inconveniences. Thank you | Mac's Electric Ltd
NULL | NULL | NULL | Plumbing Permit | Residential | New | Draft | Residential - Plumbing | NULL
NULL | NULL | NULL | Plumbing Permit | NULL | NULL | Draft | NULL | NULL
NULL | NULL | NULL | Plumbing Permit | NULL | NULL | Draft | NULL | NULL
NULL | NULL | NULL | Plumbing Permit | Residential | New | Draft | Residential - Plumbing | NULL
NULL | NULL | NULL | Electrical Permit | Residential | Renovation | Withdrawn | Installation / Repair - Residential - Installation of | NULL
NULL | NULL | NULL | Electrical Permit | Residential | Addition | Draft | Installation / Repair - Residential - Install 20A A/C | NULL
NULL | NULL | NULL | Electrical Permit | NULL | NULL | Draft | NULL | NULL
NULL | NULL | NULL | Plumbing Permit | Commercial | Renovation | Draft | Commercial - Drain tile and tie ins on existing and new perimeter drain | NULL
NULL | NULL | NULL | Plumbing Permit | NULL | NULL | Withdrawn | NULL | NULL
NULL | NULL | NULL | Electrical Permit | Residential | New | Draft | Installation / Repair - Residential | NULL
NULL | NULL | NULL | Electrical Permit | NULL | NULL | Draft | NULL | NULL
NULL | NULL | NULL | Electrical Permit | Commercial | NULL | Draft | Annual / Operating | NULL
NULL | NULL | NULL | Plumbing Permit | Residential | Renovation | Draft | Residential - Replace 3 bathtubs to 3 showers | Urban Plumbing & Heating Ltd
NULL | NULL | NULL | Plumbing Permit | Residential | New | Draft | Residential - Install out side sump | APPLEHILL EXCAVATING LTD.
NULL | NULL | NULL | Electrical Permit | NULL | NULL | Draft | NULL | NULL
NULL | NULL | NULL | Electrical Permit | Residential | New | Draft | Installation / Repair - Residential - Main service 200 amp. Main house 125 amp . Basment 100 amp. Laneway house 125 amp. New wireng and finishing | NULL
NULL | NULL | NULL | Plumbing Permit | Residential | New | Withdrawn | Residential - Install sump | NULL
NULL | NULL | NULL | Plumbing Permit | Residential | New | Draft | Residential - Out side sump | NULL
NULL | NULL | NULL | Electrical Permit | Commercial | NULL | Withdrawn | Annual / Operating - Temporary construction service | NULL
NULL | NULL | NULL | Plumbing Permit | Residential | New | Draft | Residential - Out side sump | NULL
NULL | NULL | NULL | Plumbing Permit | Residential | New | Draft | Residential - Out side sump | APPLEHILL EXCAVATING LTD.
NULL | NULL | NULL | Electrical Permit | Commercial | NULL | Draft | Annual / Operating | NULL
NULL | NULL | NULL | Electrical Permit | NULL | NULL | Draft | NULL | NULL
NULL | NULL | NULL | Gas Permit | NULL | NULL | Withdrawn | NULL | NULL
NULL | NULL | NULL | Electrical Permit | NULL | NULL | Draft | NULL | NULL
NULL | NULL | NULL | Electrical Permit | Residential | New | Draft | Installation / Repair - Residential - Temporary power pole | ALPHA ONE ELECTRIC LTD
NULL | NULL | NULL | Electrical Permit | Commercial | NULL | Draft | Annual / Operating | NULL
NULL | NULL | NULL | Electrical Permit | NULL | NULL | Draft | NULL | NULL
NULL | NULL | NULL | Plumbing Permit | NULL | NULL | Withdrawn | NULL | NULL
NULL | NULL | NULL | Electrical Permit | NULL | NULL | Withdrawn | NULL | NULL
NULL | NULL | NULL | Plumbing Permit | NULL | Tenant Improvement | Withdrawn | NULL | DAVIDSON BROS MECHANICAL CONTRACTORS
NULL | NULL | NULL | Plumbing Permit | Residential | Renovation | Draft | Residential - renovations kitchen and 3 bathrooms | NULL
NULL | NULL | NULL | Electrical Permit | NULL | NULL | Draft | NULL | NULL
NULL | NULL | NULL | Electrical Permit | NULL | NULL | Draft | NULL | NULL
NULL | NULL | NULL | Plumbing Permit | NULL | NULL | Withdrawn | NULL | NULL
NULL | NULL | NULL | Electrical Permit | NULL | NULL | Draft | NULL | NULL
NULL | NULL | NULL | Plumbing Permit | NULL | NULL | Draft | NULL | Mainland Plumbing & Heating
NULL | NULL | NULL | Gas Permit | Residential | Renovation | Draft | Residential - Install on demand hotwater heater | AMF CONTRACTING LTD
NULL | NULL | NULL | Plumbing Permit | Commercial | Tenant Improvement | Draft | Commercial - Cap off three hand sinks, two shower drain and one floor drain | NULL
NULL | NULL | NULL | Plumbing Permit | NULL | NULL | Draft | NULL | BMS Plumbing & Mechanical Systems Ltd
NULL | NULL | NULL | Plumbing Permit | NULL | NULL | Draft | NULL | NULL
NULL | NULL | NULL | Electrical Permit | Commercial | NULL | Draft | Movie Set / Filming - To allow for Movie Set/Filming Applicant shall provide completed Contractor Declaration form, and dates of filming and associated location(s) to csinspection.clerks@vancouver.ca prior to the commencement of filming. Visit vancouver.ca/inspections for more details. | NULL
NULL | NULL | NULL | Plumbing Permit | NULL | NULL | Draft | NULL | NULL
NULL | NULL | NULL | Electrical Permit | NULL | NULL | Withdrawn | NULL | NULL
NULL | NULL | NULL | Electrical Permit | Commercial | NULL | Draft | Movie Set / Filming - To allow for Movie Set/Filming Applicant shall provide completed Contractor Declaration form, and dates of filming and associated location(s) to csinspection.clerks@vancouver.ca prior to the commencement of filming. Visit vancouver.ca/inspections for more details. | NULL
NULL | NULL | NULL | Electrical Permit | NULL | NULL | Withdrawn | NULL | NULL
NULL | NULL | NULL | Electrical Permit | NULL | NULL | Draft | NULL | NULL
NULL | NULL | NULL | Electrical Permit | Commercial | NULL | Withdrawn | Annual / Operating - general maintenance | NULL
NULL | NULL | NULL | Electrical Permit | Commercial | NULL | Draft | Movie Set / Filming - To allow for Movie Set/Filming Applicant shall provide completed Contractor Declaration form, and dates of filming and associated location(s) to csinspection.clerks@vancouver.ca prior to the commencement of filming. Visit vancouver.ca/inspections for more details. | NULL
NULL | NULL | NULL | Gas Permit | NULL | NULL | Draft | NULL | EVERSHINE FIREPLACES LTD
NULL | NULL | NULL | Gas Permit | NULL | NULL | Draft | NULL | EVERSHINE FIREPLACES LTD
NULL | NULL | NULL | Plumbing Permit | NULL | NULL | Draft | NULL | EVERSHINE FIREPLACES LTD
NULL | NULL | NULL | Electrical Permit | NULL | NULL | Withdrawn | NULL | NULL
NULL | NULL | NULL | Electrical Permit | Commercial | Tenant Improvement | Draft | Installation / Repair - Commercial - Remove existing wiring to fans and lights , install new light and switch to storage area x2 install new 120v receptacle for DMX lighting control. Install new lights to entire area of theatre. Relocate switches to doorway for 4 way control. Wire new 15amp circuit for dishwasher, wire new GFCI receptacle for kitchen area. | NULL
NULL | NULL | NULL | Electrical Permit | Residential | New | Draft | Installation / Repair - Residential - Low Voltage Landscape Lighting (outside) | NULL
NULL | NULL | NULL | Electrical Permit | NULL | NULL | Draft | NULL | NULL
NULL | NULL | NULL | Plumbing Permit | NULL | NULL | Draft | NULL | NULL
NULL | NULL | NULL | Sprinkler Permit | Commercial | New | Draft | Commercial - Installation of new fire sprinkler system | NULL
NULL | NULL | NULL | Electrical Permit | NULL | NULL | Draft | NULL | NULL
NULL | NULL | NULL | Plumbing Permit | Commercial | Tenant Improvement | Draft | Commercial - Cap off three sinks, two shower drains and one floor drain | NULL
NULL | NULL | NULL | Plumbing Permit | Commercial | Tenant Improvement | Draft | Commercial - Cap off three sinks, two shower drains and one floor drain | NULL
NULL | NULL | NULL | Plumbing Permit | NULL | NULL | Draft | NULL | NULL
NULL | NULL | NULL | Plumbing Permit | Commercial | Tenant Improvement | Draft | Commercial - Cap off three hand sinks, two shower drains and one floor drain | NULL
EP-2022-04779 | 2022-06-07 | NULL | Electrical Permit | Commercial | New | Completed | Installation / Repair - Commercial - 4 x 72w LED new streetlights / 2 x 37w LED pedestrian lights added to existing service Job is located on Hull Street & E 20th Avenue | Trans-Western Electric Ltd
NULL | NULL | NULL | Electrical Permit | Commercial | Addition | Withdrawn | Installation / Repair - Commercial - Paladin will monitor any supported signal transmitting device in Paladin's own ULC Certified Monitoring Station. Response procedures are based on ULC requirements and client instructions. No mag locks. | PALADIN TECHNOLOGIES INC
NULL | NULL | NULL | Gas Permit | Residential | Renovation | Withdrawn | Residential - Replacement of furnace | House Smart Home Improvements Ltd
NULL | NULL | NULL | Gas Permit | NULL | NULL | Draft | NULL | NULL
NULL | NULL | NULL | Electrical Permit | Commercial | NULL | Draft | Annual / Operating | NULL
NULL | NULL | NULL | Electrical Permit | NULL | NULL | Withdrawn | NULL | NULL
NULL | NULL | NULL | Plumbing Permit | Commercial | Addition | Draft | Commercial - Install three 1/2" RPBA backflow assembly devices, one for each of the three Cooling Towers | KC's Plumbing & Heating
EP-2022-04836 | 2022-06-14 | NULL | Electrical Permit | Commercial | New | Completed | Installation / Repair - Commercial - 2 x 133w LED new streetlights / 3 x 165w LED new streetlights added to existing service -job is located on Rupert Street / East 23 Avenue / East 22 Avenue 3838 Rupert St | Trans-Western Electric Ltd
NULL | NULL | NULL | Electrical Permit | NULL | NULL | Withdrawn | NULL | NULL
NULL | NULL | NULL | Plumbing Permit | NULL | NULL | Withdrawn | NULL | NULL
EP-2022-04797 | 2022-06-08 | NULL | Electrical Permit | Commercial | Renovation | Completed | Installation / Repair - Commercial - Repair/replace unmetered service equipment in pole mounted kiosk. Service is overhead and water is coming down conduit into panel and has rusted it out along with the breakers. Existing weather head is below point of connection, we will correct this and replace panel, breakers & service conductors. Approx 3450 Bridgeway St., Pole mounted kiosk on north side of road on the edge of the forested area. 49°17'21.3"N 123°01'50.7"W 49.289243, -123.030744 | J A Electric Inc
NULL | NULL | NULL | Electrical Permit | Residential | New | Withdrawn | Installation / Repair - Residential - aaaa | Orca Automation Corp
NULL | NULL | NULL | Sprinkler Permit | Commercial | New | Draft | Commercial - new spripnklers | NULL
NULL | NULL | NULL | Sprinkler Permit | Residential | New | Draft | Residential - New sprinkler | NULL
NULL | NULL | NULL | Plumbing Permit | NULL | NULL | Draft | NULL | NULL
NULL | NULL | NULL | Plumbing Permit | NULL | New | Withdrawn | - Install new storm sump | NULL
NULL | NULL | NULL | Plumbing Permit | Residential | New | Draft | Residential - 1) install rainwater sump and pipings 2) install sanitary sump and pipings This is for the main house | NULL
NULL | NULL | NULL | Plumbing Permit | NULL | NULL | Withdrawn | NULL | NULL
NULL | NULL | NULL | Plumbing Permit | Residential | New | Draft | Residential - 1) install rainwater sump and pipings 2) install sanitary sump and pipings This is for the main house | NULL
NULL | NULL | NULL | Plumbing Permit | NULL | NULL | Draft | NULL | NULL
NULL | NULL | NULL | Gas Permit | Residential | New | Draft | Residential - Laneway | NULL
NULL | NULL | NULL | Electrical Permit | NULL | NULL | Draft | NULL | NULL
NULL | NULL | NULL | Plumbing Permit | NULL | NULL | Draft | NULL | NULL
NULL | NULL | NULL | Electrical Permit | Commercial | NULL | Draft | Annual / Operating | NULL
NULL | NULL | NULL | Electrical Permit | NULL | NULL | Draft | NULL | NULL
NULL | NULL | NULL | Electrical Permit | NULL | NULL | Withdrawn | NULL | NULL
NULL | NULL | NULL | Plumbing Permit | Commercial | New | Draft | Commercial - Installation of Plumbing Fixtures on new building | Canadian Turner Construction Company Ltd
NULL | NULL | NULL | Electrical Permit | NULL | NULL | Withdrawn | NULL | NULL
NULL | NULL | NULL | Plumbing Permit | NULL | NULL | Draft | NULL | NULL
NULL | NULL | NULL | Electrical Permit | NULL | NULL | Draft | NULL | NULL
NULL | NULL | NULL | Electrical Permit | NULL | NULL | Draft | NULL | NULL
NULL | NULL | NULL | Electrical Permit | Residential | New | Draft | Installation / Repair - Residential - Wiring and service on new duplex | Flash Electric Ltd.
NULL | NULL | NULL | Electrical Permit | NULL | NULL | Withdrawn | NULL | NULL
EP-2022-04835 | NULL | NULL | Electrical Permit | Commercial | Renovation | Withdrawn | Installation / Repair - Commercial - Replace 2X2 fixtures & T8 lamps as required | MEI Energy Solutions Ltd
NULL | NULL | NULL | Plumbing Permit | Commercial | New | Draft | Commercial - Underground Drainage >BP: This permit has been issued for all site work and below grade facilities including one level of common underground parking for the proposed development: To construct 3-storey multiple dwelling buildings consisting of 8 buildings with total of 47 dwelling units (5 dwelling units in each of Building 1 to Building 3; 4 dwelling units in Building 4; and 7 dwelling units in each of Building 5 to Building 8), all over one level of underground parking with storages, bike storages, and service rooms, having vehicular access from the rear lane. This is a CP Process Permit and the applicant is David Steer, P. Eng., CP. Building to be sprinklered to NFPA 13. ZEBP Building as per 10.2.1.5. *REVIEWED UNDER VBBL 2019, WITH UPDATED ENERGY REQUIREMENTS AS PER BYLAW #12997 EFFECTIVE JAN 01, 2022* Refer to BP-2021-06890 for Building 1 Refer to BP-2021-06898 for Building 2 Refer to BP-2021-06899 for Building 3 Refer to BP-2021-06900 for Building 4 Refer to BP-2021-06901 for Building 5 Refer to BP-2021-06903 for Building 6 Refer to BP-2021-06904 for Building 7 Refer to BP-2021-06905 for Building 8 STAGED CONSTRUCTION Stage 1: Excavation & Shoring. (Mar 18/22, A. Min) Stage 2: Full Construction (May 03/22, A. Min) | Jensen's Plumbing & Heating Ltd
EP-2022-04875 | NULL | NULL | Electrical Permit | Commercial | NULL | Application Incomplete | Movie Set / Filming - To allow for Movie Set/Filming Applicant shall provide completed Contractor Declaration form, and dates of filming and associated location(s) to csinspection.clerks@vancouver.ca prior to the commencement of filming. Visit vancouver.ca/inspections for more details. | NULL
NULL | NULL | NULL | Electrical Permit | Residential | Tenant Improvement | Withdrawn | Installation / Repair - Residential - need wire timer-HRVs (x2) and speed control - HRVs (x2) and wire duct heater to stat | NULL
NULL | NULL | NULL | Gas Permit | Residential | New | Draft | Residential - Installation of 2 gas fireplaces - venting and hook up only | Urban Fireplaces Ltd
NULL | NULL | NULL | Electrical Permit | Commercial | NULL | Withdrawn | Annual / Operating | NULL
NULL | NULL | NULL | Plumbing Permit | NULL | NULL | Draft | NULL | Mainland Plumbing & Heating
NULL | NULL | NULL | Plumbing Permit | NULL | NULL | Draft | NULL | NULL
NULL | NULL | NULL | Electrical Permit | Residential | Addition | Withdrawn | Installation / Repair - Residential - Installing EV charger in Garage. Garage has dedicated 200amp panel with 3 lighting circuits and on AC unit. | Gill Energy Solutions Ltd dba GES Electrical
NULL | NULL | NULL | Electrical Permit | Commercial | NULL | Draft | Movie Set / Filming - To allow for Movie Set/Filming Applicant shall provide completed Contractor Declaration form, and dates of filming and associated location(s) to csinspection.clerks@vancouver.ca prior to the commencement of filming. Visit vancouver.ca/inspections for more details. | NULL
NULL | NULL | NULL | Electrical Permit | NULL | NULL | Draft | NULL | NULL
EP-2022-04863 | NULL | NULL | Electrical Permit | Commercial | NULL | Withdrawn | Movie Set / Filming - To allow for Movie Set/Filming. Applicant shall provide completed Contractor Declaration form, and dates of filming and associated location(s) to csinspection.clerks@vancouver.ca prior to the commencement of filming. Visit vancouver.ca/inspections for more details. | NULL
NULL | NULL | NULL | Electrical Permit | NULL | NULL | Withdrawn | NULL | NULL
NULL | NULL | NULL | Sprinkler Permit | NULL | NULL | Draft | NULL | NULL
NULL | NULL | NULL | Sprinkler Permit | Commercial | Tenant Improvement | Draft | Commercial - 2nd and 3rd floor tenant improvement -160 new pendant head Tenant improvement | Active Fire & Safety Services Ltd
NULL | NULL | NULL | Sprinkler Permit | NULL | NULL | Draft | NULL | NULL
NULL | NULL | NULL | Plumbing Permit | Residential | NULL | Draft | Residential | NULL
NULL | NULL | NULL | Plumbing Permit | Residential | New | Draft | Residential - new laneway plumbing | GR8 Plumbing & Heating LTD
NULL | NULL | NULL | Gas Permit | Residential | Addition | Draft | Residential - Gas fireplace installation | NULL
NULL | NULL | NULL | Plumbing Permit | Residential | New | Draft | Residential - new laneway plumbing | GR8 Plumbing & Heating LTD
NULL | NULL | NULL | Electrical Permit | NULL | NULL | Draft | NULL | NULL
NULL | NULL | NULL | Plumbing Permit | Residential | New | Draft | Residential - new laneway plumbing | GR8 Plumbing & Heating LTD
NULL | NULL | NULL | Electrical Permit | Commercial | Renovation | Withdrawn | Installation / Repair - Commercial - Install four EV chargers in the visitor stalls | Nelcan Electric Ltd
EP-2022-04884 | 2022-06-10 | NULL | Electrical Permit | Commercial | NULL | Expired | Special Event - 70Kva genset supplying stage and Food vendors 100 block Robson street | Riviers Electric Services Inc
NULL | NULL | NULL | Plumbing Permit | Residential | New | Draft | Residential - Gravity sump | NULL
NULL | NULL | NULL | Electrical Permit | NULL | NULL | Withdrawn | NULL | NULL
EP-2022-04889 | 2022-06-09 | NULL | Electrical Permit | Commercial | NULL | Expired | Movie Set / Filming - To allow for Movie Set/Filming Applicant shall provide completed Contractor Declaration form, and dates of filming and associated location(s) to csinspection.clerks@vancouver.ca prior to the commencement of filming. Visit vancouver.ca/inspections for more details. | The Capital Media Company Inc
NULL | NULL | NULL | Plumbing Permit | NULL | NULL | Withdrawn | NULL | NULL
EP-2022-04899 | 2022-06-10 | NULL | Electrical Permit | Commercial | NULL | Expired | Movie Set / Filming - To allow for Movie Set/Filming Applicant shall provide completed Contractor Declaration form, and dates of filming and associated location(s) to csinspection.clerks@vancouver.ca prior to the commencement of filming. Visit vancouver.ca/inspections for more details. | GEP Irrational Inc
NULL | NULL | NULL | Gas Permit | NULL | NULL | Draft | NULL | NULL
NULL | NULL | NULL | Electrical Permit | NULL | NULL | Withdrawn | NULL | NULL
NULL | NULL | NULL | Electrical Permit | NULL | NULL | Withdrawn | Installation / Repair - - Add smoke alarms and check safety | NULL
NULL | NULL | NULL | Electrical Permit | Residential | Addition | Draft | Installation / Repair - Residential - install A/C | NULL
NULL | NULL | NULL | Sprinkler Permit | NULL | NULL | Draft | NULL | NULL
NULL | NULL | NULL | Plumbing Permit | Commercial | Addition | Draft | Commercial - Addition of (1) hand wash sink and (1) Mop bucket filler tap | NULL
NULL | NULL | NULL | Electrical Permit | NULL | NULL | Withdrawn | NULL | NULL
NULL | NULL | NULL | Electrical Permit | Commercial | NULL | Withdrawn | Annual / Operating | NULL
NULL | NULL | NULL | Electrical Permit | NULL | NULL | Withdrawn | NULL | NULL
NULL | NULL | NULL | Sprinkler Permit | NULL | NULL | Draft | NULL | NULL
NULL | NULL | NULL | Electrical Permit | NULL | NULL | Withdrawn | NULL | NULL
NULL | NULL | NULL | Electrical Permit | NULL | NULL | Withdrawn | NULL | NULL
NULL | NULL | NULL | Electrical Permit | Residential | Addition | Withdrawn | Installation / Repair - Residential - A/C install | NULL
NULL | NULL | NULL | Electrical Permit | Residential | New | Draft | Installation / Repair - Residential - test | NULL
NULL | NULL | NULL | Electrical Permit | NULL | NULL | Draft | NULL | NULL
NULL | NULL | NULL | Gas Permit | NULL | NULL | Draft | NULL | NULL
EP-2022-04936 | NULL | NULL | Electrical Permit | Residential | New | Withdrawn | Installation / Repair - Residential - Low voltage cable and hardware installation for A/V- NO Mag Locks | PALADIN TECHNOLOGIES INC
NULL | NULL | NULL | Gas Permit | NULL | NULL | Draft | NULL | NULL
NULL | NULL | NULL | Electrical Permit | NULL | NULL | Draft | NULL | NULL
NULL | NULL | NULL | Electrical Permit | Commercial | NULL | Draft | Annual / Operating | NULL
NULL | NULL | NULL | Electrical Permit | Commercial | Tenant Improvement | Withdrawn | Installation / Repair - Commercial - electrical TI | NULL
NULL | NULL | NULL | Electrical Permit | Residential | New | Withdrawn | Temporary Power - Residential - To provide temporary power. | NULL
NULL | NULL | NULL | Electrical Permit | NULL | NULL | Withdrawn | NULL | NULL
NULL | NULL | NULL | Electrical Permit | Commercial | NULL | Draft | Annual / Operating | NULL
NULL | NULL | NULL | Plumbing Permit | NULL | NULL | Draft | NULL | NULL
NULL | NULL | NULL | Electrical Permit | NULL | NULL | Draft | Temporary Power - - To provide temporary power. | NULL
NULL | NULL | NULL | Electrical Permit | Commercial | NULL | Draft | Annual / Operating - operating electrical equipment through out the building, carry out electrical work in the hospital building. | Black & McDonald Limited
NULL | NULL | NULL | Plumbing Permit | Residential | New | Draft | Residential - Sump, Sanitary and Storm connection | NULL
NULL | NULL | NULL | Plumbing Permit | NULL | NULL | Draft | NULL | NULL
NULL | NULL | NULL | Electrical Permit | NULL | NULL | Draft | NULL | NULL
NULL | NULL | NULL | Electrical Permit | NULL | NULL | Draft | NULL | NULL
NULL | NULL | NULL | Electrical Permit | Residential | New | Withdrawn | Installation / Repair - Residential - New house electrical work | Gewang Electric Ltd
NULL | NULL | NULL | Gas Permit | NULL | NULL | Draft | NULL | NULL
NULL | NULL | NULL | Electrical Permit | Commercial | Renovation | Withdrawn | Installation / Repair - Commercial - Install exterior lights | Bert Holliday
NULL | NULL | NULL | Electrical Permit | Commercial | New | Withdrawn | Installation / Repair - Commercial - Install exterior lights | Bert Holliday
NULL | NULL | NULL | Electrical Permit | Commercial | New | Draft | Interim - Commercial - Grounding and Foundation. Scope of work: slab, underground, raceways, grounding, branch circuits. Service connection to BC Hydro is not permitted under this permit. Interim for EP-2022-03483 >BP: To construct a 26-storey residential building and a six-storey midrise combustible construction residential building containing 337 dwelling units all over two levels of underground parking. SHORT PROGRAM VBBL-2014 Stage #1: Soil densification, excavation and shoring. Stage #2-Full construction issued Jan 14, 22. Stage 2, rev.#1 Engineer of record change (mechanical & plumbing): G.P. Steeves is the engineer of record as of Jan.12, 22. (documents and drawings received and filed). | Nightingale Electric Ltd
NULL | NULL | NULL | Sprinkler Permit | NULL | NULL | Draft | NULL | NULL
NULL | NULL | NULL | Plumbing Permit | NULL | NULL | Draft | NULL | KC's Plumbing & Heating
NULL | NULL | NULL | Plumbing Permit | NULL | NULL | Draft | NULL | NULL
NULL | NULL | NULL | Plumbing Permit | NULL | NULL | Draft | NULL | NULL
NULL | NULL | NULL | Plumbing Permit | Commercial | Renovation | Draft | Commercial - Drain tile | NULL
NULL | NULL | NULL | Gas Permit | NULL | NULL | Withdrawn | NULL | NULL
NULL | NULL | NULL | Plumbing Permit | NULL | NULL | Draft | NULL | NULL
NULL | NULL | NULL | Plumbing Permit | NULL | NULL | Draft | NULL | NULL
NULL | NULL | NULL | Plumbing Permit | NULL | NULL | Draft | NULL | NULL
NULL | NULL | NULL | Plumbing Permit | NULL | NULL | Draft | NULL | NULL
NULL | NULL | NULL | Plumbing Permit | NULL | NULL | Draft | NULL | NULL
NULL | NULL | NULL | Electrical Permit | Commercial | Tenant Improvement | Draft | Installation / Repair - Commercial - INSTALL NEW LIGHTING, DEVICES AND RUNNING MAN EXITS -ground cable for the Data wiring Rack that is being done by others -Space is existing and its a 200 amp 208 volt 3 phase 42 cct Panel. >BP: Floor Level 1 Interior alterations to this general office on the 1st floor to this existing mixed-use building on this site. Scope of work includes reconfiguring interior walls and adding new pot lights. OK for field review as per K. Kang, December, 22, 2021 Notes: - This building is sprinklered. DBI to determine on site if a separate sprinkler permit is required. - Energy upgrade - E2 - Lighting - Upgrade to incorporate Automatic Partial OFF (per 9.4.1.1.(g) of ASHRAE 90.1-2016) - DBI to determine on site if Schedule B, Structural, is required. Energy checklist is currently no longer required with your Building Permit (BP) application. Some supporting documents are still required at BP stage, specifically Envelope and HVAC, if applicable. Service Water Heating and Lighting supporting documents, if applicable, must be submitted with your related trades permits (e.g. electrical and plumbing). All energy upgrades will be checked during inspections stage. It is the applicant’s responsibility to identify and note all required upgrades including energy upgrades on their BP drawings at BP stage. | Deltec Electric Ltd
NULL | NULL | NULL | Electrical Permit | NULL | NULL | Draft | NULL | NULL
NULL | NULL | NULL | Plumbing Permit | NULL | NULL | Draft | NULL | NULL
NULL | NULL | NULL | Plumbing Permit | Commercial | Renovation | Draft | Commercial - During the exterior excavation we found some unseen pipes next to the foundation. Now, we need to apply for a permit to reroute those pipes. | NULL
NULL | NULL | NULL | Electrical Permit | NULL | NULL | Withdrawn | NULL | NULL
NULL | NULL | NULL | Electrical Permit | NULL | NULL | Draft | NULL | NULL
NULL | NULL | NULL | Electrical Permit | NULL | NULL | Withdrawn | NULL | NULL
NULL | NULL | NULL | Plumbing Permit | Residential | Renovation | Withdrawn | Residential - replace drain tile | BD Plumbing
NULL | NULL | NULL | Sprinkler Permit | NULL | NULL | Draft | NULL | Metro City Fire Protection Ltd
NULL | NULL | NULL | Gas Permit | NULL | NULL | Draft | NULL | NULL
NULL | NULL | NULL | Electrical Permit | NULL | NULL | Draft | NULL | NULL
NULL | NULL | NULL | Electrical Permit | Residential | Addition | Draft | Installation / Repair - Residential - Install 14-50R receptacle on house panel for EV Charging. The house is fed with 3 meters, one for 1805 Blenheim, one for 3308 W. second, and one for the house panel feeding hot water tanks and furnace. | NULL
EP-2022-05109 | 2022-06-16 | NULL | Electrical Permit | Commercial | NULL | Expired | Movie Set / Filming - To allow for Movie Set/Filming Applicant shall provide completed Contractor Declaration form, and dates of filming and associated location(s) to csinspection.clerks@vancouver.ca prior to the commencement of filming. Visit vancouver.ca/inspections for more details. | First Cut Productions Inc
NULL | NULL | NULL | Electrical Permit | Residential | Renovation | Draft | Installation / Repair - Residential - Install 200amp service while 100amp service still functional. Then swap service once new panel and meter base installation complete. | NULL
NULL | NULL | NULL | Electrical Permit | Residential | Renovation | Draft | Installation / Repair - Residential - Upgrade service | NULL
NULL | NULL | NULL | Electrical Permit | NULL | NULL | Draft | NULL | NULL
NULL | NULL | NULL | Plumbing Permit | NULL | NULL | Draft | NULL | NULL
NULL | NULL | NULL | Sprinkler Permit | NULL | NULL | Draft | NULL | NULL
NULL | NULL | NULL | Sprinkler Permit | Residential | New | Withdrawn | Residential | NULL
NULL | NULL | NULL | Plumbing Permit | Commercial | New | Draft | Commercial - Plumbing >BP: To construct a 4-storey mixed-use building consisting: 1st storey - 2 retail units (shell) 2nd to 4th storeys - 21 dwelling units all over 1 level of underground parking having vehicular access from the lane. Separate tenant improvement permits are required for the tenant shell spaces. This is a CP process, the CP is Ron Bijok, Architect. This permit has been reviewed under the 2014 Vancouver Building By-law (#10908). Reviewed during the 2020 pandemic crisis. STAGED CONSTRUCTION Stage 1 - Excavation and Shoring (issued May 7, 2020) Stage 2 - Full Structure (issued June 12, 2020) Revision #1 - Change roof framing from dimensional lumber to TJI (issued November 13, 2020) Stage 3 - Full Construction (issued May 26, 2021) | Lally Plumbing & Heating Ltd
NULL | NULL | NULL | Plumbing Permit | NULL | NULL | Draft | NULL | NULL
NULL | NULL | NULL | Sprinkler Permit | Commercial | Tenant Improvement | Draft | Commercial - Interior alteration for this first tenant Improvement on the 1st Floor of this newly built manufacturing/office base building. Tenant fit out totals approx. 28,500 sf. 24,500 sf of which is the Motor Vehicle Repair Shop, and, 4,000 sf is support areas (office, lunch rooms, etc.) No spray booth proposed. | Pacific Rim Fire Protection (2008) Ltd
NULL | NULL | NULL | Sprinkler Permit | Commercial | Tenant Improvement | Draft | Commercial - Interior alteration for this first tenant Improvement on the 1st Floor of this newly built manufacturing/office base building. Tenant fit out totals approx. 28,500 sf. 24,500 sf of which is the Motor Vehicle Repair Shop, and, 4,000 sf is support areas (office, lunch rooms, etc.) No spray booth proposed. | Pacific Rim Fire Protection (2008) Ltd
NULL | NULL | NULL | Sprinkler Permit | NULL | NULL | Draft | NULL | NULL
NULL | NULL | NULL | Sprinkler Permit | NULL | NULL | Draft | NULL | NULL
NULL | NULL | NULL | Electrical Permit | NULL | NULL | Withdrawn | NULL | NULL
EP-2022-05038 | 2022-06-15 | NULL | Electrical Permit | Commercial | New | Completed | Installation / Repair - Commercial - Shaw Power supply at rear of premises on BC Hydro pole #2675581 Location: 5312 Granville St - outside, at rear of premises | Harbourview Electric Ltd
NULL | NULL | NULL | Electrical Permit | NULL | NULL | Draft | NULL | NULL
NULL | NULL | NULL | Electrical Permit | Commercial | NULL | Draft | Annual / Operating | NULL
NULL | NULL | NULL | Sprinkler Permit | NULL | NULL | Draft | NULL | NewTech Fire Protection Ltd
NULL | NULL | NULL | Plumbing Permit | NULL | NULL | Draft | NULL | NULL
NULL | NULL | NULL | Gas Permit | NULL | NULL | Draft | NULL | NULL
NULL | NULL | NULL | Sprinkler Permit | NULL | NULL | Withdrawn | NULL | NULL
NULL | NULL | NULL | Plumbing Permit | NULL | NULL | Withdrawn | NULL | NULL
NULL | NULL | NULL | Electrical Permit | NULL | NULL | Draft | NULL | NULL
NULL | NULL | NULL | Plumbing Permit | Commercial | Renovation | Withdrawn | Commercial - Commercial Plumbing: Install new drain lines for coke and juice machine to existing drainage lines trenching. >BP: #200 - 2083 Alma Street. Interior alterations to provide improvements to the service area of this existing Restaurant Class 1 tenant at unit #200 on the second floor of this commercial building on this site. Scope of work: 1) Remodel of service area (millwork). 2) Relocation of plumbing lines at front service area. 3) New wall and floor tiles and finishes in reception area. 4) Relocation of existing circuits as required. Energy upgrade chosen: E2 Lighting retrofit path - Upgrade lighting to partial automatic on per 9.4.1.1(c) of ASHREAE 90.1-2016. OK for Field Review per W.Wong | Nedal Moustafa
NULL | NULL | NULL | Gas Permit | Residential | New | Draft | Residential - GAS FIREPLACE INSTALLATION | NULL
NULL | NULL | NULL | Electrical Permit | NULL | NULL | Draft | NULL | NULL
NULL | NULL | NULL | Plumbing Permit | Residential | Renovation | Withdrawn | Residential - New laundry box , new shower pan and valve Fridge box | CRL Mechanical ltd
NULL | NULL | NULL | Electrical Permit | NULL | NULL | Draft | NULL | NULL
EP-2022-05069 | 2022-06-15 | NULL | Electrical Permit | Commercial | NULL | Expired | Special Event - Power Stage for black Lives Mater Event 70 KW generator to power sound Equipment and lighting in parking lot of beach 1204 Beach Ave Parking lot | Riviers Electric Services Inc
NULL | NULL | NULL | Electrical Permit | NULL | NULL | Draft | NULL | NULL
NULL | NULL | NULL | Plumbing Permit | Residential | Renovation | Withdrawn | Residential - New laundry install /new water lines and drain New shower pan and diverter | NULL
NULL | NULL | NULL | Electrical Permit | NULL | NULL | Draft | NULL | NULL
NULL | NULL | NULL | Plumbing Permit | Residential | Renovation | Draft | Residential - Bathroom Renovation | NULL
NULL | NULL | NULL | Sprinkler Permit | NULL | NULL | Draft | NULL | NULL
NULL | NULL | NULL | Electrical Permit | Commercial | New | Draft | Installation / Repair - Commercial - Install circuitry for EV charger. | Vancouver Static Industries Ltd
NULL | NULL | NULL | Electrical Permit | Commercial | NULL | Draft | Annual / Operating | NULL
NULL | NULL | NULL | Electrical Permit | NULL | NULL | Draft | NULL | NULL
NULL | NULL | NULL | Plumbing Permit | NULL | NULL | Draft | NULL | NULL
NULL | NULL | NULL | Plumbing Permit | NULL | NULL | Withdrawn | NULL | NULL
NULL | NULL | NULL | Electrical Permit | NULL | NULL | Draft | NULL | NULL
NULL | NULL | NULL | Electrical Permit | Residential | Renovation - Dwelling Unit(s) only | Withdrawn | Installation / Repair - Residential - Panel Upgrade to 200 amps. | NULL
NULL | NULL | NULL | Plumbing Permit | Residential | Renovation | Draft | Residential - Bathroom Reno | NULL
NULL | NULL | NULL | Plumbing Permit | NULL | NULL | Draft | NULL | NULL
NULL | NULL | NULL | Gas Permit | Residential | Renovation | Withdrawn | Residential - Relocate existing on-demand hot water heater to new location | NULL
NULL | NULL | NULL | Electrical Permit | NULL | NULL | Draft | NULL | NULL
NULL | NULL | NULL | Sprinkler Permit | Commercial | Tenant Improvement | Draft | Commercial - Unit #330; Building Permit for DP-2021-00731 Interior and exterior alterations and Change of Major Occupancy from Vocational School (Unit #309; Group A2) of 195 sq. m. in area to General office (group D) by expanding the existing office in Unit #330 in to Unit #309 and to provide tenant improvement with teaching kitchen in this existing commercial building. Scope of work includes installation of a new emergency motor generator at loading bay on grade and a new cooling unit at the parkade on the third floor. Tenant: Ministry of Children and Family Development One Class 3 Cooking operation Note to VCH, Environmental, & Mechanical: Please review Teaching Kitchen. Operational letter is provided. *REVIEWED UNDER THE VBBL 2019, WITH REDUCTION IN UPGRADE TRIGGERS AS PER BYLAW #13714 EFFECTIVE JAN 01, 2022* Change floor plan and sprinkler layout to suit new tenancy. | NULL
NULL | NULL | NULL | Gas Permit | Residential | Addition | Draft | Residential - Installation of a fireplace and required venting. | NULL
NULL | NULL | NULL | Plumbing Permit | Commercial | Renovation | Draft | Commercial | NULL
NULL | NULL | NULL | Electrical Permit | Commercial | Renovation | Draft | Installation / Repair - Commercial | NULL
NULL | NULL | NULL | Electrical Permit | Commercial | Addition | Withdrawn | Installation / Repair - Commercial - installing exhaust fan and pot lights in washroom >BP: Interior alterations and change of use to Beauty Salon for a new tenant at 6466 Victoria Drive in the existing commercial building on this site. Scope of work to include: universal washroom upgrades, re&re walls to suit new layout, electrical and plumbing Tenant: Milano Nail Spa Ltd. Schedule B Plumbing - Alex Z.Q.Li P.Eng - 778-323-1368 E2 - HVAC - Clean and Balance all Air Systems (per 6.7.2.3.2 of ASHRAE 90.1-2016) OK for field review D. Langevin Feb 15, 2022 | BC Vancouver Electrical
NULL | NULL | NULL | Gas Permit | NULL | NULL | Draft | NULL | KC's Plumbing & Heating
NULL | NULL | NULL | Electrical Permit | Residential | Renovation | Draft | Installation / Repair - Residential - Install new 200A service, car charger, and spa kit for hot tub. | Bay Hill Contracting Ltd
NULL | NULL | NULL | Electrical Permit | NULL | NULL | Withdrawn | NULL | NULL
NULL | NULL | NULL | Electrical Permit | Commercial | Renovation | Draft | Installation / Repair - Commercial - Moving some plugs and lights | E S R Electric Ltd
NULL | NULL | NULL | Sprinkler Permit | Residential | New | Draft | Residential - New | NULL
NULL | NULL | NULL | Plumbing Permit | Residential | New | Withdrawn | Residential - Pulp plumbing permit to book plumbing inspection | NULL
NULL | NULL | NULL | Plumbing Permit | NULL | NULL | Withdrawn | NULL | NULL
NULL | NULL | NULL | Plumbing Permit | Residential | New | Draft | Residential - qrqrq | NULL
NULL | NULL | NULL | Plumbing Permit | NULL | NULL | Draft | NULL | NULL
NULL | NULL | NULL | Sprinkler Permit | NULL | NULL | Draft | NULL | NULL
NULL | NULL | NULL | Sprinkler Permit | NULL | NULL | Draft | NULL | NULL
NULL | NULL | NULL | Sprinkler Permit | Commercial | Addition | Draft | Commercial - Install new dry system >BP: To construct sweat lodge with masonry firepit. | Brent C Williams
NULL | NULL | NULL | Sprinkler Permit | NULL | NULL | Draft | NULL | NULL
NULL | NULL | NULL | Sprinkler Permit | NULL | NULL | Draft | NULL | NULL
NULL | NULL | NULL | Plumbing Permit | Commercial | Tenant Improvement | Draft | Commercial - Replacing existing double compartment sink to a three compartment and a single sink to a double. | Hydrocraft Plumbing & Heating Inc
NULL | NULL | NULL | Electrical Permit | Residential | Addition | Draft | Installation / Repair - Residential - adding new plugs and lights | NULL
NULL | NULL | NULL | Electrical Permit | Residential | Renovation | Draft | Installation / Repair - Residential - service upgrade, basement suite, garage | NULL
NULL | NULL | NULL | Electrical Permit | NULL | NULL | Draft | NULL | NULL
NULL | NULL | NULL | Plumbing Permit | Residential | New | Draft | Residential - Laneway house with one kitchen, one laundry, one HWT, 2 bathroom group. | NULL
NULL | NULL | NULL | Plumbing Permit | NULL | NULL | Withdrawn | NULL | NULL
NULL | NULL | NULL | Electrical Permit | Commercial | Addition | Draft | Installation / Repair - Commercial - Pipe and wire new Kava bar | NULL
EP-2022-05124 | 2022-07-12 | NULL | Electrical Permit | Commercial | Addition | Completed | Installation / Repair - Commercial - Civil works for (2) street light pole relocations at 107 E 3rd. TEOD project number 10843-22-ED -this is for conduit, concrete base and junction box installation as shown on the attached. We are not installing electrical conductors, this would be done by COV forces as shown on the attached. Permit is for conduit, concrete base and junction box installation so no applicable information for volts/amps One street light on Quebec Street, one on E 3rd 107 E 3RD AVENUE | Boileau Electric & Pole Line Ltd
NULL | NULL | NULL | Plumbing Permit | NULL | NULL | Draft | NULL | NULL
NULL | NULL | NULL | Electrical Permit | Commercial | NULL | Draft | Annual / Operating | NULL
NULL | NULL | NULL | Electrical Permit | NULL | NULL | Draft | NULL | NULL
NULL | NULL | NULL | Plumbing Permit | NULL | NULL | Draft | NULL | NULL
NULL | NULL | NULL | Plumbing Permit | NULL | NULL | Draft | NULL | NULL
NULL | NULL | NULL | Plumbing Permit | Commercial | Tenant Improvement | Withdrawn | Commercial - Installation of new 1" Double Check Backflow assembly for the irrigation system. | NULL
NULL | NULL | NULL | Plumbing Permit | Residential | New | Draft | Residential - drain tile | NULL
NULL | NULL | NULL | Electrical Permit | NULL | NULL | Draft | NULL | NULL
NULL | NULL | NULL | Electrical Permit | Residential | New | Withdrawn | Installation / Repair - Residential - New construction duplex | NULL
NULL | NULL | NULL | Plumbing Permit | NULL | NULL | Withdrawn | NULL | NULL
NULL | NULL | NULL | Electrical Permit | Residential | Renovation | Withdrawn | Installation / Repair - Residential - garage kitchen reno SFD | NULL
NULL | NULL | NULL | Gas Permit | Residential | Renovation | Draft | Residential - decommissioned and removed furnace from site - installing electric heat pump | Ashton Service Group/Ashton Mechanical Ltd.
NULL | NULL | NULL | Electrical Permit | Commercial | Renovation | Draft | Installation / Repair - Commercial - Run Data Cabling/Speaker Wire | NULL
EP-2022-05150 | 2022-06-16 | NULL | Electrical Permit | Commercial | NULL | Expired | Movie Set / Filming - To allow for Movie Set/Filming Applicant shall provide completed Contractor Declaration form, and dates of filming and associated location(s) to csinspection.clerks@vancouver.ca prior to the commencement of filming. Visit vancouver.ca/inspections for more details. | The Capital Media Company Inc
EP-2022-05155 | 2022-06-16 | NULL | Electrical Permit | Commercial | NULL | Expired | Movie Set / Filming - To allow for Movie Set/Filming Applicant shall provide completed Contractor Declaration form, and dates of filming and associated location(s) to csinspection.clerks@vancouver.ca prior to the commencement of filming. Visit vancouver.ca/inspections for more details. | Filmgroup.tv Ltd
EP-2022-05160 | NULL | NULL | Electrical Permit | Commercial | NULL | Application Incomplete | Special Event - Provide power For stage area and vendors if neede | Riviers Electric Services Inc
NULL | NULL | NULL | Gas Permit | NULL | NULL | Draft | NULL | NULL
NULL | NULL | NULL | Electrical Permit | NULL | NULL | Draft | NULL | NULL
NULL | NULL | NULL | Electrical Permit | NULL | NULL | Draft | NULL | NULL
NULL | NULL | NULL | Electrical Permit | NULL | NULL | Withdrawn | NULL | NULL
NULL | NULL | NULL | Gas Permit | Residential | Addition | Withdrawn | Residential - Gas fireplace installation | NULL
NULL | NULL | NULL | Electrical Permit | Commercial | NULL | Draft | Movie Set / Filming - To allow for Movie Set/Filming Applicant shall provide completed Contractor Declaration form, and dates of filming and associated location(s) to csinspection.clerks@vancouver.ca prior to the commencement of filming. Visit vancouver.ca/inspections for more details. | NULL
NULL | NULL | NULL | Gas Permit | NULL | NULL | Draft | NULL | KC's Plumbing & Heating
NULL | NULL | NULL | Electrical Permit | Commercial | NULL | Draft | Movie Set / Filming - To allow for Movie Set/Filming Applicant shall provide completed Contractor Declaration form, and dates of filming and associated location(s) to csinspection.clerks@vancouver.ca prior to the commencement of filming. Visit vancouver.ca/inspections for more details. | NULL
NULL | NULL | NULL | Plumbing Permit | NULL | NULL | Draft | NULL | NULL
NULL | NULL | NULL | Plumbing Permit | Residential | Renovation | Draft | Residential - Change 1 toilet and 1 basin position. Add 1 shower in the same wash room. | NULL
NULL | NULL | NULL | Sprinkler Permit | NULL | NULL | Draft | NULL | Bernin Fire Protection Ltd
NULL | NULL | NULL | Plumbing Permit | Residential | Renovation | Draft | Residential - Change 1 toilet and 1 basin position. Add 1 shower in the same wash room | NULL
NULL | NULL | NULL | Plumbing Permit | NULL | NULL | Draft | NULL | NULL
NULL | NULL | NULL | Electrical Permit | Residential | New | Draft | Temporary Power - Residential - To provide temporary power. | NULL
NULL | NULL | NULL | Plumbing Permit | NULL | NULL | Draft | NULL | NULL
NULL | NULL | NULL | Electrical Permit | NULL | NULL | Draft | NULL | NULL
NULL | NULL | NULL | Electrical Permit | Commercial | NULL | Withdrawn | Annual / Operating - extra low voltage | RAJNESH RAJU DBA: OPTIMUS SECURITY SYSTEMS
NULL | NULL | NULL | Electrical Permit | Residential | New | Draft | Temporary Power - Residential - To provide temporary power. | NULL
NULL | NULL | NULL | Gas Permit | NULL | NULL | Withdrawn | NULL | NULL
NULL | NULL | NULL | Plumbing Permit | NULL | NULL | Draft | NULL | NULL
NULL | NULL | NULL | Gas Permit | NULL | NULL | Draft | NULL | NULL
NULL | NULL | NULL | Gas Permit | Residential | New | Draft | Residential - Installation of 3 gas ranges for 3 different dwellings. | NULL
NULL | NULL | NULL | Gas Permit | NULL | NULL | Draft | NULL | NULL
NULL | NULL | NULL | Plumbing Permit | NULL | NULL | Draft | NULL | NULL
NULL | NULL | NULL | Plumbing Permit | Residential | NULL | Draft | Residential - Kitchen sink dishwasher | NULL
NULL | NULL | NULL | Electrical Permit | Commercial | New | Draft | Installation / Repair - Commercial - Wiring and service for 7 townhouses. | G.S.G. Electric Ltd.
NULL | NULL | NULL | Electrical Permit | NULL | NULL | Draft | NULL | NULL
NULL | NULL | NULL | Plumbing Permit | NULL | NULL | Draft | NULL | NULL
NULL | NULL | NULL | Plumbing Permit | NULL | NULL | Draft | NULL | NULL
NULL | NULL | NULL | Electrical Permit | Residential | New | Draft | Installation / Repair - Residential - 400 amp service connection , 200 amp goes to main house , 200 amp goes to Lwh, New installation in Lwh | NULL
NULL | NULL | NULL | Plumbing Permit | Residential | Renovation - Dwelling Unit(s) only | Draft | Residential - I would like to add a dishwasher to my kitchen which previously has not had one. I asked my strata if they would allow it and they had the building's plumbing company confirm that this would be fine in my unit. | NULL
NULL | NULL | NULL | Plumbing Permit | NULL | NULL | Draft | NULL | NULL
NULL | NULL | NULL | Electrical Permit | NULL | NULL | Draft | NULL | NULL
NULL | NULL | NULL | Sprinkler Permit | NULL | NULL | Withdrawn | NULL | NULL
NULL | NULL | NULL | Electrical Permit | NULL | NULL | Draft | NULL | NULL
NULL | NULL | NULL | Gas Permit | NULL | NULL | Draft | NULL | NULL
NULL | NULL | NULL | Electrical Permit | NULL | NULL | Draft | NULL | NULL
NULL | NULL | NULL | Electrical Permit | NULL | NULL | Draft | NULL | NULL
NULL | NULL | NULL | Electrical Permit | NULL | NULL | Draft | NULL | NULL
NULL | NULL | NULL | Electrical Permit | Commercial | NULL | Draft | Movie Set / Filming - To allow for Movie Set/Filming Applicant shall provide completed Contractor Declaration form, and dates of filming and associated location(s) to csinspection.clerks@vancouver.ca prior to the commencement of filming. Visit vancouver.ca/inspections for more details. | NULL
NULL | NULL | NULL | Gas Permit | NULL | NULL | Withdrawn | NULL | NULL
NULL | NULL | NULL | Plumbing Permit | NULL | NULL | Draft | NULL | NULL
NULL | NULL | NULL | Electrical Permit | NULL | NULL | Draft | NULL | NULL
NULL | NULL | NULL | Gas Permit | NULL | NULL | Withdrawn | NULL | NULL
NULL | NULL | NULL | Gas Permit | NULL | NULL | Withdrawn | NULL | NULL
NULL | NULL | NULL | Electrical Permit | Commercial | New | Draft | Temporary Power - Commercial - To provide temporary power. Harbourview Electricic is working on the system 750 volts and under Trans Power is working on the high voltage scope of work 12.47 kv | Trans Power Construction (1999) Ltd
NULL | NULL | NULL | Electrical Permit | Residential | Renovation | Draft | Installation / Repair - Residential - 200 amp service upgrade c/w Double meter base | NULL
NULL | NULL | NULL | Plumbing Permit | NULL | New | Draft | - Drainage and water lines on three floors | NULL
NULL | NULL | NULL | Electrical Permit | Commercial | NULL | Draft | Temporary Power - Commercial - To provide temporary power. Harbourview Electricic is working on the system 750 volts and under Trans Power is working on the high voltage scope of work 12.47 kv | Trans Power Construction (1999) Ltd
NULL | NULL | NULL | Electrical Permit | Commercial | New | Draft | Temporary Power - Commercial - To provide temporary power. Harbourview Electricic is working on the system 750 volts and under Trans Power is working on the high voltage scope of work 12.47 kv | Trans Power Construction (1999) Ltd
NULL | NULL | NULL | Plumbing Permit | Commercial | Renovation | Draft | Commercial - plumbing rough in all done | NULL
NULL | NULL | NULL | Electrical Permit | Commercial | Renovation | Withdrawn | Installation / Repair - Commercial - bathroom renovation, installing floor heat and installing under cabinet light. | Amir Hossein Rastjoo
NULL | NULL | NULL | Electrical Permit | NULL | NULL | Withdrawn | NULL | NULL
NULL | NULL | NULL | Electrical Permit | NULL | NULL | Draft | NULL | NULL
NULL | NULL | NULL | Plumbing Permit | NULL | NULL | Draft | NULL | NULL
NULL | NULL | NULL | Gas Permit | NULL | NULL | Draft | NULL | NULL
NULL | NULL | NULL | Gas Permit | Residential | NULL | Draft | Residential - Furnace replacement | Latek Gas Fitting Inc
NULL | NULL | NULL | Electrical Permit | NULL | NULL | Draft | NULL | NULL
NULL | NULL | NULL | Plumbing Permit | NULL | NULL | Draft | NULL | NULL
NULL | NULL | NULL | Plumbing Permit | Commercial | New | Withdrawn | Commercial | NULL
NULL | NULL | NULL | Electrical Permit | NULL | NULL | Draft | NULL | NULL
NULL | NULL | NULL | Electrical Permit | NULL | NULL | Draft | NULL | NULL
NULL | NULL | NULL | Electrical Permit | NULL | NULL | Draft | NULL | NULL
NULL | NULL | NULL | Electrical Permit | Commercial | New | Draft | Temporary Power - Commercial - To provide temporary power. Harbourview Electricic is working on the system 750 volts and under Trans Power is working on the high voltage scope of work 12.47 kv | Trans Power Construction (1999) Ltd
NULL | NULL | NULL | Electrical Permit | Commercial | New | Draft | Temporary Power - Commercial - To provide temporary power. Harbourview Electricic is working on the system 750 volts and under Trans Power is working on the high voltage scope of work 12.47 kv | Trans Power Construction (1999) Ltd
NULL | NULL | NULL | Electrical Permit | Commercial | New | Draft | Temporary Power - Commercial - To provide temporary power. Harbourview Electricic is working on the system 750 volts and under Trans Power is working on the high voltage scope of work 12.47 kv | Trans Power Construction (1999) Ltd
NULL | NULL | NULL | Electrical Permit | NULL | NULL | Withdrawn | NULL | NULL
NULL | NULL | NULL | Electrical Permit | NULL | NULL | Draft | NULL | NULL
NULL | NULL | NULL | Electrical Permit | NULL | NULL | Draft | NULL | NULL
EP-2022-05274 | 2022-06-21 | NULL | Electrical Permit | Commercial | NULL | Expired | Special Event - Temporary PA / Stage and lights set up for 1500 person venue over a 3 day event by Vancouver Mural Festival. Vancouver Mural Festival is hosting a pop-up patio in the WeWork parking lot at Main & 5th. The patio will host daily entertainment such as live music and drag on a small stage. The audience will be seated with tables and chairs. Power will be drawn from the neighbouring building with permission from WeWork and Westbank as well as from 5k solar powered generators from Portable Electric. Location: 2015 Main St Laneway entrance surface parking lot. | Aidan Clemens Electrical Contracting Ltd
NULL | NULL | NULL | Electrical Permit | Commercial | Addition | Draft | Installation / Repair - Commercial - sd | Aidan Clemens Electrical Contracting Ltd
NULL | NULL | NULL | Gas Permit | NULL | NULL | Draft | NULL | NULL
EP-2022-05281 | 2022-06-22 | NULL | Electrical Permit | Commercial | New | Issued | Installation / Repair - Commercial - Installation of communication and street lighting conduit. Fraser St between E. 22nd and E.23rd E.22nd between Fraser St and the Lane E.22nd between Fraser St and the Lane Amend: July 13, 2022 Mark J Banicevic is new FSR Amend: May 03, 2023 -Cable pulls and spicing an the 2 new PED lights. -Change out the street light luminaires on the attached drawings | Orion Electrical Systems Ltd
NULL | NULL | NULL | Plumbing Permit | Residential | Renovation | Draft | Residential - Kitchen sink dishwasher | NULL
NULL | NULL | NULL | Electrical Permit | NULL | NULL | Draft | NULL | NULL
NULL | NULL | NULL | Plumbing Permit | Commercial | Renovation | Draft | Commercial - Installing a kitchen sink and a laundry inside a gym | NULL
NULL | NULL | NULL | Plumbing Permit | NULL | NULL | Draft | NULL | NULL
NULL | NULL | NULL | Electrical Permit | Commercial | NULL | Draft | Annual / Operating - 10 x 8hr visits over the 12-month period | NULL
NULL | NULL | NULL | Plumbing Permit | NULL | NULL | Withdrawn | NULL | NULL
NULL | NULL | NULL | Gas Permit | Residential | NULL | Withdrawn | Residential - replacement of gas furnace | NULL
NULL | NULL | NULL | Electrical Permit | NULL | NULL | Draft | NULL | NULL
NULL | NULL | NULL | Plumbing Permit | NULL | NULL | Draft | NULL | Total Energy Systems Ltd
NULL | NULL | NULL | Electrical Permit | NULL | NULL | Draft | NULL | NULL
NULL | NULL | NULL | Gas Permit | NULL | NULL | Draft | NULL | Encore Fireplaces Ltd
NULL | NULL | NULL | Electrical Permit | Residential | New | Withdrawn | Installation / Repair - Residential - Installation | NULL
NULL | NULL | NULL | Plumbing Permit | NULL | NULL | Draft | NULL | NULL
NULL | NULL | NULL | Electrical Permit | NULL | NULL | Draft | NULL | NULL
NULL | NULL | NULL | Electrical Permit | NULL | NULL | Withdrawn | Temporary Power - - To provide temporary power. | NULL
NULL | NULL | NULL | Gas Permit | Residential | NULL | Draft | Residential - new gas lines | K & E Gas Services Ltd
NULL | NULL | NULL | Electrical Permit | NULL | NULL | Draft | NULL | NULL
NULL | NULL | NULL | Plumbing Permit | Commercial | Renovation | Draft | Commercial - Changing a tub to a shower, changing the rough in and adding a steam unit | NULL
EP-2022-05294 | 2022-06-21 | NULL | Electrical Permit | Commercial | NULL | Expired | Movie Set / Filming - To allow for Movie Set/Filming Applicant shall provide completed Contractor Declaration form, and dates of filming and associated location(s) to csinspection.clerks@vancouver.ca prior to the commencement of filming. Visit vancouver.ca/inspections for more details. | Means of Production Inc
NULL | NULL | NULL | Plumbing Permit | Residential | New | Draft | Residential - New residential home | NULL
NULL | NULL | NULL | Electrical Permit | NULL | NULL | Draft | NULL | NULL
NULL | NULL | NULL | Electrical Permit | NULL | NULL | Draft | NULL | NULL
NULL | NULL | NULL | Electrical Permit | NULL | NULL | Draft | NULL | NULL
NULL | NULL | NULL | Electrical Permit | Residential | Addition | Draft | Installation / Repair - Residential - Laneway house wiring and finishing as per bc electrical code 200 amp main service need to be installed on the laneway house and 100 amp for main house and 150 for the laneway house | NULL
NULL | NULL | NULL | Electrical Permit | Residential | NULL | Draft | Installation / Repair - Residential - Electrical pre wiring and finishing as per Bc e code | NULL
NULL | NULL | NULL | Electrical Permit | Residential | NULL | Withdrawn | Installation / Repair - Residential - Laneway house wiring and finishing 200 overhead service need to be installed/ 150 for laneway house and 100 amp main house | NULL
NULL | NULL | NULL | Electrical Permit | NULL | NULL | Withdrawn | NULL | NULL
EP-2022-05479 | 2022-06-28 | NULL | Electrical Permit | Commercial | NULL | Expired | Special Event - Power for stage and vendors Tour de Concord June 29 and 30 th | Riviers Electric Services Inc
NULL | NULL | NULL | Electrical Permit | Residential | Renovation | Draft | Installation / Repair - Residential - Service Entrance relocation | NULL
NULL | NULL | NULL | Gas Permit | NULL | Tenant Improvement | Draft | - upgrade and relocation of gas meters from single meter to three individual meters | NULL
NULL | NULL | NULL | Electrical Permit | Residential | New | Draft | Temporary Power - Residential - To provide temporary power. | 0777792 BC Ltd
NULL | NULL | NULL | Electrical Permit | NULL | NULL | Draft | NULL | NULL
NULL | NULL | NULL | Electrical Permit | NULL | NULL | Draft | NULL | NULL
NULL | NULL | NULL | Electrical Permit | NULL | NULL | Draft | NULL | NULL
NULL | NULL | NULL | Electrical Permit | NULL | NULL | Draft | NULL | NULL
EP-2022-05316 | 2022-06-22 | NULL | Electrical Permit | Commercial | NULL | Expired | Movie Set / Filming - To allow for Movie Set/Filming Applicant shall provide completed Contractor Declaration form, and dates of filming and associated location(s) to csinspection.clerks@vancouver.ca prior to the commencement of filming. Visit vancouver.ca/inspections for more details. | Someplace Nice Inc
NULL | NULL | NULL | Electrical Permit | NULL | NULL | Draft | NULL | NULL
NULL | NULL | NULL | Sprinkler Permit | NULL | NULL | Withdrawn | NULL | NULL
NULL | NULL | NULL | Electrical Permit | Residential | Addition | Draft | Interim - Residential - ff | NULL
NULL | NULL | NULL | Electrical Permit | NULL | NULL | Draft | NULL | NULL
NULL | NULL | NULL | Electrical Permit | NULL | NULL | Draft | NULL | NULL
NULL | NULL | NULL | Electrical Permit | Residential | Renovation | Draft | Installation / Repair - Residential - s | NULL
NULL | NULL | NULL | Electrical Permit | NULL | NULL | Withdrawn | NULL | NULL
EP-2022-05318 | 2022-06-22 | NULL | Electrical Permit | Commercial | NULL | Expired | Special Event - Provide temporary electrical distribution feed from a 170kw generator for Special Event "VSO at Sunset Beach" . Set up July 1, 2022 - show July 2, 2022 Parking lot adjacent to Sunset Beach Park near beach Ave., and Bute St. | 0880441 BC Ltd
NULL | NULL | NULL | Gas Permit | Residential | Renovation | Draft | Residential - To replace the existing mid-efficiency space heating boiler and hot water tank with a combined high efficiency boiler system. | NULL
NULL | NULL | NULL | Gas Permit | Residential | Renovation | Withdrawn | Residential - illegal basement suite after fire. remove 1 of the hot water tank that was add without permit , safety check for gas furnace and pipings after exposed kitchen fires | NULL
NULL | NULL | NULL | Gas Permit | NULL | NULL | Draft | NULL | NULL
NULL | NULL | NULL | Electrical Permit | NULL | NULL | Draft | NULL | NULL
NULL | NULL | NULL | Electrical Permit | Commercial | Tenant Improvement | Draft | Installation / Repair - Commercial - Add new 2x4 fixtures Relocate a portion of existing fixtures Add new receptacle & data points | Kato Electrical Inc
NULL | NULL | NULL | Electrical Permit | Commercial | New | Draft | Temporary Power - Commercial - To provide temporary power. | NULL
NULL | NULL | NULL | Electrical Permit | Commercial | Tenant Improvement | Draft | Installation / Repair - Commercial - Run Low voltage control wires for HVAC system | NULL
EP-2022-05386 | 2022-06-24 | NULL | Electrical Permit | Commercial | NULL | Expired | Movie Set / Filming - To allow for Movie Set/Filming Applicant shall provide completed Contractor Declaration form, and dates of filming and associated location(s) to csinspection.clerks@vancouver.ca prior to the commencement of filming. Visit vancouver.ca/inspections for more details. 2626 SKEENA STREET | EP Hydronaut Canada Inc
NULL | NULL | NULL | Electrical Permit | Commercial | NULL | Draft | Annual / Operating | NULL
NULL | NULL | NULL | Electrical Permit | Commercial | NULL | Draft | Annual / Operating | NULL
NULL | NULL | NULL | Electrical Permit | NULL | NULL | Draft | NULL | NULL
NULL | NULL | NULL | Electrical Permit | NULL | NULL | Draft | NULL | NULL
NULL | NULL | NULL | Plumbing Permit | Commercial | Renovation | Draft | Commercial - New kitchen cabinets.. re re kitchen sink and dishwasher add water line to fridge. | NULL
NULL | NULL | NULL | Plumbing Permit | Commercial | Renovation | Draft | Commercial | NULL
NULL | NULL | NULL | Plumbing Permit | Commercial | Renovation | Draft | Commercial - rough in done for down and up washroom | NULL
NULL | NULL | NULL | Plumbing Permit | NULL | NULL | Draft | NULL | NULL
NULL | NULL | NULL | Plumbing Permit | Commercial | NULL | Draft | Commercial - Re re fixtures | NULL
NULL | NULL | NULL | Electrical Permit | Commercial | Renovation | Withdrawn | Installation / Repair - Commercial - Bathrooms and kitchen renovation, installing some heat floors and some pot lights >BP: #2308 - 23rd floor Interior alterations to provide improvements to this existing dwelling unit on the 23rd floor (#2308) in this existing multiple dwelling building on this site. Scope of work: remove drop ceiling in living room and both bedrooms, remove select partition walls/doors, construct new partition walls for storage room, new flooring, finishes, new vanities in bathroom, new millwork, cabinets, countertops in kitchen, electrical and plumbing. E2 - HVAC - Install timers (up to 60 minute), or humidistat for laundry room fan >>>> Amend: June 21st: Fire Alarm Verification uploaded in the Application Documents tab | Amir Hossein Rastjoo
NULL | NULL | NULL | Sprinkler Permit | NULL | NULL | Draft | NULL | NULL
NULL | NULL | NULL | Electrical Permit | NULL | NULL | Draft | NULL | NULL
NULL | NULL | NULL | Plumbing Permit | Commercial | Renovation | Draft | Commercial - rough in all done | NULL
EP-2022-05353 | 2022-06-23 | NULL | Electrical Permit | Commercial | NULL | Expired | Movie Set / Filming - To allow for Movie Set/Filming Applicant shall provide completed Contractor Declaration form, and dates of filming and associated location(s) to csinspection.clerks@vancouver.ca prior to the commencement of filming. Visit vancouver.ca/inspections for more details. | The Capital Media Company Inc
NULL | NULL | NULL | Gas Permit | NULL | NULL | Draft | NULL | NULL
NULL | NULL | NULL | Electrical Permit | Residential | New | Draft | Installation / Repair - Residential - New electrical wiring will be install | NULL
NULL | NULL | NULL | Electrical Permit | Commercial | NULL | Draft | Annual / Operating - test | NULL
NULL | NULL | NULL | Plumbing Permit | NULL | NULL | Draft | NULL | NULL
NULL | NULL | NULL | Plumbing Permit | NULL | NULL | Draft | NULL | NULL
NULL | NULL | NULL | Plumbing Permit | NULL | NULL | Draft | NULL | NULL
NULL | NULL | NULL | Electrical Permit | Residential | Renovation - Dwelling Unit(s) only | Withdrawn | Installation / Repair - Residential - Lighting, general power, rework existing electrical adding LED strip | NULL
NULL | NULL | NULL | Gas Permit | NULL | NULL | Draft | NULL | NULL
NULL | NULL | NULL | Sprinkler Permit | NULL | NULL | Draft | NULL | Five Star Fire Protection Ltd
NULL | NULL | NULL | Electrical Permit | NULL | NULL | Draft | NULL | NULL
EP-2022-05387 | 2022-06-27 | NULL | Electrical Permit | Commercial | New | Completed | Installation / Repair - Commercial - 15 amp 240 volt service. For a Small instrumentation Kiosk on right of way on side of road for Fortisbc Gas. | JJL Electrical Services Ltd
NULL | NULL | NULL | Electrical Permit | Residential | Addition | Withdrawn | Installation / Repair - Residential - 8.65kW Solar panel installation | NULL
NULL | NULL | NULL | Gas Permit | Residential | Renovation | Draft | Residential - Replace hwt and boiler with combi | NULL
NULL | NULL | NULL | Electrical Permit | Commercial | Tenant Improvement | Withdrawn | Installation / Repair - Commercial - Tenant improvement turning into art gallery -new wiring and relocating some exising wiring for receptacales and lighting for art gallary. Emergency lighting >BP: Interior alterations to change of use to General Office with ancillary retail for an art gallery and art consulting office tenant on the ground floor of this existing mixed-use building. OK for field review per Jamie Zhang, Sep.23/21 Notes: - This building is sprinklered. A separate sprinkler permit is required for any related work. - Energy Upgrade: E2 - Lighting - Upgrade to Local Control (per 9.4.1.1.(a) of ASHRAE 90.1-2016). - Schedule A, Emanuele Trinca Colonel, 604-728-7024 - Schedule B, Architectural, Emanuele Trinca Colonel, Architect, 604-728-7024 - Schedule B, Mechanical/Plumbing, M. Asif Hussain, P.Eng, 604-609-0500 - Schedule B, Electrical, S.S. Dhaliwal, P.Eng, 604-609-0500 Amend Mar 17, 2022 add on class 2 wiring pre wire only Few runs of cat5 e and coax cable. | Flash Electric Ltd.
NULL | NULL | NULL | Electrical Permit | Commercial | Renovation | Withdrawn | Installation / Repair - Commercial - Garage wiring an finishing Interior alterations for fire damage repair to the attached two-car garage on the rear of this existing mixed-use building. | G N ELECTRIC LTD
NULL | NULL | NULL | Electrical Permit | NULL | NULL | Draft | NULL | NULL
NULL | NULL | NULL | Electrical Permit | NULL | NULL | Draft | NULL | NULL
NULL | NULL | NULL | Gas Permit | NULL | NULL | Draft | NULL | Reid Brothers Plumbing & Heating Ltd
NULL | NULL | NULL | Electrical Permit | Residential | New | Withdrawn | Installation / Repair - Residential - low voltage for alarm, tel., tv, data, doorbell & cctv | Casbal Services Ltd
NULL | NULL | NULL | Electrical Permit | NULL | NULL | Draft | NULL | NULL
NULL | NULL | NULL | Sprinkler Permit | Commercial | Tenant Improvement | Draft | Commercial - Add one head for tenant improvement. | Priority Fire Systems Ltd
NULL | NULL | NULL | Electrical Permit | Residential | NULL | Withdrawn | Temporary Power - Residential - To provide temporary power. | NULL
NULL | NULL | NULL | Electrical Permit | NULL | NULL | Draft | NULL | NULL
NULL | NULL | NULL | Electrical Permit | Commercial | Renovation | Withdrawn | Installation / Repair - Commercial - Speaker prewire | NULL
NULL | NULL | NULL | Electrical Permit | Residential | New | Draft | Temporary Power - Residential - To provide temporary power. | NULL
NULL | NULL | NULL | Electrical Permit | Residential | New | Draft | Temporary Power - Residential - To provide temporary power. | Clarus Electric Corp
NULL | NULL | NULL | Electrical Permit | Residential | New | Withdrawn | Installation / Repair - Residential - NEW DUPLEX HOUSE INSTALLATIONS | NULL
NULL | NULL | NULL | Plumbing Permit | NULL | NULL | Withdrawn | NULL | CENTRE LINE FIRE SPRINKLERS LTD
NULL | NULL | NULL | Gas Permit | Residential | Renovation | Draft | Residential - decommissioned and removed furnace from site - installing electric heat pump system | Ashton Service Group/Ashton Mechanical Ltd.
NULL | NULL | NULL | Electrical Permit | Commercial | Addition | Draft | Installation / Repair - Commercial - Fished 2 receptacles down a wall, asp fished data down wall | NULL
NULL | NULL | NULL | Electrical Permit | Residential | Addition | Withdrawn | Installation / Repair - Residential - Install new 100-amp subpanel and 5 branch circuits in attached garage. Sub panel will be fed by existing main panel which is 200-amp. | NULL
NULL | NULL | NULL | Electrical Permit | Commercial | Tenant Improvement | Draft | Installation / Repair - Commercial - Installation of a 1P-15A breaker and a 3P-15A breaker, using #14 AWG wire for Triacta submeter. | Trudel, Daniel, DBA: Electrum Charging Solutions Inc.
NULL | NULL | NULL | Gas Permit | Residential | Tenant Improvement | Draft | Residential - Replacement Furnace | NULL
NULL | NULL | NULL | Electrical Permit | NULL | NULL | Draft | NULL | NULL
NULL | NULL | NULL | Plumbing Permit | NULL | NULL | Draft | NULL | East West Plumbing (2007) Ltd
NULL | NULL | NULL | Electrical Permit | NULL | NULL | Draft | NULL | NULL
NULL | NULL | NULL | Electrical Permit | Residential | Tenant Improvement | Withdrawn | Installation / Repair - Residential - . | NULL
NULL | NULL | NULL | Gas Permit | NULL | NULL | Draft | NULL | NULL
NULL | NULL | NULL | Mechanical Permit | NULL | NULL | Withdrawn | NULL | NULL
NULL | NULL | NULL | Mechanical Permit | NULL | NULL | Draft | NULL | NULL
NULL | NULL | NULL | Plumbing Permit | NULL | NULL | Draft | NULL | Viking Fire Protection Inc
NULL | NULL | NULL | Electrical Permit | Commercial | Renovation | Draft | Installation / Repair - Commercial - Add new outlets, lighting and sub-panel >BP: Unit #20 - Plaza Floor Interior alteration to change of use from Health Care Office to Beauty and Wellness Centre on the ground of this exiting building. Scope of work includes: adding new plumbing fixture units, countertop, partition walls, and lightings. OK for field review per M.Lee Notes: 1. Including the operational letter dated February 14, 2022, submitted by Tung The Pham and Trang Van Thi Hoang of L’atelier Beauty and Spa to provide interior alterations for a new Beauty and Wellness with ancillary Health Enhancement Centre (for Foot Reflexology only, no other HEC services provided) tenant in unit 20 on the P1/Plaza Level in this existing commercial building for the exclusive use of Tung The Pham and Trang Van Thi Hoang of L’atelier Beauty and Spa only. 2. Sprinkler contractor to be Metro City Fire Protection 3. Energy checklist is currently no longer required with your Building Permit (BP) application. Some supporting documents are still required at BP stage, specifically Envelope and HVAC, if applicable. Service Water Heating and Lighting supporting documents, if applicable, must be submitted with your related trades permits (e.g. electrical and plumbing). All energy upgrades will be checked during inspections stage. It is the applicant’s responsibility to identify and note all required upgrades including energy upgrades on their BP drawings at BP stage. | Bo Electric Ltd
NULL | NULL | NULL | Plumbing Permit | NULL | NULL | Withdrawn | NULL | NULL
NULL | NULL | NULL | Mechanical Permit | NULL | NULL | Withdrawn | NULL | NULL
NULL | NULL | NULL | Plumbing Permit | NULL | NULL | Draft | NULL | NULL
NULL | NULL | NULL | Electrical Permit | Commercial | Renovation | Draft | Installation / Repair - Commercial - Replace existing fixture with chandelier. install dimmer switch. replace existing damaged receptacle | NULL
NULL | NULL | NULL | Electrical Permit | Residential | Renovation | Draft | Installation / Repair - Residential - 1 | NULL
NULL | NULL | NULL | Gas Permit | Residential | Renovation | Draft | Residential - Venting,installation and final hook up of 2 gas fireplaces | NULL
NULL | NULL | NULL | Gas Permit | NULL | NULL | Draft | NULL | North Star Mechanical Ltd
NULL | NULL | NULL | Plumbing Permit | NULL | NULL | Draft | NULL | NULL
NULL | NULL | NULL | Electrical Permit | NULL | NULL | Draft | NULL | NULL
NULL | NULL | NULL | Electrical Permit | Commercial | Renovation | Draft | Installation / Repair - Commercial - Demo only | Action Electric Ltd
NULL | NULL | NULL | Mechanical Permit | NULL | NULL | Withdrawn | NULL | NULL
NULL | NULL | NULL | Mechanical Permit | NULL | NULL | Draft | NULL | NULL
NULL | NULL | NULL | Plumbing Permit | NULL | NULL | Draft | NULL | NULL
NULL | NULL | NULL | Sprinkler Permit | NULL | NULL | Draft | NULL | NULL
NULL | NULL | NULL | Gas Permit | NULL | NULL | Draft | NULL | NULL
NULL | NULL | NULL | Gas Permit | Residential | Renovation | Draft | Residential - Venting, installation and final hook up of 2 gas fireplaces | NULL
NULL | NULL | NULL | Plumbing Permit | NULL | NULL | Draft | NULL | NULL
NULL | NULL | NULL | Plumbing Permit | NULL | NULL | Draft | NULL | NULL
NULL | NULL | NULL | Plumbing Permit | Residential | Renovation | Draft | Residential - Sump Permit | Kerr Construction Inc
NULL | NULL | NULL | Sprinkler Permit | NULL | NULL | Draft | NULL | BC FIRE SPRINKLERS--Gordon Knight
NULL | NULL | NULL | Plumbing Permit | Commercial | New | Withdrawn | Commercial - Plumbing | NULL
NULL | NULL | NULL | Electrical Permit | Commercial | NULL | Draft | Movie Set / Filming - To allow for Movie Set/Filming Applicant shall provide completed Contractor Declaration form, and dates of filming and associated location(s) to csinspection.clerks@vancouver.ca prior to the commencement of filming. Visit vancouver.ca/inspections for more details. | NULL
NULL | NULL | NULL | Sprinkler Permit | NULL | NULL | Draft | NULL | Haven Fire Protection Ltd
NULL | NULL | NULL | Plumbing Permit | NULL | NULL | Withdrawn | NULL | NULL
NULL | NULL | NULL | Electrical Permit | Commercial | Addition | Draft | Installation / Repair - Commercial - - Add 2 wall pendants for master bedroom wall - Movie current electrical receptacle up to accommodate a tv | NULL
NULL | NULL | NULL | Plumbing Permit | Residential | New | Withdrawn | Residential - NEW DPLX | NULL
NULL | NULL | NULL | Plumbing Permit | Residential | New | Draft | Residential | NULL
NULL | NULL | NULL | Electrical Permit | Commercial | NULL | Draft | Installation / Repair - Commercial | NULL
NULL | NULL | NULL | Plumbing Permit | Residential | Renovation | Draft | Residential - Tub install | NULL
NULL | NULL | NULL | Plumbing Permit | NULL | NULL | Draft | NULL | NULL
NULL | NULL | NULL | Plumbing Permit | NULL | NULL | Draft | NULL | NULL
NULL | NULL | NULL | Plumbing Permit | Residential | New | Draft | Residential - Adding 4 deck drains | NULL
NULL | NULL | NULL | Plumbing Permit | NULL | NULL | Draft | NULL | NULL
NULL | NULL | NULL | Plumbing Permit | NULL | NULL | Draft | NULL | NULL
NULL | NULL | NULL | Electrical Permit | NULL | NULL | Draft | NULL | NULL
NULL | NULL | NULL | Electrical Permit | Commercial | NULL | Draft | Movie Set / Filming - To allow for Movie Set/Filming Applicant shall provide completed Contractor Declaration form, and dates of filming and associated location(s) to csinspection.clerks@vancouver.ca prior to the commencement of filming. Visit vancouver.ca/inspections for more details. | NULL
NULL | NULL | NULL | Mechanical Permit | NULL | NULL | Draft | NULL | NULL
NULL | NULL | NULL | Electrical Permit | NULL | NULL | Withdrawn | NULL | NULL
NULL | NULL | NULL | Electrical Permit | Commercial | NULL | Draft | Annual / Operating | NULL
NULL | NULL | NULL | Electrical Permit | Residential | New | Draft | Temporary Power - Residential - To provide temporary power. | NULL
NULL | NULL | NULL | Plumbing Permit | NULL | NULL | Draft | NULL | NULL
NULL | NULL | NULL | Gas Permit | Residential | Renovation | Withdrawn | Residential - removal and replacement of high efficiency boiler | NULL
EP-2022-05549 | 2022-06-30 | NULL | Electrical Permit | Commercial | NULL | Expired | Movie Set / Filming - To allow for Movie Set/Filming Applicant shall provide completed Contractor Declaration form, and dates of filming and associated location(s) to csinspection.clerks@vancouver.ca prior to the commencement of filming. Visit vancouver.ca/inspections for more details. | Safehouse Productions Inc
NULL | NULL | NULL | Electrical Permit | Commercial | NULL | Draft | Annual / Operating | NULL
NULL | NULL | NULL | Electrical Permit | Residential | New | Withdrawn | Installation / Repair - Residential - Tv, Data, telephone, doorbell wiring etc. Extra low voltage only. | A V I Intermedia Ltd
NULL | NULL | NULL | Electrical Permit | NULL | NULL | Draft | NULL | NULL
NULL | NULL | NULL | Electrical Permit | NULL | NULL | Draft | NULL | NULL
NULL | NULL | NULL | Sprinkler Permit | NULL | NULL | Withdrawn | NULL | NULL
NULL | NULL | NULL | Sprinkler Permit | Commercial | Tenant Improvement | Draft | Commercial - Alteration to 17 sprinkler heads | Hydroworks Contracting Ltd
NULL | NULL | NULL | Gas Permit | Residential | Renovation - Dwelling Unit(s) only | Draft | Residential - Replacement of a old gas range to a new one | NULL
NULL | NULL | NULL | Electrical Permit | NULL | NULL | Draft | NULL | NULL
NULL | NULL | NULL | Gas Permit | Residential | Tenant Improvement | Withdrawn | Residential - Re Re furnace & tankless | NULL
NULL | NULL | NULL | Plumbing Permit | NULL | NULL | Draft | NULL | NULL
NULL | NULL | NULL | Electrical Permit | NULL | NULL | Withdrawn | Temporary Power - - To provide temporary power. | NULL
NULL | NULL | NULL | Electrical Permit | NULL | NULL | Draft | NULL | NULL
NULL | NULL | NULL | Plumbing Permit | Commercial | Tenant Improvement | Draft | Commercial - Connecting 4 sinks to main stack | NULL
NULL | NULL | NULL | Electrical Permit | NULL | NULL | Withdrawn | NULL | NULL
NULL | NULL | NULL | Gas Permit | Residential | Addition | Draft | Residential - Gas fireplace installation | NULL
NULL | NULL | NULL | Electrical Permit | NULL | NULL | Draft | NULL | NULL
NULL | NULL | NULL | Electrical Permit | NULL | NULL | Withdrawn | NULL | NULL
NULL | NULL | NULL | Electrical Permit | NULL | NULL | Draft | NULL | NULL
NULL | NULL | NULL | Sprinkler Permit | Commercial | New | Draft | Commercial - Fire Suppression Design for Two Parkade Level and Five Level Warehouse and Office Space. | Gisborne Industrial Construction Ltd
NULL | NULL | NULL | Mechanical Permit | NULL | NULL | Withdrawn | NULL | NULL
NULL | NULL | NULL | Mechanical Permit | NULL | NULL | Draft | NULL | NULL
NULL | NULL | NULL | Electrical Permit | Residential | Tenant Improvement | Draft | Installation / Repair - Residential - Install a new feeder cable for MUA. New MUA now has A/C. | NULL
NULL | NULL | NULL | Plumbing Permit | NULL | NULL | Draft | NULL | NULL
NULL | NULL | NULL | Plumbing Permit | NULL | NULL | Draft | NULL | NULL
NULL | NULL | NULL | Mechanical Permit | NULL | NULL | Draft | NULL | NULL
NULL | NULL | NULL | Plumbing Permit | NULL | NULL | Draft | NULL | NULL
NULL | NULL | NULL | Plumbing Permit | NULL | NULL | Draft | NULL | NULL
NULL | NULL | NULL | Electrical Permit | Commercial | NULL | Draft | Annual / Operating | NULL
NULL | NULL | NULL | Electrical Permit | NULL | NULL | Draft | NULL | NULL
NULL | NULL | NULL | Mechanical Permit | NULL | NULL | Draft | NULL | NULL
NULL | NULL | NULL | Mechanical Permit | NULL | NULL | Draft | NULL | NULL
NULL | NULL | NULL | Electrical Permit | Commercial | NULL | Withdrawn | Annual / Operating | NULL
NULL | NULL | NULL | Electrical Permit | NULL | NULL | Withdrawn | NULL | NULL
NULL | NULL | NULL | Electrical Permit | Commercial | NULL | Withdrawn | Annual / Operating | NULL
NULL | NULL | NULL | Electrical Permit | NULL | NULL | Draft | NULL | NULL
NULL | NULL | NULL | Electrical Permit | Commercial | New | Withdrawn | Temporary Power - Commercial - Sea can service #2. Temporary service connections to 1x 600V/400A portable sea can service , 2x cranes, 2x hoists, 1x placing boom and 4x site trailers. Valid: July 11, 2020 to July 10, 2021 Attached to EP-2019-06074 **AMenmdnet Nov 16, 2021** Please change FSR to Nathan Brandon, Class B, CE010106539. Thank you! | Houle Electric Limited
NULL | NULL | NULL | Electrical Permit | Commercial | Renovation | Draft | Installation / Repair - Commercial - Supply and install Power supply for new Display unit. | Four Star Electric Ltd.
EP-2022-05627 | 2022-07-04 | NULL | Electrical Permit | Commercial | New | Completed | Installation / Repair - Commercial - >>STREET LIGHTING<< Install Pad mounted service cabinet, junction boxes and associated wiring.. This installation is a pad mounted service cabinet on the boulevard along Nanton next to the lane east east of Arbutus. On the boulevard along Nanton next to L/E of Arbutus. | City of Vancouver
NULL | NULL | NULL | Mechanical Permit | NULL | NULL | Withdrawn | NULL | NULL
NULL | NULL | NULL | Mechanical Permit | NULL | NULL | Withdrawn | NULL | NULL
NULL | NULL | NULL | Plumbing Permit | NULL | NULL | Draft | NULL | NULL
NULL | NULL | NULL | Electrical Permit | NULL | NULL | Draft | NULL | NULL
NULL | NULL | NULL | Electrical Permit | Residential | New | Withdrawn | Installation / Repair - Residential - New construction | NULL
NULL | NULL | NULL | Mechanical Permit | NULL | NULL | Draft | NULL | NULL
NULL | NULL | NULL | Mechanical Permit | NULL | NULL | Draft | NULL | NULL
EP-2022-05632 | 2022-07-04 | NULL | Electrical Permit | Commercial | NULL | Expired | Movie Set / Filming - To allow for Movie Set/Filming Applicant shall provide completed Contractor Declaration form, and dates of filming and associated location(s) to csinspection.clerks@vancouver.ca prior to the commencement of filming. Visit vancouver.ca/inspections for more details. ** Amend 07/05/2022** correct contractor needs to be Nothkamp Enterprices Inc | Northkamp Enterprises Inc
NULL | NULL | NULL | Plumbing Permit | NULL | NULL | Draft | NULL | NULL
NULL | NULL | NULL | Electrical Permit | Commercial | Addition | Withdrawn | Installation / Repair - Commercial - Connection of vehicle hoists, vehicle chargers & misc. shop equipment | PARAGON ELECTRICAL INSTALLATIONS LTD
NULL | NULL | NULL | Electrical Permit | Residential | NULL | Draft | Installation / Repair - Residential | NULL
NULL | NULL | NULL | Plumbing Permit | Residential | Renovation | Withdrawn | Residential - Basement renovation plumbing work | NULL
EP-2022-05640 | 2022-07-05 | NULL | Electrical Permit | Commercial | NULL | Expired | Special Event - Craft beer and music festival PNE center grounds between buildings | Riviers Electric Services Inc
NULL | NULL | NULL | Plumbing Permit | Residential | New | Draft | Residential - Plumbing | NULL
NULL | NULL | NULL | Plumbing Permit | Residential | Renovation | Draft | Residential - legal suite renovation plumbing work | NULL
NULL | NULL | NULL | Plumbing Permit | Residential | New | Draft | Residential - NO PUMP ,ONLY SUMP | NULL
NULL | NULL | NULL | Electrical Permit | NULL | NULL | Draft | NULL | NULL
NULL | NULL | NULL | Plumbing Permit | NULL | NULL | Draft | NULL | NULL
NULL | NULL | NULL | Electrical Permit | Commercial | Renovation | Draft | Installation / Repair - Commercial - Alarm installation. | Husky Alarm Integration Ltd
NULL | NULL | NULL | Electrical Permit | NULL | NULL | Draft | NULL | NULL
NULL | NULL | NULL | Sprinkler Permit | NULL | NULL | Withdrawn | NULL | NULL
NULL | NULL | NULL | Electrical Permit | NULL | NULL | Draft | NULL | NULL
NULL | NULL | NULL | Plumbing Permit | NULL | NULL | Draft | NULL | NULL
NULL | NULL | NULL | Gas Permit | NULL | NULL | Draft | NULL | NULL
NULL | NULL | NULL | Plumbing Permit | NULL | NULL | Draft | NULL | NULL
NULL | NULL | NULL | Electrical Permit | Commercial | NULL | Draft | Special Event - Temporary 600v 400amp overhead service via a temp construction rental container to server power to Folk Fest 2022 | X Van Electric Inc
NULL | NULL | NULL | Electrical Permit | NULL | NULL | Draft | NULL | NULL
NULL | NULL | NULL | Electrical Permit | Commercial | NULL | Draft | Annual / Operating - Annual Operating permit for 18-storey multiple dwelling containing 250 dwelling units and three levels of underground parking accessed from Cook street. Related Electrical Permit: EP-2018-04901 | Ozz Electric BC Inc
NULL | NULL | NULL | Plumbing Permit | NULL | NULL | Withdrawn | NULL | NULL
NULL | NULL | NULL | Electrical Permit | Residential | New | Draft | Installation / Repair - Residential - LV and security prewire on laneway house. | NULL
NULL | NULL | NULL | Electrical Permit | Residential | New | Draft | Installation / Repair - Residential | NULL
NULL | NULL | NULL | Mechanical Permit | NULL | NULL | Draft | NULL | NULL
NULL | NULL | NULL | Electrical Permit | NULL | NULL | Draft | NULL | NULL
NULL | NULL | NULL | Electrical Permit | Commercial | NULL | Draft | Movie Set / Filming - To allow for Movie Set/Filming Applicant shall provide completed Contractor Declaration form, and dates of filming and associated location(s) to csinspection.clerks@vancouver.ca prior to the commencement of filming. Visit vancouver.ca/inspections for more details. | NULL
EP-2022-05668 | 2022-07-06 | NULL | Electrical Permit | Commercial | NULL | Expired | Movie Set / Filming - To allow for Movie Set/Filming Applicant shall provide completed Contractor Declaration form, and dates of filming and associated location(s) to csinspection.clerks@vancouver.ca prior to the commencement of filming. Visit vancouver.ca/inspections for more details. | 0772185 BC Ltd
NULL | NULL | NULL | Plumbing Permit | NULL | NULL | Draft | NULL | NULL
NULL | NULL | NULL | Electrical Permit | Commercial | NULL | Draft | Movie Set / Filming - To allow for Movie Set/Filming Applicant shall provide completed Contractor Declaration form, and dates of filming and associated location(s) to csinspection.clerks@vancouver.ca prior to the commencement of filming. Visit vancouver.ca/inspections for more details. | NULL
NULL | NULL | NULL | Electrical Permit | NULL | NULL | Draft | NULL | NULL
NULL | NULL | NULL | Electrical Permit | Commercial | NULL | Draft | Annual / Operating | NULL
NULL | NULL | NULL | Plumbing Permit | NULL | NULL | Draft | NULL | NULL
NULL | NULL | NULL | Electrical Permit | NULL | NULL | Draft | NULL | NULL
NULL | NULL | NULL | Sprinkler Permit | NULL | NULL | Draft | NULL | NULL
NULL | NULL | NULL | Electrical Permit | NULL | NULL | Draft | NULL | NULL
NULL | NULL | NULL | Electrical Permit | NULL | NULL | Withdrawn | NULL | NULL
NULL | NULL | NULL | Electrical Permit | NULL | NULL | Withdrawn | NULL | NULL
NULL | NULL | NULL | Mechanical Permit | NULL | NULL | Withdrawn | NULL | NULL
NULL | NULL | NULL | Plumbing Permit | Residential | New | Withdrawn | Residential - s | NULL
NULL | NULL | NULL | Electrical Permit | Commercial | Renovation | Draft | Installation / Repair - Commercial - Upgrade 2 existing washrooms. Replace lighting fixtures with LED lights. Upgrade to incorporate automatic partial off lighting control. | NULL
NULL | NULL | NULL | Electrical Permit | Commercial | NULL | Draft | Special Event - remove non- compliance wiring and fix it for main floor and install smoke sensors; | NULL
NULL | NULL | NULL | Electrical Permit | NULL | NULL | Draft | Installation / Repair - - Install outlets for classroom | NULL
NULL | NULL | NULL | Mechanical Permit | NULL | NULL | Draft | NULL | NULL
NULL | NULL | NULL | Plumbing Permit | Residential | Renovation | Draft | Residential - Replace bath tub, shower trim, toilet, vanity and sink. Replace tile in shower surround. | NULL
NULL | NULL | NULL | Mechanical Permit | NULL | NULL | Draft | NULL | NULL
NULL | NULL | NULL | Mechanical Permit | NULL | NULL | Draft | NULL | NULL
NULL | NULL | NULL | Electrical Permit | Residential | Addition | Withdrawn | Installation / Repair - Residential - dhfghhhedgdrr | Fowlstone Electric Ltd
NULL | NULL | NULL | Plumbing Permit | Commercial | Renovation | Draft | Commercial - Ground work/ domestic water lines serving: (1) 2 compartment sink, (1) grease interceptor (1) rpba (4) floor drains | Modern Niagara Vancouver Inc
NULL | NULL | NULL | Electrical Permit | NULL | NULL | Draft | NULL | NULL
NULL | NULL | NULL | Electrical Permit | Commercial | NULL | Withdrawn | Annual / Operating - Grounding for Generator for crane | NULL
NULL | NULL | NULL | Plumbing Permit | Residential | NULL | Draft | Residential - Under | NULL
NULL | NULL | NULL | Electrical Permit | Commercial | NULL | Draft | Annual / Operating - Minor electrical installations, repairs and maintenance. | Berts Electric (2001) Ltd
NULL | NULL | NULL | Gas Permit | Residential | New | Draft | Residential - Installation of 1 gas fireplace - venting and hook up only | Urban Fireplaces Ltd
NULL | NULL | NULL | Electrical Permit | Commercial | New | Draft | Installation / Repair - Commercial | NULL
NULL | NULL | NULL | Electrical Permit | NULL | NULL | Draft | NULL | NULL
NULL | NULL | NULL | Mechanical Permit | NULL | NULL | Withdrawn | NULL | NULL
NULL | NULL | NULL | Mechanical Permit | NULL | NULL | Withdrawn | NULL | NULL
NULL | NULL | NULL | Mechanical Permit | NULL | NULL | Withdrawn | NULL | NULL
NULL | NULL | NULL | Electrical Permit | Commercial | NULL | Draft | Annual / Operating - Annual Operating Permit Renewal of: EP-2020-05520 Valid: July 5, 2021 - July 4, 2022 ** Amend 01/11/2022** Volts: 600 AMPS: 1200 Phase: 3 | TDR Electric Inc
NULL | NULL | NULL | Electrical Permit | Commercial | Tenant Improvement | Withdrawn | Installation / Repair - Commercial - Reconnect the existing power to the new sign | Bestech Electrical Ltd
NULL | NULL | NULL | Plumbing Permit | NULL | NULL | Draft | NULL | NULL
NULL | NULL | NULL | Electrical Permit | Commercial | NULL | Draft | Annual / Operating - rthtryt | E S R Electric Ltd
NULL | NULL | NULL | Electrical Permit | NULL | NULL | Withdrawn | NULL | NULL
NULL | NULL | NULL | Electrical Permit | Commercial | New | Draft | Installation / Repair - Commercial - HVAC controls wiring for the suites only. Only Level 2,3 &4 Suites wiring only for the HRV in the bathroom. | Adept Electrical Services Ltd
NULL | NULL | NULL | Plumbing Permit | Residential | New | Draft | Residential - Backflow preventer for lawn irrigation. | Cameron Carleton Beals
NULL | NULL | NULL | Electrical Permit | NULL | NULL | Draft | NULL | NULL
NULL | NULL | NULL | Electrical Permit | Commercial | Tenant Improvement | Draft | Installation / Repair - Commercial - Ford AV is contracted with Apple to install the Audio and some Video equipment in the new Apple store at the Pacific Centre. Our scope of work is terminating about 60 CAT6 data lines, 66 audio lines to 3 equipment racks and the field devices. Mount 4 speakers and 5 pieces of audio equipment in the video wall frame. Install 1 TV and wall plate in the back stage area. Install 6 pieces of equipment in a showroom table to a portable TV cart. The electricians at the job site are responsible for pulling all the cabling on-site for our work, installing and terminating all the ceiling speakers. The video wall is NOT in our contract. | NULL
NULL | NULL | NULL | Plumbing Permit | NULL | NULL | Draft | NULL | NULL
NULL | NULL | NULL | Plumbing Permit | NULL | NULL | Draft | NULL | Cameron Carleton Beals
NULL | NULL | NULL | Electrical Permit | Commercial | NULL | Withdrawn | Annual / Operating | NULL
NULL | NULL | NULL | Sprinkler Permit | Commercial | Tenant Improvement | Withdrawn | Commercial - Adding sprinkler heads to existing system Interior alterations to change the use from Fitness Center to Health Care Office in this unit 228 W Broadway on the ground floor of this existing commercial building. *****This application does not include any of the following: 1. Not more than 20 sprinklers (add, relocate, or remove), 2. hydraulic calculations, 3. change in occupancy and /or hazard classification, 4. warehouse storage arrangements, 5. mobile compact storage arrangements, 6. alternative solutions, 7. changes to the sprinkler system supply piping (e.g. valves, mains, cross-mains, branch-lines, etc.), or 8. flexible sprinkler pipe. | Pacific Rim Fire Protection (2008) Ltd
NULL | NULL | NULL | Electrical Permit | Commercial | Tenant Improvement | Withdrawn | Installation / Repair - Commercial - Electrical install of heat pump, installation of a DCC12 controller. BP not required. No change to existing service. | Moore And Russell Heating And Air Conditioning Ltd
NULL | NULL | NULL | Gas Permit | Residential | Addition | Draft | Residential - Re and re hot water tank | NULL
NULL | NULL | NULL | Sprinkler Permit | Commercial | Tenant Improvement | Withdrawn | Commercial - Add and relocate sprinkler heads to suit wall and ceiling layout >BP: Interior alterations to demise the existing restaurant shell space into two units 325 Seymour (restaurant) and #125 - 333 Seymour (office). Work to include first tenant improvements to 325 Seymour St while changing the use from Restaurant Shell to Restaurant (Group D, low occupancy A2 occupant load max. 30 persons as per Division B, 3.1.2.6) on the first floor of this existing commercial building on this site. Tenant: Deville Coffee | Alpine Sprinkler Systems Ltd
NULL | NULL | NULL | Electrical Permit | NULL | NULL | Draft | NULL | NULL
NULL | NULL | NULL | Plumbing Permit | NULL | NULL | Draft | NULL | NULL
EP-2022-05748 | 2022-07-07 | NULL | Electrical Permit | Commercial | NULL | Expired | Movie Set / Filming - To allow for Movie Set/Filming Applicant shall provide completed Contractor Declaration form, and dates of filming and associated location(s) to csinspection.clerks@vancouver.ca prior to the commencement of filming. Visit vancouver.ca/inspections for more details. | The Capital Media Company Inc
NULL | NULL | NULL | Plumbing Permit | Commercial | New | Withdrawn | Commercial - Installation on new storm & sanitary sumps and oil interceptors. New sanitary drainage waste & venting, new domestic water piping | NULL
NULL | NULL | NULL | Electrical Permit | Commercial | NULL | Draft | Movie Set / Filming - To allow for Movie Set/Filming Applicant shall provide completed Contractor Declaration form, and dates of filming and associated location(s) to csinspection.clerks@vancouver.ca prior to the commencement of filming. Visit vancouver.ca/inspections for more details. | NULL
NULL | NULL | NULL | Plumbing Permit | NULL | NULL | Draft | NULL | NULL
NULL | NULL | NULL | Electrical Permit | NULL | NULL | Withdrawn | NULL | NULL
NULL | NULL | NULL | Electrical Permit | Commercial | Tenant Improvement | Withdrawn | Installation / Repair - Commercial - A new 60 Amp, 347/600 Volt service into an old warehouse building being used again as a warehouse. | NULL
PP-2022-02433 | NULL | NULL | Plumbing Permit | Residential | New | Withdrawn | Residential - All new drainage and domestic water for new home being built. 3 bathrooms, 1 kitchen, 1 laundry | Alchemy Construction Ltd
NULL | NULL | NULL | Electrical Permit | NULL | NULL | Draft | NULL | NULL
NULL | NULL | NULL | Electrical Permit | Commercial | NULL | Draft | Annual / Operating | NULL
NULL | NULL | NULL | Electrical Permit | NULL | NULL | Draft | NULL | NULL
NULL | NULL | NULL | Plumbing Permit | NULL | NULL | Draft | NULL | NULL
NULL | NULL | NULL | Plumbing Permit | NULL | NULL | Draft | NULL | NULL
NULL | NULL | NULL | Electrical Permit | NULL | NULL | Draft | NULL | NULL
NULL | NULL | NULL | Electrical Permit | NULL | NULL | Draft | NULL | NULL
NULL | NULL | NULL | Plumbing Permit | NULL | NULL | Withdrawn | NULL | NULL
NULL | NULL | NULL | Gas Permit | Residential | Renovation | Withdrawn | Residential - Install flex gas line to new cooktop | Spencer's HVAC Service Ltd
NULL | NULL | NULL | Plumbing Permit | Residential | New | Draft | Residential | NULL
NULL | NULL | NULL | Electrical Permit | Residential | New | Draft | Installation / Repair - Residential - ETS Controls for TEC3 | ESC Automation Inc
NULL | NULL | NULL | Mechanical Permit | NULL | NULL | Draft | NULL | NULL
NULL | NULL | NULL | Mechanical Permit | NULL | NULL | Draft | NULL | NULL
NULL | NULL | NULL | Mechanical Permit | NULL | NULL | Draft | NULL | NULL
NULL | NULL | NULL | Electrical Permit | Commercial | NULL | Withdrawn | Movie Set / Filming - To allow for Movie Set/Filming Applicant shall provide completed Contractor Declaration form, and dates of filming and associated location(s) to csinspection.clerks@vancouver.ca prior to the commencement of filming. Visit vancouver.ca/inspections for more details. | NULL
NULL | NULL | NULL | Gas Permit | NULL | NULL | Withdrawn | NULL | NULL
NULL | NULL | NULL | Gas Permit | NULL | NULL | Withdrawn | NULL | NULL
NULL | NULL | NULL | Electrical Permit | Commercial | Tenant Improvement | Withdrawn | Installation / Repair - Commercial - Install a 15-amp 120V branch circuit for a new building sign. SI-2022-00307 | Mott Electric General Partnership
NULL | NULL | NULL | Plumbing Permit | NULL | NULL | Draft | NULL | NULL
NULL | NULL | NULL | Electrical Permit | NULL | NULL | Withdrawn | NULL | NULL
NULL | NULL | NULL | Gas Permit | Residential | Renovation | Draft | Residential - re&re boiler | Ashton Service Group/Ashton Mechanical Ltd.
NULL | NULL | NULL | Plumbing Permit | Commercial | Renovation | Draft | Commercial - Relocate underground 4" sanitary for grease trap and add hub drain and 1/2" water supply for the relocated ice machine. | Division 15 Mechanical Ltd
NULL | NULL | NULL | Plumbing Permit | Residential | Renovation | Draft | Residential - Relocate the kitchen | RAHELU PLUMBING & HEATING LTD.
NULL | NULL | NULL | Electrical Permit | Commercial | Renovation | Withdrawn | Installation / Repair - Commercial - new 60 amp 347/600 volt service in existing warehouse | NULL
NULL | NULL | NULL | Sprinkler Permit | NULL | NULL | Draft | NULL | Active Fire & Safety Services Ltd
NULL | NULL | NULL | Electrical Permit | Commercial | NULL | Draft | Installation / Repair - Commercial - A | NULL
EP-2022-05784 | NULL | NULL | Electrical Permit | Commercial | NULL | Application Incomplete | Special Event - African Decent Society Power stage and video wall | Riviers Electric Services Inc
EP-2022-05783 | 2022-07-08 | NULL | Electrical Permit | Commercial | NULL | Expired | Movie Set / Filming - To allow for Movie Set/Filming Applicant shall provide completed Contractor Declaration form, and dates of filming and associated location(s) to csinspection.clerks@vancouver.ca prior to the commencement of filming. Visit vancouver.ca/inspections for more details. | Circle Productions Ltd
NULL | NULL | NULL | Mechanical Permit | NULL | NULL | Withdrawn | NULL | NULL
NULL | NULL | NULL | Plumbing Permit | Residential | New | Draft | Residential - 1 outside Sump without pump | NULL
NULL | NULL | NULL | Plumbing Permit | NULL | NULL | Withdrawn | NULL | NULL
NULL | NULL | NULL | Electrical Permit | Residential | Renovation | Draft | Installation / Repair - Residential - Up Grade service from 60 Amp to 200 Amp | NULL
NULL | NULL | NULL | Electrical Permit | Commercial | Renovation | Draft | Installation / Repair - Commercial - EV-EMS Installation & 10 EV Chargers | Berts Electric (2001) Ltd
NULL | NULL | NULL | Electrical Permit | NULL | NULL | Draft | NULL | NULL
NULL | NULL | NULL | Plumbing Permit | NULL | NULL | Draft | NULL | NULL
NULL | NULL | NULL | Plumbing Permit | NULL | NULL | Draft | NULL | NULL
EP-2022-05795 | NULL | NULL | Electrical Permit | Residential | New | Cancelled | Installation / Repair - Residential - Need to rough in Sub Panel, outlets, and lighting for new metal shop we are building ourselves. We need rough in before we can have framing inspected | NULL
NULL | NULL | NULL | Electrical Permit | Residential | Renovation | Draft | Installation / Repair - Residential - EVSE installations to existing EV-EMS system for stalls 34 & 35 (shared), 192 & 193 (shared) | Berts Electric (2001) Ltd
NULL | NULL | NULL | Plumbing Permit | NULL | NULL | Draft | NULL | NULL
NULL | NULL | NULL | Electrical Permit | Residential | NULL | Draft | Installation / Repair - Residential | NULL
NULL | NULL | NULL | Electrical Permit | Residential | Addition | Draft | Installation / Repair - Residential - Sun panel, branch circuits for upstairs suite | NULL
NULL | NULL | NULL | Electrical Permit | NULL | NULL | Withdrawn | NULL | NULL
NULL | NULL | NULL | Plumbing Permit | NULL | NULL | Draft | NULL | NULL
NULL | NULL | NULL | Electrical Permit | NULL | NULL | Draft | NULL | NULL
NULL | NULL | NULL | Electrical Permit | NULL | NULL | Withdrawn | NULL | NULL
NULL | NULL | NULL | Plumbing Permit | Commercial | Tenant Improvement | Draft | Commercial - Plumbing Rough-in | NULL
NULL | NULL | NULL | Electrical Permit | NULL | NULL | Withdrawn | NULL | NULL
NULL | NULL | NULL | Electrical Permit | NULL | NULL | Draft | NULL | NULL
NULL | NULL | NULL | Mechanical Permit | NULL | NULL | Draft | NULL | Rain Coast Plumbing & Heating Ltd
NULL | NULL | NULL | Plumbing Permit | Residential | New | Withdrawn | Residential - Plumbing | NULL
NULL | NULL | NULL | Sprinkler Permit | NULL | NULL | Draft | NULL | Troy Life & Fire Safety Limited Protection Incendia Troyu Ltee
NULL | NULL | NULL | Mechanical Permit | NULL | NULL | Withdrawn | NULL | NULL
NULL | NULL | NULL | Electrical Permit | Commercial | Addition | Draft | Temporary Power - Commercial - To provide temporary power. | Sasco Contractors Ltd
NULL | NULL | NULL | Electrical Permit | NULL | NULL | Draft | NULL | NULL
NULL | NULL | NULL | Electrical Permit | Commercial | New | Draft | Installation / Repair - Commercial - Pull FT6 Cables for 2 new Card Reader Doors – NO MAGLOCKS | PALADIN TECHNOLOGIES INC
NULL | NULL | NULL | Electrical Permit | Commercial | NULL | Draft | Annual / Operating | NULL
NULL | NULL | NULL | Electrical Permit | Commercial | Tenant Improvement | Draft | Installation / Repair - Commercial - RBC Bank Renovation - Lighting/Power -Upgrading previous lighting to LED fixtures/ballasts. Demolition and renovation of the bank, so relocating existing power and installing new power as appropriate. Fire Alarm: Install 4 new alarm bells and tie into the existing system Service will not be affected. >BP: Interior alterations to provide tenant improvements to this existing Financial Institution (RBC BANK) on the ground floor of this existing commercial building. Scope of work: new flooring and replacing ceiling. REVISION #1: to change the Certified Registered Professional from John White to Hee Sung (Harrison) Chan as indicated with the new Schedule A and Schedule B - Architectural, and also the replacement Schedule B - Mechanical & Fire Suppression Systems and Schedule B - Electrical to acknowledge the change to the Certified Registered Professional, as submitted by Agent for Owner Richa Pant from WZMH Architects, as received on January 24, 2022. Feb 16, 2022 mlh Letters of assurance submitted by: Sch A: J. White, 416.961.4111 Sch B (Arch): J. White, 416.961.4111 Sch B (Elec): M. Piazzese, 416.554.3331 Sch B (Mech, Fire): R. Anselmo 416.407.9239 Notes: 1. Energy upgrade triggers: Rehabilitation - E2 - Retrofit Path 1 @ L2 - Lighting - Upgrade to incorporate Scheduled Shutoff 2. Sprinkler contractor to be confirmed once the job is awarded | Canem Systems Ltd
NULL | NULL | NULL | Electrical Permit | Residential | New | Withdrawn | Temporary Power - Residential - To provide temporary power. | NULL
NULL | NULL | NULL | Plumbing Permit | Commercial | Renovation | Draft | Commercial - Kitchen sink will move or a foot or so. Waterlines will also be moving | NULL
NULL | NULL | NULL | Plumbing Permit | NULL | NULL | Draft | NULL | Troy Life & Fire Safety Limited Protection Incendia Troyu Ltee
NULL | NULL | NULL | Sprinkler Permit | Residential | Tenant Improvement | Draft | Residential - The fire sprinkler line will be moved up 4.5 inches and the heads will be turned into concealed type heads. | NULL
NULL | NULL | NULL | Electrical Permit | Commercial | Tenant Improvement | Draft | Installation / Repair - Commercial - Install new panel in Server room. Supply and install new feeder cables. Supply and install ladder tray. Install receptacles on ladder tray. Remove old UPS from site. Make connections safe and recycle off site | Sasco Contractors Ltd
NULL | NULL | NULL | Electrical Permit | NULL | NULL | Withdrawn | NULL | NULL
NULL | NULL | NULL | Gas Permit | NULL | NULL | Draft | NULL | NULL
NULL | NULL | NULL | Electrical Permit | NULL | NULL | Draft | NULL | NULL
NULL | NULL | NULL | Plumbing Permit | NULL | NULL | Draft | NULL | NULL
NULL | NULL | NULL | Gas Permit | Commercial | Renovation | Withdrawn | Commercial - Gas lines for appliances | NULL
NULL | NULL | NULL | Gas Permit | NULL | NULL | Draft | NULL | NULL
NULL | NULL | NULL | Sprinkler Permit | NULL | NULL | Draft | NULL | NULL
NULL | NULL | NULL | Electrical Permit | Residential | Renovation | Withdrawn | Installation / Repair - Residential - Investigation and maintenance of electrical meters, panels and switch gear throughout the property. | NULL
NULL | NULL | NULL | Electrical Permit | NULL | NULL | Withdrawn | NULL | NULL
NULL | NULL | NULL | Electrical Permit | Commercial | Renovation | Withdrawn | Installation / Repair - Commercial - a new electrical service into an older warehouse building | NULL
NULL | NULL | NULL | Plumbing Permit | Residential | Renovation | Draft | Residential - Run a fridge water line. | NULL
NULL | NULL | NULL | Plumbing Permit | Residential | Renovation | Draft | Residential | NULL
NULL | NULL | NULL | Electrical Permit | Commercial | NULL | Draft | Annual / Operating - Annual maintain of Fire Alarm system and Emergency lighting | Active Fire & Safety Services Ltd
NULL | NULL | NULL | Plumbing Permit | Residential | New | Draft | Residential - sump install | NULL
NULL | NULL | NULL | Electrical Permit | Residential | New | Withdrawn | Installation / Repair - Residential - Temporary power | SUNSTONE ELECTRIC LTD
NULL | NULL | NULL | Electrical Permit | NULL | NULL | Withdrawn | NULL | NULL
NULL | NULL | NULL | Electrical Permit | NULL | NULL | Draft | NULL | NULL
NULL | NULL | NULL | Electrical Permit | Commercial | Renovation - Dwelling Unit(s) only | Draft | Installation / Repair - Commercial - UNIT# 611 adding mini split to unit | Bisco Electrical Contracting Ltd.
NULL | NULL | NULL | Mechanical Permit | NULL | NULL | Draft | NULL | AKAL Plumbing & Heating Ltd
NULL | NULL | NULL | Electrical Permit | NULL | NULL | Withdrawn | NULL | NULL
NULL | NULL | NULL | Electrical Permit | NULL | NULL | Draft | NULL | NULL
NULL | NULL | NULL | Plumbing Permit | NULL | NULL | Withdrawn | NULL | Yue Jin Qiu
NULL | NULL | NULL | Electrical Permit | Residential | Renovation | Draft | Installation / Repair - Residential - dfdsfd | NULL
NULL | NULL | NULL | Electrical Permit | NULL | NULL | Withdrawn | NULL | NULL
NULL | NULL | NULL | Plumbing Permit | Residential | New | Draft | Residential - Replace a electric hot water tank | NULL
NULL | NULL | NULL | Plumbing Permit | Commercial | New | Withdrawn | Commercial - Interior sanitary, storm and domestic water alterations to change from a Motor Vehicle Repair Shop to Manufacturing(brewing and distilling). Interior and exterior alterations and to change the use from Motor Vehicle Repair Shop to Manufacturing (brewing and distilling) with ancillary retail, office, laboratory and tasting room, for the exclusive use of Pleasant Spirits Ltd. | Vaughan Ventures Ltd
NULL | NULL | NULL | Gas Permit | NULL | NULL | Withdrawn | NULL | Next Level Plumbing Ltd
NULL | NULL | NULL | Mechanical Permit | NULL | NULL | Draft | NULL | NULL
NULL | NULL | NULL | Plumbing Permit | NULL | NULL | Draft | NULL | NULL
NULL | NULL | NULL | Electrical Permit | Residential | New | Draft | Installation / Repair - Residential - Kane way house wiring with 200 amp service connection | NULL
NULL | NULL | NULL | Electrical Permit | NULL | NULL | Withdrawn | NULL | NULL
NULL | NULL | NULL | Electrical Permit | Residential | Renovation | Draft | Installation / Repair - Residential - Up Grade power from 60 Amp to 200 Amp. And install 200 Amp panel , meter base,... | NULL
NULL | NULL | NULL | Mechanical Permit | NULL | NULL | Withdrawn | NULL | NULL
NULL | NULL | NULL | Electrical Permit | NULL | NULL | Draft | NULL | NULL
NULL | NULL | NULL | Electrical Permit | Residential | Renovation | Draft | Installation / Repair - Residential - Move 1 existing charger for stall 38 | Berts Electric (2001) Ltd
NULL | NULL | NULL | Mechanical Permit | NULL | NULL | Draft | NULL | NULL
NULL | NULL | NULL | Electrical Permit | Commercial | Tenant Improvement | Draft | Installation / Repair - Commercial - Fire alarm upgrade per attached scope | NULL
NULL | NULL | NULL | Electrical Permit | NULL | NULL | Withdrawn | NULL | NULL
GP-2022-02064 | NULL | NULL | Gas Permit | Residential | New | Cancelled | Residential - New home build. Gas pipe run in CSST. Furnace, HWT, Range, Gas dryer, BBQ Box | NULL
NULL | NULL | NULL | Electrical Permit | Residential | Addition | Draft | Installation / Repair - Residential - Supply and install new circuit panel, supply and install 10/3 and 14/2 for dryer and washer, terminate and install outlets | NULL
NULL | NULL | NULL | Mechanical Permit | NULL | NULL | Draft | NULL | NULL
NULL | NULL | NULL | Electrical Permit | NULL | NULL | Withdrawn | NULL | NULL
NULL | NULL | NULL | Plumbing Permit | NULL | NULL | Draft | NULL | Reid Brothers Plumbing & Heating Ltd
NULL | NULL | NULL | Electrical Permit | Commercial | NULL | Draft | Annual / Operating | NULL
NULL | NULL | NULL | Plumbing Permit | Residential | New | Draft | Residential - Install one outside storm sump | NULL
NULL | NULL | NULL | Plumbing Permit | NULL | NULL | Draft | NULL | Lotus Plumbing, Heating & Gas Fitting Ltd
NULL | NULL | NULL | Electrical Permit | Commercial | New | Withdrawn | Installation / Repair - Commercial - West 6th at Yukon Installation of conduit and street lights in the alley between West 5th and West 6th at Yukon Street. Amend: July 13, 2022 New FSR is Mark Benacivic | Orion Electrical Systems Ltd
NULL | NULL | NULL | Electrical Permit | NULL | NULL | Draft | NULL | NULL
NULL | NULL | NULL | Electrical Permit | Commercial | NULL | Draft | Annual / Operating - jfhgcghc | E S R Electric Ltd
NULL | NULL | NULL | Electrical Permit | NULL | NULL | Draft | NULL | NULL
NULL | NULL | NULL | Electrical Permit | NULL | NULL | Withdrawn | NULL | NULL
NULL | NULL | NULL | Sprinkler Permit | NULL | NULL | Draft | NULL | Pacific Rim Fire Protection (2008) Ltd
NULL | NULL | NULL | Sprinkler Permit | NULL | NULL | Draft | NULL | Pacific Rim Fire Protection (2008) Ltd
NULL | NULL | NULL | Electrical Permit | NULL | NULL | Draft | NULL | NULL
NULL | NULL | NULL | Plumbing Permit | NULL | NULL | Withdrawn | NULL | NULL
NULL | NULL | NULL | Mechanical Permit | NULL | NULL | Draft | NULL | NULL
NULL | NULL | NULL | Electrical Permit | NULL | NULL | Draft | NULL | NULL
NULL | NULL | NULL | Electrical Permit | NULL | NULL | Withdrawn | NULL | NULL
NULL | NULL | NULL | Mechanical Permit | NULL | NULL | Draft | NULL | Mainland Plumbing & Heating
EP-2022-05928 | 2022-07-14 | NULL | Electrical Permit | Commercial | Addition | Completed | Installation / Repair - Commercial - replace 7 existing HPS streetlight fixtures with: 4 x 105w LED / 2 x 70w LED / 1 x 49w LED / install 2 x 24w LED new fixtures on new pedestrian arms jobs is located on Davie Street & Nicola Street | Trans-Western Electric Ltd
EP-2022-05929 | 2022-07-13 | NULL | Electrical Permit | Commercial | NULL | Expired | Movie Set / Filming - To allow for Movie Set/Filming Applicant shall provide completed Contractor Declaration form, and dates of filming and associated location(s) to csinspection.clerks@vancouver.ca prior to the commencement of filming. Visit vancouver.ca/inspections for more details. | Means of Production Inc
EP-2022-05930 | 2022-07-13 | NULL | Electrical Permit | Commercial | NULL | Expired | Movie Set / Filming - To allow for Movie Set/Filming Applicant shall provide completed Contractor Declaration form, and dates of filming and associated location(s) to csinspection.clerks@vancouver.ca prior to the commencement of filming. Visit vancouver.ca/inspections for more details. | Lemonade Films Inc
NULL | NULL | NULL | Gas Permit | NULL | NULL | Withdrawn | NULL | NULL
NULL | NULL | NULL | Electrical Permit | Residential | New | Draft | Installation / Repair - Residential - Rough-in and finishing for audio/visual equipment | Alarm Max Security Inc
NULL | NULL | NULL | Electrical Permit | Commercial | New | Draft | Installation / Repair - Commercial - Building 1 5 townhouses wire and finish >BP: Related to Site BP-2021-05710 To construct a 3-storey multiple dwelling building (Building 1) containing 5 dwelling units with basement having access to one level of underground parking. Refer to Site BP-2021-05710 for site work and underground parking, fees, and all documents. This is a CP Process Permit and the applicant is David Steer, P. Eng., CP. Building to be sprinklered NFPA 13. ZEBP Building as per 10.2.1.5. *REVIEWED UNDER VBBL 2019, WITH UPDATED ENERGY REQUIREMENTS AS PER BYLAW #12997 EFFECTIVE JAN 01, 2022* STAGED CONSTRUCTION Stage 1: Excavation & Shoring. (Mar 18/22, A. Min) Stage 2: Full Construction (May 03/22, A. Min) | Vikor I Electric Inc
NULL | NULL | NULL | Electrical Permit | Commercial | NULL | Draft | Annual / Operating | NULL
NULL | NULL | NULL | Plumbing Permit | NULL | NULL | Draft | NULL | NULL
NULL | NULL | NULL | Plumbing Permit | NULL | NULL | Draft | NULL | NULL
NULL | NULL | NULL | Sprinkler Permit | Commercial | Tenant Improvement | Draft | Commercial | NULL
NULL | NULL | NULL | Electrical Permit | Residential | Renovation | Draft | Installation / Repair - Residential - Up Grade from 60 Amp to 200 Amp service. | NULL
NULL | NULL | NULL | Mechanical Permit | NULL | NULL | Draft | NULL | Ashton Service Group/Ashton Mechanical Ltd.
EP-2022-05950 | 2022-07-14 | NULL | Electrical Permit | Commercial | NULL | Expired | Movie Set / Filming - To allow for Movie Set/Filming Applicant shall provide completed Contractor Declaration form, and dates of filming and associated location(s) to csinspection.clerks@vancouver.ca prior to the commencement of filming. Visit vancouver.ca/inspections for more details. | Circle Productions Ltd
NULL | NULL | NULL | Plumbing Permit | NULL | NULL | Draft | NULL | NULL
NULL | NULL | NULL | Electrical Permit | NULL | NULL | Draft | NULL | NULL
NULL | NULL | NULL | Plumbing Permit | NULL | NULL | Draft | NULL | NULL
NULL | NULL | NULL | Mechanical Permit | NULL | NULL | Draft | NULL | NULL
NULL | NULL | NULL | Electrical Permit | NULL | NULL | Draft | NULL | NULL
EP-2022-05952 | 2022-07-14 | NULL | Electrical Permit | Commercial | NULL | Expired | Movie Set / Filming - To allow for Movie Set/Filming Applicant shall provide completed Contractor Declaration form, and dates of filming and associated location(s) to csinspection.clerks@vancouver.ca prior to the commencement of filming. Visit vancouver.ca/inspections for more details. | PARTNERS FILM INC
NULL | NULL | NULL | Plumbing Permit | NULL | NULL | Draft | NULL | NULL
NULL | NULL | NULL | Plumbing Permit | NULL | NULL | Draft | NULL | NULL
NULL | NULL | NULL | Electrical Permit | Commercial | NULL | Withdrawn | Annual / Operating | NULL
NULL | NULL | NULL | Plumbing Permit | Residential | New | Draft | Residential - e | NULL
NULL | NULL | NULL | Gas Permit | Residential | New | Withdrawn | Residential - 30" Bosch slide in Gas range | Han Appliances & Refrigeration Ltd
NULL | NULL | NULL | Electrical Permit | NULL | NULL | Draft | NULL | NULL
EP-2022-05958 | 2022-07-15 | NULL | Electrical Permit | Commercial | NULL | Expired | Special Event - Provide temporary electrical distribution for Vancouver Folk Music Festival for stages with audio and lighting, food trucks and vendors. Festival runs from July 14-17, 2022. Jericho Beach Park (3941 Point Grey Rd.) | 0880441 BC Ltd
GP-2022-02120 | NULL | NULL | Gas Permit | Residential | Tenant Improvement | Withdrawn | Residential - Removed gas line from one location and reinstalled at another for the pool heater. | PHD PLUMBING HEATING & DRAINAGE LTD
NULL | NULL | NULL | Plumbing Permit | Residential | New | Draft | Residential - Storm and sanitary connections for new Laneway | NULL
NULL | NULL | NULL | Mechanical Permit | NULL | NULL | Draft | NULL | NULL
NULL | NULL | NULL | Electrical Permit | NULL | NULL | Withdrawn | NULL | NULL
NULL | NULL | NULL | Plumbing Permit | Residential | New | Draft | Residential - Plumbing | NULL
NULL | NULL | NULL | Sprinkler Permit | NULL | NULL | Draft | NULL | NULL
NULL | NULL | NULL | Electrical Permit | NULL | NULL | Draft | NULL | NULL
EP-2022-05968 | 2022-07-21 | NULL | Electrical Permit | Commercial | NULL | Expired | Movie Set / Filming - To allow for Movie Set/Filming Applicant shall provide completed Contractor Declaration form, and dates of filming and associated location(s) to csinspection.clerks@vancouver.ca prior to the commencement of filming. Visit vancouver.ca/inspections for more details. | Transmission North Productions
NULL | NULL | NULL | Plumbing Permit | NULL | NULL | Draft | NULL | Laxmi Plumbing
NULL | NULL | NULL | Electrical Permit | NULL | NULL | Draft | NULL | NULL
NULL | NULL | NULL | Electrical Permit | NULL | NULL | Draft | NULL | NULL
NULL | NULL | NULL | Electrical Permit | Residential | Renovation - Dwelling Unit(s) only | Draft | Installation / Repair - Residential - Renovating bedrooms and seating area into bedroom with different shape and office space. Replacing old incandescent pot lights with new LED pot lights in different layout. | NULL
NULL | NULL | NULL | Electrical Permit | NULL | NULL | Draft | NULL | NULL
NULL | NULL | NULL | Electrical Permit | NULL | NULL | Draft | NULL | NULL
NULL | NULL | NULL | Electrical Permit | NULL | NULL | Draft | NULL | NULL
NULL | NULL | NULL | Electrical Permit | NULL | NULL | Draft | NULL | NULL
NULL | NULL | NULL | Electrical Permit | Residential | Renovation | Draft | Installation / Repair - Residential - Upgrade from 60 Amp to 200 Amp. | NULL
NULL | NULL | NULL | Plumbing Permit | NULL | NULL | Draft | NULL | NULL
NULL | NULL | NULL | Plumbing Permit | Commercial | New | Withdrawn | Commercial - Under slab parkade drainage at new townhouse development >BP: To construct a new building including 23 townhouses on top of a single level parkade. Stage I (excavation/ shoring) issued April 8/22. | NULL
NULL | NULL | NULL | Electrical Permit | NULL | NULL | Withdrawn | NULL | NULL
NULL | NULL | NULL | Electrical Permit | NULL | NULL | Withdrawn | NULL | NULL
NULL | NULL | NULL | Electrical Permit | NULL | New | Withdrawn | Installation / Repair - - whole house electrical installation | NULL
NULL | NULL | NULL | Electrical Permit | NULL | NULL | Withdrawn | NULL | NULL
NULL | NULL | NULL | Electrical Permit | Residential | Addition | Withdrawn | Temporary Power - Residential - To provide temporary power. | NULL
NULL | NULL | NULL | Plumbing Permit | Commercial | New | Draft | Commercial - Underground and above ground piping to transfer the water from the underground water wells to the treatment plant To construct mixed-use building comprised of one 32-storey tower (Building 3) and one 42-storey tower (Building 4) containing a total of 474 dwelling units; atop one podium containing Retail/Office Uses all over three levels of underground parking. (Phase I North) Shell permit. | Modern Niagara Vancouver Inc
NULL | NULL | NULL | Gas Permit | NULL | NULL | Withdrawn | NULL | The LM Fireplace Warehouse Ltd.
NULL | NULL | NULL | Plumbing Permit | Residential | Renovation | Draft | Residential | NULL
NULL | NULL | NULL | Electrical Permit | NULL | NULL | Draft | NULL | NULL
NULL | NULL | NULL | Plumbing Permit | Residential | New | Draft | Residential - Front, back and north side of the property | NULL
NULL | NULL | NULL | Gas Permit | NULL | NULL | Draft | NULL | NULL
NULL | NULL | NULL | Plumbing Permit | Commercial | Tenant Improvement | Withdrawn | Commercial - Install new fixtures | DAVIDSON BROS MECHANICAL CONTRACTORS
NULL | NULL | NULL | Plumbing Permit | Residential | New | Draft | Residential - Plumbing | NULL
NULL | NULL | NULL | Sprinkler Permit | Commercial | Renovation | Draft | Commercial - nterior and Exterior alterations: Interior and exterior alterations including an addition to the mezzanine area, to combine units 1475, 1469 and 1435 Frances St. into one unit, and to change the use from existing Auto Body Shop to Manufacturing (Printing and Publishing) with ancillary office, in this existing industrial building on this site. Related to: DP-2018-01142 (Issued Sept. 19, 2019) and DP-2020-00695 (issued April 22, 2021) CRP: Cedric Burgers, Architect, (604) 926-6058, Email:cedric@baiarchitects.com Note: "This permit has been reviewed under the 2014 Vancouver Building By-law (#10908)." replace existing sprinkler pipe and install new sprinkler pipe with quick response heads | Pacific Fire Prevention Ltd
NULL | NULL | NULL | Gas Permit | NULL | NULL | Withdrawn | NULL | NULL
NULL | NULL | NULL | Electrical Permit | Commercial | Renovation | Withdrawn | Installation / Repair - Commercial - blah blaj | NULL
NULL | NULL | NULL | Electrical Permit | Commercial | New | Draft | Installation / Repair - Commercial - electrical work will be done on new construction and renovation | NULL
NULL | NULL | NULL | Electrical Permit | NULL | NULL | Draft | NULL | NULL
NULL | NULL | NULL | Plumbing Permit | NULL | NULL | Withdrawn | NULL | NULL
NULL | NULL | NULL | Electrical Permit | NULL | NULL | Draft | NULL | NULL
NULL | NULL | NULL | Mechanical Permit | NULL | NULL | Withdrawn | NULL | NULL
NULL | NULL | NULL | Gas Permit | Residential | Renovation | Draft | Residential - An existing water heater and furnace were removed to install an electric heat pump for eco heating and cooling. A tankless Veisman water heater was installed. The gas was relocated 7 ft to the new water heater location to allow the furnace to be installed. | NULL
NULL | NULL | NULL | Mechanical Permit | NULL | NULL | Draft | NULL | NULL
NULL | NULL | NULL | Electrical Permit | NULL | NULL | Draft | NULL | NULL
NULL | NULL | NULL | Plumbing Permit | Residential | New | Draft | Residential - One sump | WEST DEMOLITION SERVICE LTD
NULL | NULL | NULL | Plumbing Permit | Residential | New | Draft | Residential - Drainage and sump | Bluestone Contracting Ltd
NULL | NULL | NULL | Electrical Permit | Commercial | New | Draft | Installation / Repair - Commercial - install one service pole,meter cabinet,kiosk,underground 1-4c no.1 awg copper teck cable | NULL
NULL | NULL | NULL | Electrical Permit | NULL | NULL | Withdrawn | NULL | NULL
NULL | NULL | NULL | Gas Permit | NULL | NULL | Withdrawn | NULL | NULL
NULL | NULL | NULL | Electrical Permit | Commercial | NULL | Draft | Annual / Operating - Maintenance and service | NULL
NULL | NULL | NULL | Mechanical Permit | NULL | NULL | Withdrawn | NULL | NULL
NULL | NULL | NULL | Electrical Permit | Commercial | NULL | Withdrawn | Annual / Operating | NULL
NULL | NULL | NULL | Electrical Permit | NULL | NULL | Withdrawn | NULL | NULL
NULL | NULL | NULL | Plumbing Permit | NULL | NULL | Draft | NULL | NULL
NULL | NULL | NULL | Mechanical Permit | NULL | NULL | Draft | NULL | NULL
NULL | NULL | NULL | Mechanical Permit | NULL | NULL | Withdrawn | NULL | NULL
NULL | NULL | NULL | Plumbing Permit | NULL | NULL | Draft | NULL | NULL
NULL | NULL | NULL | Gas Permit | Commercial | New | Draft | Commercial - Install of Boiler in 2007 | NULL
NULL | NULL | NULL | Electrical Permit | Residential | Addition | Withdrawn | Installation / Repair - Residential - Electrical wiring for 15Amps AC unit | Rightway Electric Inc
NULL | NULL | NULL | Plumbing Permit | NULL | Addition | Draft | NULL | Fred Welsh Ltd
NULL | NULL | NULL | Gas Permit | Residential | New | Withdrawn | Residential - 48" Dacor Dual Fuel Range | Han Appliances & Refrigeration Ltd
NULL | NULL | NULL | Mechanical Permit | NULL | NULL | Withdrawn | NULL | NULL
NULL | NULL | NULL | Electrical Permit | NULL | NULL | Withdrawn | NULL | NULL
NULL | NULL | NULL | Electrical Permit | Residential | New | Withdrawn | Installation / Repair - Residential - Low Voltage wiring Installation of Home network&Structure wiring, Home automation, Background music, Security alarm, and CCTV system. Pre-wire for Home Theater system | NULL
NULL | NULL | NULL | Electrical Permit | NULL | NULL | Withdrawn | NULL | NULL
NULL | NULL | NULL | Electrical Permit | Commercial | New | Draft | Installation / Repair - Commercial - extra sow low volatge roughin for data ,speaker wires , camera wires and video . extra low volatge finishing for data and speakers only. | NULL
NULL | NULL | NULL | Plumbing Permit | Commercial | Renovation | Withdrawn | Commercial - Relocate 3 HWT's. Install 3 New Storage Tanks and 6 Heat Pumps | NULL
NULL | NULL | NULL | Electrical Permit | NULL | NULL | Draft | NULL | NULL
NULL | NULL | NULL | Electrical Permit | Commercial | Addition | Draft | Installation / Repair - Commercial - commercial building install lighting and outlets | NULL
NULL | NULL | NULL | Electrical Permit | Commercial | Addition | Draft | Installation / Repair - Commercial - Commercial office adding outlets and lights | NULL
NULL | NULL | NULL | Sprinkler Permit | NULL | NULL | Draft | NULL | NULL
NULL | NULL | NULL | Electrical Permit | NULL | NULL | Draft | NULL | NULL
EP-2022-06412 | 2022-07-29 | NULL | Electrical Permit | Commercial | NULL | Expired | Movie Set / Filming - To allow for Movie Set/Filming Applicant shall provide completed Contractor Declaration form, and dates of filming and associated location(s) to csinspection.clerks@vancouver.ca prior to the commencement of filming. Visit vancouver.ca/inspections for more details. 2028 W 7th Avenue Vancouver | Honalee Productions Inc
EP-2022-06383 | 2022-07-28 | NULL | Electrical Permit | Commercial | NULL | Expired | Movie Set / Filming - To allow for Movie Set/Filming Applicant shall provide completed Contractor Declaration form, and dates of filming and associated location(s) to csinspection.clerks@vancouver.ca prior to the commencement of filming. Visit vancouver.ca/inspections for more details. | Honalee Productions Inc
NULL | NULL | NULL | Mechanical Permit | NULL | NULL | Withdrawn | NULL | NULL
NULL | NULL | NULL | Mechanical Permit | NULL | NULL | Draft | NULL | NULL
NULL | NULL | NULL | Electrical Permit | NULL | NULL | Draft | NULL | NULL
NULL | NULL | NULL | Electrical Permit | Commercial | Tenant Improvement | Draft | Installation / Repair - Commercial - Install new Lighting, Devices, Mechanical Connection, Emergency Lighting, Sub Panel and Exhausts | Deltec Electric Ltd
NULL | NULL | NULL | Mechanical Permit | NULL | NULL | Draft | NULL | NULL
NULL | NULL | NULL | Electrical Permit | Commercial | NULL | Draft | Annual / Operating | NULL
NULL | NULL | NULL | Electrical Permit | Commercial | New | Draft | Installation / Repair - Commercial - Extra sow low volatge roughin gor data, Speaker wires Camera and videos wires Extra low voltage finishing for data and speakers only | NULL
NULL | NULL | NULL | Electrical Permit | Commercial | NULL | Draft | Annual / Operating | NULL
NULL | NULL | NULL | Sprinkler Permit | NULL | NULL | Draft | NULL | NULL
NULL | NULL | NULL | Plumbing Permit | Residential | Renovation | Draft | Residential - Drainage gavity fed sump | NULL
NULL | NULL | NULL | Sprinkler Permit | NULL | NULL | Withdrawn | NULL | Elite Sprinkler Systems Ltd
NULL | NULL | NULL | Plumbing Permit | NULL | NULL | Draft | NULL | NULL
NULL | NULL | NULL | Plumbing Permit | Commercial | Addition | Draft | Commercial - test | NULL
NULL | NULL | NULL | Electrical Permit | NULL | NULL | Withdrawn | NULL | NULL
NULL | NULL | NULL | Sprinkler Permit | NULL | NULL | Draft | NULL | NULL
NULL | NULL | NULL | Plumbing Permit | NULL | NULL | Draft | NULL | NULL
NULL | NULL | NULL | Mechanical Permit | NULL | NULL | Draft | NULL | NULL
NULL | NULL | NULL | Sprinkler Permit | NULL | NULL | Withdrawn | NULL | NULL
NULL | NULL | NULL | Gas Permit | NULL | NULL | Draft | NULL | R & B Plumbing & Heating Ltd
NULL | NULL | NULL | Sprinkler Permit | NULL | NULL | Draft | NULL | Hydroworks Contracting Ltd
NULL | NULL | NULL | Mechanical Permit | NULL | NULL | Draft | NULL | Handy Jill Services Ltd
NULL | NULL | NULL | Electrical Permit | Residential | New | Withdrawn | Installation / Repair - Residential - LOW VOLTAGE WIRING INSTALLATIONS | NULL
NULL | NULL | NULL | Gas Permit | NULL | NULL | Withdrawn | NULL | NULL
NULL | NULL | NULL | Mechanical Permit | NULL | NULL | Withdrawn | NULL | NULL
NULL | NULL | NULL | Plumbing Permit | Residential | New | Draft | Residential - plumbing | M & P Plumbing & Heating Ltd
NULL | NULL | NULL | Mechanical Permit | NULL | NULL | Draft | NULL | M & P Plumbing & Heating Ltd
NULL | NULL | NULL | Gas Permit | NULL | NULL | Withdrawn | NULL | M & P Plumbing & Heating Ltd
NULL | NULL | NULL | Electrical Permit | NULL | NULL | Withdrawn | NULL | NULL
NULL | NULL | NULL | Electrical Permit | NULL | NULL | Draft | NULL | NULL
NULL | NULL | NULL | Electrical Permit | NULL | Addition | Draft | Installation / Repair - - add new light and plugs | NULL
NULL | NULL | NULL | Electrical Permit | Commercial | NULL | Draft | Installation / Repair - Commercial - Extra low voltage | NULL
NULL | NULL | NULL | Electrical Permit | NULL | NULL | Draft | NULL | NULL
NULL | NULL | NULL | Plumbing Permit | NULL | NULL | Draft | NULL | NULL
NULL | NULL | NULL | Electrical Permit | NULL | NULL | Withdrawn | NULL | NULL
NULL | NULL | NULL | Electrical Permit | Residential | Renovation - Dwelling Unit(s) only | Draft | Installation / Repair - Residential - Upgrade service from 100 to 200 amps including new panel, meter base, ground and mast. Running new wire to hottub and backfeeding existing panel with new wire to become the sub panel. | NULL
NULL | NULL | NULL | Electrical Permit | Commercial | Tenant Improvement | Withdrawn | Installation / Repair - Commercial - Electrical maintenance on the elevator and Voluntary upgrade of existing fire alarm system as per Bulletin 2018-004-BU/EL Option 1 – C Install new lobby phones (supplied by others) in front lobbies next to fire alarm panel c/w 120V power and 1" EMT to elevator shaft. Install CAT 6 cable from telephone room to lobby phone and from lobby phone to machine room. Install new exit signs as per drawings. Replace top of shaft heat detector with new smoke detector. Replace elevator disconnects with new c/w connections to controllers. Replace cab light disconnects with new c/w connections to controllers. Replace machine room light switch with new. Replace receptacles in machine rooms and pits with new GFCI receptacles. Install new relays in machine rooms for elevator recall. Install new ground wire in machine room from building ground c/w ground bus if required. Replace fixtures in machine room and pits with new 4' LED fixtures c/w cages. Install machine room phone (supplied by others). Existing machine room exhaust fans and thermostats to remain. Install new addressable smoke detectors in elevator lobbies as per drawings. New device will be connected to closest initiating device using surface Wiremold. | Sasco Contractors Ltd
NULL | NULL | NULL | Electrical Permit | Commercial | Addition | Draft | Installation / Repair - Commercial - Office work in commercial building adding lights and plugs | NULL
NULL | NULL | NULL | Electrical Permit | Commercial | New | Draft | Installation / Repair - Commercial - Gncx | NULL
NULL | NULL | NULL | Gas Permit | NULL | NULL | Draft | NULL | NULL
NULL | NULL | NULL | Plumbing Permit | Commercial | Renovation | Draft | Commercial - Relocate 3 Domestic Hot Water tanks. Install 3 New Domestic Storage Tanks and 6 New Domestic Heat Pumps | Delrey Mechanical Ltd
NULL | NULL | NULL | Electrical Permit | Commercial | Renovation | Withdrawn | Installation / Repair - Commercial - Provide new LED lighting with lighting control supply and install new power drops for desks existing panel new data conduits for data wiring by others | MCKINLEY ELECTRIC LTD
NULL | NULL | NULL | Electrical Permit | NULL | NULL | Withdrawn | NULL | NULL
NULL | NULL | NULL | Electrical Permit | NULL | Addition | Draft | Interim - - add new light /and switch plugs | NULL
NULL | NULL | NULL | Electrical Permit | Commercial | New | Draft | Installation / Repair - Commercial - Installation of Switchgear and MV cables with connection to rooftop transformer. | NULL
NULL | NULL | NULL | Electrical Permit | NULL | NULL | Draft | NULL | NULL
NULL | NULL | NULL | Plumbing Permit | NULL | NULL | Draft | NULL | NULL
NULL | NULL | NULL | Mechanical Permit | NULL | NULL | Draft | NULL | NULL
NULL | NULL | NULL | Electrical Permit | Commercial | NULL | Draft | Installation / Repair - Commercial - Low voltage | NULL
NULL | NULL | NULL | Plumbing Permit | Commercial | Renovation - Dwelling Unit(s) only | Draft | Commercial | NULL
NULL | NULL | NULL | Electrical Permit | NULL | NULL | Draft | Installation / Repair - - Work done without permit. Inspect and correct all deficiences and upgrade service | Torro Electric Ltd
NULL | NULL | NULL | Electrical Permit | NULL | NULL | Withdrawn | NULL | NULL
NULL | NULL | NULL | Plumbing Permit | NULL | NULL | Withdrawn | NULL | NULL
NULL | NULL | NULL | Electrical Permit | Residential | Renovation | Draft | Installation / Repair - Residential - Major alterations | NULL
NULL | NULL | NULL | Gas Permit | NULL | NULL | Draft | NULL | JOT MECHANICAL LTD
NULL | NULL | NULL | Electrical Permit | NULL | NULL | Draft | NULL | NULL
NULL | NULL | NULL | Electrical Permit | Commercial | Renovation | Draft | Installation / Repair - Commercial - Upgrade feeder cable for re and re of MUA unit. New unit now has A/C capability. | NULL
NULL | NULL | NULL | Plumbing Permit | Commercial | Tenant Improvement | Draft | Commercial - Drinking fountain installed. >BP: Interior alterations: Interior alterations to provide tenant improvements to an existing School at unit 200 on the 2nd floor of this existing municipally designated heritage A building on this site. | Status Mechanical Ltd
NULL | NULL | NULL | Electrical Permit | Commercial | NULL | Draft | Installation / Repair - Commercial - Extra low | NULL
NULL | NULL | NULL | Plumbing Permit | Commercial | Tenant Improvement | Draft | Commercial - Drinking fountain installed. >BP: Interior alterations: Interior alterations to provide tenant improvements to an existing School at unit 200 on the 2nd floor of this existing municipally designated heritage A building on this site. | Status Mechanical Ltd
NULL | NULL | NULL | Plumbing Permit | Commercial | Tenant Improvement | Draft | Commercial - Drinking fountain installed. >BP: Interior alterations: Interior alterations to provide tenant improvements to an existing School at unit 200 on the 2nd floor of this existing municipally designated heritage A building on this site. | Status Mechanical Ltd
NULL | NULL | NULL | Electrical Permit | Commercial | Renovation | Draft | Installation / Repair - Commercial - * Decommissioning lights and kiosk heater at flyover Canada * Put in new lights and move duplex receptacle * Install 1 new heater | NEUTRON FACTORY WORKS INC.
NULL | NULL | NULL | Gas Permit | Residential | Tenant Improvement | Withdrawn | Residential - install furnace and water heater | NULL
EP-2022-06159 | 2022-07-21 | NULL | Electrical Permit | Commercial | NULL | Expired | Movie Set / Filming - To allow for Movie Set/Filming Applicant shall provide completed Contractor Declaration form, and dates of filming and associated location(s) to csinspection.clerks@vancouver.ca prior to the commencement of filming. Visit vancouver.ca/inspections for more details. | Lemonade Films Inc
NULL | NULL | NULL | Gas Permit | NULL | NULL | Withdrawn | NULL | NULL
NULL | NULL | NULL | Electrical Permit | NULL | NULL | Draft | NULL | NULL
NULL | NULL | NULL | Mechanical Permit | NULL | NULL | Withdrawn | NULL | NULL
NULL | NULL | NULL | Plumbing Permit | NULL | NULL | Draft | NULL | Vanguard Mechanical Ltd
NULL | NULL | NULL | Mechanical Permit | NULL | NULL | Draft | NULL | NULL
NULL | NULL | NULL | Electrical Permit | Commercial | NULL | Draft | Annual / Operating - Maintenance of EV-EMS system & infrastructure. Installation of tenant EV chargers | Berts Electric (2001) Ltd
NULL | NULL | NULL | Electrical Permit | Commercial | NULL | Draft | Installation / Repair - Commercial - Low | NULL
NULL | NULL | NULL | Plumbing Permit | Commercial | New | Draft | Commercial - Underground plumbing works - sumps, sanitary and storm drainage, etc. | Vanguard Mechanical Ltd
NULL | NULL | NULL | Electrical Permit | NULL | NULL | Draft | NULL | NULL
NULL | NULL | NULL | Plumbing Permit | Commercial | New | Draft | Commercial - Underground plumbing: Floor drains, Sumps | Vanguard Mechanical Ltd
NULL | NULL | NULL | Electrical Permit | Commercial | NULL | Withdrawn | Annual / Operating - mmm | Novawest Electrical Services Ltd
NULL | NULL | NULL | Electrical Permit | Commercial | NULL | Draft | Annual / Operating | NULL
NULL | NULL | NULL | Plumbing Permit | NULL | NULL | Draft | NULL | NULL
NULL | NULL | NULL | Electrical Permit | NULL | NULL | Withdrawn | NULL | NULL
NULL | NULL | NULL | Electrical Permit | NULL | NULL | Withdrawn | Installation / Repair - | SOS COMMUNICATIONS INC
NULL | NULL | NULL | Electrical Permit | NULL | NULL | Withdrawn | NULL | NULL
NULL | NULL | NULL | Gas Permit | NULL | NULL | Withdrawn | NULL | NULL
NULL | NULL | NULL | Mechanical Permit | NULL | NULL | Draft | NULL | NULL
NULL | NULL | NULL | Electrical Permit | Commercial | Tenant Improvement | Withdrawn | Installation / Repair - Commercial - - No change to existing service - Electrical install for heat pump - BP not required - Mechanical Permit to be obtained | NULL
NULL | NULL | NULL | Sprinkler Permit | NULL | NULL | Withdrawn | NULL | NULL
NULL | NULL | NULL | Mechanical Permit | NULL | NULL | Draft | NULL | Apple Mechanical Ltd
NULL | NULL | NULL | Electrical Permit | NULL | NULL | Withdrawn | NULL | NULL
NULL | NULL | NULL | Electrical Permit | NULL | NULL | Withdrawn | NULL | NULL
NULL | NULL | NULL | Sprinkler Permit | NULL | NULL | Draft | NULL | NULL
NULL | NULL | NULL | Electrical Permit | Commercial | NULL | Draft | Annual / Operating | NULL
NULL | NULL | NULL | Gas Permit | NULL | NULL | Draft | NULL | NULL
NULL | NULL | NULL | Plumbing Permit | NULL | NULL | Draft | NULL | NULL
NULL | NULL | NULL | Gas Permit | NULL | New | Withdrawn | NULL | Han Appliances & Refrigeration Ltd
NULL | NULL | NULL | Gas Permit | Residential | New | Withdrawn | Residential - INSTALL 1 GAS FIREPLACE, BASIC UP AND OUT THE WALL VENTING, APPLIANCE ONLY | The LM Fireplace Warehouse Ltd.
NULL | NULL | NULL | Electrical Permit | NULL | NULL | Withdrawn | Temporary Power - - To provide temporary power. | MILKYWAY INDUSTRY LTD
NULL | NULL | NULL | Electrical Permit | Commercial | NULL | Draft | Installation / Repair - Commercial - Low | NULL
NULL | NULL | NULL | Electrical Permit | Commercial | NULL | Draft | Annual / Operating - test | NULL
NULL | NULL | NULL | Electrical Permit | Commercial | NULL | Draft | Annual / Operating - TV commercial for AMEX Generator on site | Circle Productions Ltd
EP-2022-06196 | 2022-07-21 | NULL | Electrical Permit | Commercial | NULL | Expired | Movie Set / Filming - To allow for Movie Set/Filming Applicant shall provide completed Contractor Declaration form, and dates of filming and associated location(s) to csinspection.clerks@vancouver.ca prior to the commencement of filming. Visit vancouver.ca/inspections for more details. | Circle Productions Ltd
NULL | NULL | NULL | Electrical Permit | Commercial | NULL | Draft | Installation / Repair - Commercial - extra low voltage | NULL
NULL | NULL | NULL | Mechanical Permit | NULL | NULL | Draft | NULL | NULL
EP-2022-06200 | 2022-07-22 | NULL | Electrical Permit | Commercial | NULL | Expired | Special Event - Connect power for punch bowl event | Riviers Electric Services Inc
NULL | NULL | NULL | Gas Permit | NULL | NULL | Withdrawn | NULL | NULL
NULL | NULL | NULL | Electrical Permit | NULL | NULL | Draft | NULL | NULL
NULL | NULL | NULL | Plumbing Permit | NULL | NULL | Withdrawn | NULL | NULL
NULL | NULL | NULL | Electrical Permit | Commercial | NULL | Draft | Annual / Operating - regular maintenance | Mac's Electric Ltd
NULL | NULL | NULL | Electrical Permit | NULL | NULL | Draft | NULL | NULL
NULL | NULL | NULL | Gas Permit | NULL | NULL | Draft | NULL | NULL
NULL | NULL | NULL | Electrical Permit | Commercial | NULL | Draft | Installation / Repair - Commercial - Low | NULL
NULL | NULL | NULL | Electrical Permit | Commercial | Renovation | Withdrawn | Installation / Repair - Commercial - install a new 60A 347/600 V service to replace the old abandoned service of an older unutilized warehouse. | Conco Electrical Services Ltd
NULL | NULL | NULL | Electrical Permit | Commercial | Tenant Improvement | Draft | Installation / Repair - Commercial - Security alarm conpletion | Installteam Electronic Contractors Inc
NULL | NULL | NULL | Electrical Permit | Commercial | NULL | Draft | Installation / Repair - Commercial - none | NULL
NULL | NULL | NULL | Plumbing Permit | Commercial | New | Withdrawn | Commercial - BELOW GRADE PLUMBING PERMIT ONLY >BP: To construction of a new 6 storey, combustible multi-family residential building consisting of 85 dwellings units and a single level of parkade. VBBL 2019 - NFPA 13 - SHORT Stage 1 - Excavation and Shoring issued on Dec. 9, 2021. | Broadway Refrigeration & Air Conditioning Co
NULL | NULL | NULL | Electrical Permit | NULL | NULL | Withdrawn | Temporary Power - - To provide temporary power. | MILKYWAY INDUSTRY LTD
NULL | NULL | NULL | Electrical Permit | NULL | NULL | Withdrawn | NULL | NULL
NULL | NULL | NULL | Electrical Permit | NULL | NULL | Draft | NULL | NULL
NULL | NULL | NULL | Electrical Permit | NULL | NULL | Draft | NULL | NULL
NULL | NULL | NULL | Sprinkler Permit | Commercial | New | Draft | Commercial - To raise the grade to achieve 4.6 m. flood construction level and to construct a new noncombustible industrial building (Building 1, North) containing 11 two-level industrial strata suites. Three industrial building are proposed on this site ( Building 1, Building 2 and Building 3). Total number of warehouse units on this site is 28. Related to BP-2021-03085 (Building 2) and BP-2021-03086 ( Building 3). Each suite in Building1 (North) contains 2 levels: 1st level- warehouse and office space 2nd level- ancillary office. Note: It is PROHIBITTED to divide the 2-storey warehouse units with ancillary office at level 2 into two suites up and down because the second floor is not accessible. The upper storey is permitted to contain only facilities that are also contained on the accessible storey, therefore an office space at Level 1shall be provided; refer to 3.8.2.1.(1) (f). Letter of commitment by the owner on file. All fees for the entire development on this site applied against this permit. This BP application was processed under the VBBL 2019. 09-Feb-2022- Stage 1 (on site grading) issued. entire new sprinkler system | Pacific Rim Fire Protection (2008) Ltd
NULL | NULL | NULL | Electrical Permit | NULL | NULL | Draft | NULL | NULL
NULL | NULL | NULL | Electrical Permit | Residential | New | Draft | Installation / Repair - Residential - Alarm | NULL
NULL | NULL | NULL | Plumbing Permit | NULL | NULL | Draft | NULL | NULL
NULL | NULL | NULL | Electrical Permit | Residential | New | Withdrawn | Installation / Repair - Residential - Security alarm,CCTV,Tel/Data/Tv, background music | NULL
NULL | NULL | NULL | Electrical Permit | Commercial | NULL | Draft | Annual / Operating - Upgrade power to house | NULL
NULL | NULL | NULL | Electrical Permit | Residential | New | Withdrawn | Installation / Repair - Residential - Alarm, CCTV, Tel/Data/Tv, Intercom, Music | NULL
NULL | NULL | NULL | Gas Permit | Residential | New | Draft | Residential - Complete boiler, range, range top and piping only for bbq, fireplace. | NULL
NULL | NULL | NULL | Plumbing Permit | Residential | New | Draft | Residential - sump and sanitary storm connection | NULL
NULL | NULL | NULL | Sprinkler Permit | NULL | NULL | Draft | NULL | NULL
NULL | NULL | NULL | Electrical Permit | NULL | NULL | Withdrawn | NULL | NULL
NULL | NULL | NULL | Electrical Permit | Commercial | NULL | Draft | Annual / Operating - Annual operating permit, maintenance of Fire Alarm, EM Lighting and main electrical service. (previous other company: EP-2021-03456) | Tytan Electric Inc.
NULL | NULL | NULL | Gas Permit | Residential | Renovation | Draft | Residential - Replace 2 heating boilers | NULL
NULL | NULL | NULL | Gas Permit | NULL | NULL | Draft | NULL | NULL
NULL | NULL | NULL | Gas Permit | NULL | NULL | Draft | NULL | NULL
NULL | NULL | NULL | Mechanical Permit | NULL | NULL | Withdrawn | NULL | NULL
NULL | NULL | NULL | Electrical Permit | NULL | NULL | Withdrawn | NULL | NULL
NULL | NULL | NULL | Mechanical Permit | NULL | NULL | Withdrawn | NULL | NULL
NULL | NULL | NULL | Sprinkler Permit | NULL | NULL | Draft | NULL | NULL
NULL | NULL | NULL | Electrical Permit | Residential | Renovation - Dwelling Unit(s) only | Draft | Installation / Repair - Residential - Kitchen Renovation - Minor relocations of circuits and new plugs and switches Service Repair - Remove existing 125A overhead service and replace with new to eliminate non-complainces | NULL
EP-2022-06268 | 2022-07-25 | NULL | Electrical Permit | Commercial | NULL | Expired | Movie Set / Filming - To allow for Movie Set/Filming Applicant shall provide completed Contractor Declaration form, and dates of filming and associated location(s) to csinspection.clerks@vancouver.ca prior to the commencement of filming. Visit vancouver.ca/inspections for more details. | Filmgroup.tv Ltd
NULL | NULL | NULL | Electrical Permit | Residential | Renovation - Dwelling Unit(s) only | Withdrawn | Installation / Repair - Residential - Powering up Air conditioning unit (23500btu, 15amp max , 58db ) . Installing 20amp breaker at the electrical panel and running ~30’ of 12/3 out to the outdoor unit with a pull out disconnect near the fan/condenser . Also running flexible pvc conduit from the outdoor disconnect to the condenser. | NULL
NULL | NULL | NULL | Electrical Permit | NULL | NULL | Draft | NULL | NULL
NULL | NULL | NULL | Electrical Permit | NULL | NULL | Draft | NULL | NULL
NULL | NULL | NULL | Mechanical Permit | NULL | NULL | Draft | NULL | NULL
NULL | NULL | NULL | Mechanical Permit | NULL | NULL | Withdrawn | NULL | NULL
NULL | NULL | NULL | Electrical Permit | Commercial | NULL | Draft | Installation / Repair - Commercial - Low voltage | NULL
NULL | NULL | NULL | Plumbing Permit | Residential | Renovation - Dwelling Unit(s) only | Draft | Residential - proper venting | NULL
NULL | NULL | NULL | Plumbing Permit | Commercial | NULL | Draft | Commercial - Dwv and water piping | NULL
NULL | NULL | NULL | Mechanical Permit | NULL | NULL | Withdrawn | NULL | NULL
NULL | NULL | NULL | Sprinkler Permit | NULL | NULL | Draft | NULL | NULL
NULL | NULL | NULL | Plumbing Permit | NULL | NULL | Draft | NULL | NULL
NULL | NULL | NULL | Electrical Permit | Commercial | NULL | Withdrawn | Annual / Operating | NULL
NULL | NULL | NULL | Electrical Permit | NULL | NULL | Withdrawn | NULL | NULL
NULL | NULL | NULL | Plumbing Permit | NULL | NULL | Draft | NULL | NULL
NULL | NULL | NULL | Gas Permit | NULL | NULL | Draft | NULL | NULL
NULL | NULL | NULL | Mechanical Permit | NULL | NULL | Draft | NULL | NULL
NULL | NULL | NULL | Plumbing Permit | NULL | NULL | Draft | NULL | NULL
NULL | NULL | NULL | Electrical Permit | NULL | NULL | Draft | NULL | NULL
NULL | NULL | NULL | Electrical Permit | NULL | NULL | Draft | NULL | NULL
NULL | NULL | NULL | Electrical Permit | Residential | Renovation | Draft | Installation / Repair - Residential - Owner wants to remove hood fan / stove from house. Want to pick permit to remove the two items . | NULL
NULL | NULL | NULL | Electrical Permit | Residential | Addition | Withdrawn | Installation / Repair - Residential - Service mass and meter to be moved 5' west onto a new garage. The main panel will now be in the garage feeding the original 200A panel in the house. Also there will be some plugs, lights and bb heaters added in the garage. | NULL
NULL | NULL | NULL | Gas Permit | Residential | Renovation | Draft | Residential - replacing furnace | Ashton Service Group/Ashton Mechanical Ltd.
NULL | NULL | NULL | Electrical Permit | Residential | Renovation | Draft | Installation / Repair - Residential - Relocate panel | NULL
NULL | NULL | NULL | Electrical Permit | NULL | NULL | Draft | Installation / Repair - - Service connection relocated | NULL
NULL | NULL | NULL | Plumbing Permit | NULL | NULL | Draft | NULL | NULL
NULL | NULL | NULL | Electrical Permit | Residential | Renovation | Draft | Installation / Repair - Residential - Owner wants to remove hood fan / stove from house. Want to pick permit to remove the two items . | NULL
NULL | NULL | NULL | Mechanical Permit | NULL | NULL | Draft | NULL | NULL
NULL | NULL | NULL | Electrical Permit | NULL | NULL | Draft | NULL | NULL
NULL | NULL | NULL | Electrical Permit | NULL | NULL | Draft | NULL | NULL
EP-2022-06292 | 2022-07-26 | NULL | Electrical Permit | Commercial | NULL | Expired | Movie Set / Filming - To allow for Movie Set/Filming Applicant shall provide completed Contractor Declaration form, and dates of filming and associated location(s) to csinspection.clerks@vancouver.ca prior to the commencement of filming. Visit vancouver.ca/inspections for more details. | Means of Production Inc
EP-2022-06331 | 2022-08-29 | NULL | Electrical Permit | Commercial | Addition | Completed | Installation / Repair - Commercial - Installation / Repair - Commercial - Bike Charging Station: Supply and install bike share panel with mini breakers and main breaker. Connect to 120/208V 20 amp cct provided by city or property manager. Run 16/2 cable tire from panel board to each charging dock, terminate connections. Run no.10 AWG bond from panel board to each charging doc. Verification and testing. >>Location: 2608 Cambie, Mobi/ Shaw bike share station outside building | MJR Electric Ltd
NULL | NULL | NULL | Electrical Permit | NULL | NULL | Draft | NULL | NULL
EP-2022-06408 | 2022-08-03 | NULL | Electrical Permit | Commercial | NULL | Expired | Movie Set / Filming - To allow for Movie Set/Filming Applicant shall provide completed Contractor Declaration form, and dates of filming and associated location(s) to csinspection.clerks@vancouver.ca prior to the commencement of filming. Visit vancouver.ca/inspections for more details. | Mason County Production Inc
NULL | NULL | NULL | Plumbing Permit | NULL | NULL | Draft | NULL | NULL
EP-2022-06302 | 2022-07-27 | NULL | Electrical Permit | Commercial | NULL | Expired | Special Event - Power for stage set up 100 robson st.for BC Lions Pre game | Riviers Electric Services Inc
EP-2022-06305 | 2022-07-27 | NULL | Electrical Permit | Commercial | NULL | Expired | Special Event - Supply power for stage lights and kitchen for playa patron ---in parking lot along pacific blvd | Riviers Electric Services Inc
NULL | NULL | NULL | Electrical Permit | NULL | NULL | Withdrawn | NULL | NULL
NULL | NULL | NULL | Plumbing Permit | NULL | NULL | Withdrawn | NULL | NULL
NULL | NULL | NULL | Electrical Permit | Commercial | Tenant Improvement | Draft | Installation / Repair - Commercial - Install new illuminated channel letter sign | NULL
NULL | NULL | NULL | Electrical Permit | Commercial | NULL | Draft | Annual / Operating - Main service is 200amp main house for 125 amp and laneway house for 125 amp new wiring and finishing for house | NULL
NULL | NULL | NULL | Plumbing Permit | NULL | NULL | Draft | NULL | NULL
NULL | NULL | NULL | Electrical Permit | Commercial | NULL | Draft | Movie Set / Filming - To allow for Movie Set/Filming Applicant shall provide completed Contractor Declaration form, and dates of filming and associated location(s) to csinspection.clerks@vancouver.ca prior to the commencement of filming. Visit vancouver.ca/inspections for more details. CEPERLEY PLAYGROND - 8601 STANLEY PARK DRIVE | Stage 49 Ltd
NULL | NULL | NULL | Plumbing Permit | NULL | NULL | Draft | NULL | NULL
NULL | NULL | NULL | Plumbing Permit | NULL | NULL | Draft | NULL | NULL
NULL | NULL | NULL | Electrical Permit | NULL | NULL | Draft | NULL | NULL
NULL | NULL | NULL | Electrical Permit | Commercial | NULL | Draft | Movie Set / Filming - To allow for Movie Set/Filming Applicant shall provide completed Contractor Declaration form, and dates of filming and associated location(s) to csinspection.clerks@vancouver.ca prior to the commencement of filming. Visit vancouver.ca/inspections for more details. | NULL
EP-2022-06319 | 2022-07-26 | NULL | Electrical Permit | Commercial | NULL | Expired | Movie Set / Filming - To allow for Movie Set/Filming Applicant shall provide completed Contractor Declaration form, and dates of filming and associated location(s) to csinspection.clerks@vancouver.ca prior to the commencement of filming. Visit vancouver.ca/inspections for more details. ** Amendment 10/14/2022** There was an error on the electrical contractor It shoule day Todd | TB Productions Inc
NULL | NULL | NULL | Gas Permit | NULL | NULL | Withdrawn | NULL | NULL
NULL | NULL | NULL | Electrical Permit | NULL | NULL | Draft | NULL | NULL
NULL | NULL | NULL | Plumbing Permit | NULL | NULL | Draft | NULL | NULL
NULL | NULL | NULL | Electrical Permit | NULL | NULL | Draft | Temporary Power - - To provide temporary power. | Nightingale Electric Ltd
NULL | NULL | NULL | Electrical Permit | NULL | NULL | Draft | NULL | NULL
NULL | NULL | NULL | Electrical Permit | NULL | NULL | Draft | NULL | NULL
NULL | NULL | NULL | Sprinkler Permit | NULL | NULL | Draft | NULL | NULL
NULL | NULL | NULL | Plumbing Permit | NULL | NULL | Draft | NULL | NULL
NULL | NULL | NULL | Electrical Permit | Commercial | Addition | Draft | Installation / Repair - Commercial - install new plugs /switch and lights | NULL
NULL | NULL | NULL | Mechanical Permit | NULL | NULL | Withdrawn | NULL | Enviroware Projects Ltd
NULL | NULL | NULL | Electrical Permit | NULL | NULL | Draft | NULL | NULL
NULL | NULL | NULL | Electrical Permit | NULL | NULL | Draft | NULL | NULL
NULL | NULL | NULL | Electrical Permit | NULL | NULL | Draft | NULL | NULL
NULL | NULL | NULL | Mechanical Permit | NULL | NULL | Withdrawn | NULL | NULL
NULL | NULL | NULL | Plumbing Permit | NULL | NULL | Withdrawn | NULL | NULL
NULL | NULL | NULL | Electrical Permit | NULL | NULL | Draft | NULL | NULL
NULL | NULL | NULL | Electrical Permit | NULL | NULL | Withdrawn | NULL | NULL
NULL | NULL | NULL | Electrical Permit | NULL | NULL | Draft | NULL | NULL
NULL | NULL | NULL | Mechanical Permit | NULL | NULL | Withdrawn | NULL | NULL
NULL | NULL | NULL | Electrical Permit | NULL | NULL | Draft | NULL | NULL
NULL | NULL | NULL | Sprinkler Permit | NULL | NULL | Draft | NULL | NULL
NULL | NULL | NULL | Gas Permit | Residential | Renovation | Draft | Residential - Removal of existing Furnace and tank water heater. Installation of high efficient furnace and water heater | NULL
NULL | NULL | NULL | Gas Permit | Residential | Renovation | Draft | Residential - Removal and installation of high efficient furnace and tankless water heater | NULL
EP-2022-06355 | 2022-07-28 | NULL | Electrical Permit | Commercial | NULL | Expired | Movie Set / Filming - To allow for Movie Set/Filming Applicant shall provide completed Contractor Declaration form, and dates of filming and associated location(s) to csinspection.clerks@vancouver.ca prior to the commencement of filming. Visit vancouver.ca/inspections for more details. | Pico Productions (BC) Limited
NULL | NULL | NULL | Gas Permit | NULL | NULL | Draft | NULL | Mainland Plumbing & Heating
NULL | NULL | NULL | Electrical Permit | NULL | NULL | Draft | NULL | NULL
NULL | NULL | NULL | Electrical Permit | Commercial | NULL | Draft | Annual / Operating | NULL
EP-2022-06341 | 2022-07-28 | NULL | Electrical Permit | Commercial | NULL | Expired | Movie Set / Filming - To allow for Movie Set/Filming Applicant shall provide completed Contractor Declaration form, and dates of filming and associated location(s) to csinspection.clerks@vancouver.ca prior to the commencement of filming. Visit vancouver.ca/inspections for more details. Amend: Aug 15, 2022 Change Contractor info to Spirited Entertainment Canada Inc | Spirited Entertainment Canada Inc
NULL | NULL | NULL | Mechanical Permit | NULL | NULL | Draft | NULL | NULL
NULL | NULL | NULL | Electrical Permit | Commercial | NULL | Draft | Movie Set / Filming - To allow for Movie Set/Filming Applicant shall provide completed Contractor Declaration form, and dates of filming and associated location(s) to csinspection.clerks@vancouver.ca prior to the commencement of filming. Visit vancouver.ca/inspections for more details. | NULL
NULL | NULL | NULL | Sprinkler Permit | NULL | NULL | Draft | NULL | NULL
NULL | NULL | NULL | Electrical Permit | Commercial | NULL | Draft | Movie Set / Filming - To allow for Movie Set/Filming Applicant shall provide completed Contractor Declaration form, and dates of filming and associated location(s) to csinspection.clerks@vancouver.ca prior to the commencement of filming. Visit vancouver.ca/inspections for more details. | NULL
NULL | NULL | NULL | Plumbing Permit | Commercial | Tenant Improvement | Draft | Commercial - install 2 backflow preventers | NULL
NULL | NULL | NULL | Sprinkler Permit | NULL | NULL | Draft | NULL | NULL
NULL | NULL | NULL | Sprinkler Permit | NULL | NULL | Draft | NULL | NULL
NULL | NULL | NULL | Sprinkler Permit | NULL | NULL | Draft | NULL | NULL
NULL | NULL | NULL | Plumbing Permit | Residential | New | Withdrawn | Residential - Complete plumbing | NULL
NULL | NULL | NULL | Plumbing Permit | Residential | New | Draft | Residential - New plumbing work | NULL
NULL | NULL | NULL | Plumbing Permit | Residential | New | Draft | Residential - Complete plumbing | NULL
NULL | NULL | NULL | Sprinkler Permit | NULL | NULL | Draft | NULL | NULL
EP-2022-06357 | 2022-07-28 | NULL | Electrical Permit | Commercial | NULL | Expired | Movie Set / Filming - To allow for Movie Set/Filming Applicant shall provide completed Contractor Declaration form, and dates of filming and associated location(s) to csinspection.clerks@vancouver.ca prior to the commencement of filming. Visit vancouver.ca/inspections for more details. | Sequoia Content International
NULL | NULL | NULL | Sprinkler Permit | NULL | NULL | Draft | NULL | NULL
NULL | NULL | NULL | Electrical Permit | Commercial | Addition | Draft | Installation / Repair - Commercial - card reader door add-on to an existing Kantech system. | NULL
NULL | NULL | NULL | Mechanical Permit | NULL | NULL | Withdrawn | NULL | NULL
NULL | NULL | NULL | Electrical Permit | Residential | Addition | Draft | Installation / Repair - Residential - customer want to upgrade the service from 100amp to 200 amp .beacuse customer want to install more electrical appliances in the future and ev charger in the future | NULL
NULL | NULL | NULL | Electrical Permit | Residential | Addition | Draft | Installation / Repair - Residential - Customer want ev charger and other electrical appliances in the future thats why customer wants service upgrade from 100amp to 200 Amp | NULL
NULL | NULL | NULL | Electrical Permit | Residential | Renovation | Draft | Installation / Repair - Residential - Add new mast, meter and panel for a 200 amp service. Use existing 100 amp service panel for the sub panel. Run a wire from new panel to hottub. | NULL
NULL | NULL | NULL | Electrical Permit | Commercial | NULL | Draft | Annual / Operating | NULL
NULL | NULL | NULL | Plumbing Permit | Commercial | New | Draft | Commercial - On site storm servicing. | NULL
NULL | NULL | NULL | Plumbing Permit | Residential | New | Draft | Residential - New plumbing work | NULL
NULL | NULL | NULL | Plumbing Permit | Residential | New | Draft | Residential - New plumbing work | NULL
NULL | NULL | NULL | Plumbing Permit | NULL | NULL | Draft | NULL | NULL
NULL | NULL | NULL | Plumbing Permit | Residential | New | Draft | Residential - New plumbing work | NULL
NULL | NULL | NULL | Plumbing Permit | Residential | New | Draft | Residential - New plumbing work | NULL
NULL | NULL | NULL | Gas Permit | Residential | Renovation | Draft | Residential - fixture | East West Plumbing (2007) Ltd
NULL | NULL | NULL | Electrical Permit | NULL | NULL | Draft | NULL | NULL
NULL | NULL | NULL | Sprinkler Permit | NULL | NULL | Draft | NULL | NULL
NULL | NULL | NULL | Electrical Permit | Commercial | NULL | Draft | Movie Set / Filming - To allow for Movie Set/Filming Applicant shall provide completed Contractor Declaration form, and dates of filming and associated location(s) to csinspection.clerks@vancouver.ca prior to the commencement of filming. Visit vancouver.ca/inspections for more details. | NULL
NULL | NULL | NULL | Mechanical Permit | NULL | NULL | Draft | NULL | NULL
EP-2022-06705 | 2022-08-11 | NULL | Electrical Permit | Commercial | NULL | Expired | Movie Set / Filming - To allow for Movie Set/Filming Applicant shall provide completed Contractor Declaration form, and dates of filming and associated location(s) to csinspection.clerks@vancouver.ca prior to the commencement of filming. Visit vancouver.ca/inspections for more details. VanDusen Garden (Hedge Maze) 5251 Oak St | CMW Valley Productions Inc
NULL | NULL | NULL | Electrical Permit | Commercial | NULL | Draft | Annual / Operating - Replacement of existing equipment, regular maintenance work Renewal of EP-2021-06008 VALID: JULY 6, 2022 TO JULY 5, 2023 | Status Electrical Corporation
NULL | NULL | NULL | Gas Permit | NULL | NULL | Draft | NULL | NULL
NULL | NULL | NULL | Sprinkler Permit | NULL | NULL | Draft | NULL | NULL
NULL | NULL | NULL | Plumbing Permit | NULL | NULL | Draft | NULL | NULL
NULL | NULL | NULL | Plumbing Permit | Commercial | New | Draft | Commercial - Above grade installation of new pipe and fittings from Level P2 to Level 1 | NULL
NULL | NULL | NULL | Electrical Permit | NULL | NULL | Withdrawn | NULL | NULL
EP-2022-06460 | 2022-08-02 | NULL | Electrical Permit | Commercial | NULL | Expired | Movie Set / Filming - To allow for Movie Set/Filming Applicant shall provide completed Contractor Declaration form, and dates of filming and associated location(s) to csinspection.clerks@vancouver.ca prior to the commencement of filming. Visit vancouver.ca/inspections for more details. | Reunion Upload Productions Inc
NULL | NULL | NULL | Electrical Permit | NULL | NULL | Withdrawn | NULL | NULL
NULL | NULL | NULL | Electrical Permit | NULL | NULL | Draft | NULL | NULL
NULL | NULL | NULL | Electrical Permit | NULL | NULL | Draft | NULL | NULL
NULL | NULL | NULL | Electrical Permit | Residential | NULL | Draft | Installation / Repair - Residential - FINAL ELECTRICAL SAFETY CHECK INSPECTION . | NULL
EP-2022-06401 | NULL | NULL | Electrical Permit | Residential | New | Application Incomplete | Installation / Repair - Residential - replacing electrical box and breakers | NULL
NULL | NULL | NULL | Plumbing Permit | Commercial | Addition | Draft | Commercial | NULL
NULL | NULL | NULL | Gas Permit | NULL | NULL | Draft | NULL | NULL
NULL | NULL | NULL | Electrical Permit | NULL | NULL | Draft | NULL | NULL
NULL | NULL | NULL | Mechanical Permit | NULL | NULL | Draft | NULL | NULL
NULL | NULL | NULL | Electrical Permit | Residential | NULL | Draft | Installation / Repair - Residential - safty check | NULL
NULL | NULL | NULL | Mechanical Permit | NULL | NULL | Draft | NULL | NULL
NULL | NULL | NULL | Plumbing Permit | Commercial | New | Draft | Commercial - Plumbing Works >BP: To develop a three storey plus basement multiple dwelling, containing a total of 8 dwelling units, with 5 surface parking spaces having vehicular access from the lane. Part 9 building. Permit opened during COVID 2019 pandemic. VBBL 2019 | RAHELU PLUMBING & HEATING LTD.
NULL | NULL | NULL | Mechanical Permit | NULL | NULL | Withdrawn | NULL | NULL
NULL | NULL | NULL | Electrical Permit | NULL | NULL | Draft | NULL | NULL
NULL | NULL | NULL | Electrical Permit | NULL | NULL | Withdrawn | NULL | NULL
NULL | NULL | NULL | Electrical Permit | NULL | NULL | Withdrawn | NULL | NULL
NULL | NULL | NULL | Sprinkler Permit | NULL | NULL | Draft | NULL | NULL
EP-2022-06416 | 2022-07-29 | NULL | Electrical Permit | Commercial | NULL | Expired | Movie Set / Filming - To allow for Movie Set/Filming Applicant shall provide completed Contractor Declaration form, and dates of filming and associated location(s) to csinspection.clerks@vancouver.ca prior to the commencement of filming. Visit vancouver.ca/inspections for more details. Filming at the Rose Garden - 1:15PM-2:15PM Filming at the Seawall at Siwash Rock - 4:15PM-5PM Tuesday August 2, 2022 | Kiddo Films Inc
NULL | NULL | NULL | Electrical Permit | Commercial | NULL | Draft | Annual / Operating | NULL
NULL | NULL | NULL | Plumbing Permit | Commercial | New | Draft | Commercial - Townhouse development | McLaren Mechanical
NULL | NULL | NULL | Electrical Permit | Residential | New | Draft | Installation / Repair - Residential - test | NULL
NULL | NULL | NULL | Mechanical Permit | NULL | NULL | Withdrawn | NULL | NULL
NULL | NULL | NULL | Mechanical Permit | NULL | NULL | Withdrawn | NULL | NULL
NULL | NULL | NULL | Mechanical Permit | NULL | NULL | Draft | NULL | NULL
NULL | NULL | NULL | Sprinkler Permit | NULL | NULL | Draft | NULL | NULL
NULL | NULL | NULL | Sprinkler Permit | NULL | NULL | Draft | NULL | NULL
EP-2022-06422 | 2022-08-02 | NULL | Electrical Permit | Commercial | NULL | Expired | Movie Set / Filming - To allow for Movie Set/Filming Applicant shall provide completed Contractor Declaration form, and dates of filming and associated location(s) to csinspection.clerks@vancouver.ca prior to the commencement of filming. Visit vancouver.ca/inspections for more details. 514 Homer Street Vancouver | Honalee Productions Inc
NULL | NULL | NULL | Mechanical Permit | NULL | NULL | Withdrawn | NULL | NULL
EP-2022-06425 | 2022-08-02 | NULL | Electrical Permit | Commercial | NULL | Expired | Movie Set / Filming - To allow for Movie Set/Filming Applicant shall provide completed Contractor Declaration form, and dates of filming and associated location(s) to csinspection.clerks@vancouver.ca prior to the commencement of filming. Visit vancouver.ca/inspections for more details. | Honalee Productions Inc
NULL | NULL | NULL | Gas Permit | NULL | NULL | Draft | NULL | NULL
NULL | NULL | NULL | Gas Permit | NULL | NULL | Draft | NULL | NULL
NULL | NULL | NULL | Plumbing Permit | NULL | NULL | Withdrawn | NULL | NULL
NULL | NULL | NULL | Mechanical Permit | NULL | NULL | Draft | NULL | NULL
NULL | NULL | NULL | Electrical Permit | NULL | Renovation | Withdrawn | Installation / Repair - | NULL
NULL | NULL | NULL | Electrical Permit | NULL | NULL | Withdrawn | NULL | NULL
NULL | NULL | NULL | Electrical Permit | NULL | NULL | Withdrawn | Installation / Repair - - Installing plugs outlet | NULL
NULL | NULL | NULL | Plumbing Permit | NULL | NULL | Draft | NULL | NULL
NULL | NULL | NULL | Sprinkler Permit | NULL | NULL | Draft | NULL | NULL
NULL | NULL | NULL | Electrical Permit | NULL | NULL | Draft | NULL | NULL
NULL | NULL | NULL | Electrical Permit | Commercial | Renovation | Draft | Installation / Repair - Commercial - changing the existing retro fit lights | NULL
NULL | NULL | NULL | Sprinkler Permit | NULL | NULL | Draft | NULL | NULL
NULL | NULL | NULL | Mechanical Permit | NULL | NULL | Draft | NULL | NULL
NULL | NULL | NULL | Mechanical Permit | NULL | NULL | Draft | NULL | NULL
NULL | NULL | NULL | Gas Permit | Residential | Addition | Draft | Residential - Removal of existing mid efficient furnace and water heater - installation of direct vent furnace and tankless | NULL
NULL | NULL | NULL | Electrical Permit | NULL | NULL | Draft | NULL | NULL
NULL | NULL | NULL | Electrical Permit | NULL | NULL | Draft | NULL | NULL
NULL | NULL | NULL | Electrical Permit | Residential | New | Draft | Installation / Repair - Residential - Alarm/Tel/TV | Summit Digital Systems Ltd
NULL | NULL | NULL | Mechanical Permit | NULL | NULL | Draft | NULL | NULL
NULL | NULL | NULL | Plumbing Permit | Commercial | New | Withdrawn | Commercial | NULL
NULL | NULL | NULL | Gas Permit | NULL | NULL | Draft | NULL | NULL
NULL | NULL | NULL | Gas Permit | NULL | NULL | Draft | NULL | Pacific Coast Heating Services Ltd.
NULL | NULL | NULL | Gas Permit | Residential | NULL | Draft | Residential - Removal of gas supplied hot water tank, installation of gas supplied tankless system | NULL
NULL | NULL | NULL | Electrical Permit | NULL | NULL | Withdrawn | NULL | NULL
NULL | NULL | NULL | Plumbing Permit | NULL | NULL | Withdrawn | NULL | NULL
EP-2022-06461 | 2022-08-02 | NULL | Electrical Permit | Commercial | NULL | Expired | Movie Set / Filming - To allow for Movie Set/Filming Applicant shall provide completed Contractor Declaration form, and dates of filming and associated location(s) to csinspection.clerks@vancouver.ca prior to the commencement of filming. Visit vancouver.ca/inspections for more details. | The Capital Media Company Inc
NULL | NULL | NULL | Sprinkler Permit | NULL | NULL | Draft | NULL | Mountain Fire Protection Ltd
NULL | NULL | NULL | Sprinkler Permit | Commercial | Renovation | Withdrawn | Commercial - Relocate 3 heads, replace existing recalled heads with new concealed type pendents and sidewalls. >BP: Unit 612- 6TH Floor Interior alterations to provide improvements to this existing dwelling (unit 612) on the 6TH Floor of this existing multiple dwelling building on this site. Scope of work: - Demo & install interior walls & doors, millwork, appliances & finishes, plumbing fixtures & electrical, drop ceiling, and flooring | Cobing Building Solutions Ltd
NULL | NULL | NULL | Gas Permit | Residential | NULL | Draft | Residential | Pacific Coast Heating Services Ltd.
NULL | NULL | NULL | Electrical Permit | Commercial | Renovation | Withdrawn | Installation / Repair - Commercial - Tree fell and disconnected the service wires. Hydro came and disconnected the power. | Novawest Electrical Services Ltd
NULL | NULL | NULL | Plumbing Permit | NULL | NULL | Draft | NULL | NULL
NULL | NULL | NULL | Mechanical Permit | NULL | NULL | Draft | NULL | NULL
NULL | NULL | NULL | Gas Permit | NULL | NULL | Draft | NULL | NULL
NULL | NULL | NULL | Plumbing Permit | Residential | New | Draft | Residential - New Construction | Atlantic Coast Mechanical Ltd
NULL | NULL | NULL | Plumbing Permit | NULL | NULL | Draft | NULL | NULL
NULL | NULL | NULL | Plumbing Permit | Residential | New | Draft | Residential - New Construction | Atlantic Coast Mechanical Ltd
EP-2022-06470 | 2022-08-03 | NULL | Electrical Permit | Commercial | Renovation | Completed | Installation / Repair - Commercial - Upgrade (2) existing streetlight pole with new luminaries 70W & 49W LED fed from existing panel 7203SF Hastings St and Lakewood Drive | Bay Hill Contracting Ltd
NULL | NULL | NULL | Electrical Permit | Commercial | New | Draft | Installation / Repair - Commercial - Test | NULL
NULL | NULL | NULL | Electrical Permit | NULL | NULL | Draft | NULL | NULL
NULL | NULL | NULL | Electrical Permit | Commercial | New | Draft | Installation / Repair - Commercial - Installation of CCTV and Intrusion system | Stanley Black and Decker Canada Corporation
NULL | NULL | NULL | Gas Permit | NULL | NULL | Draft | NULL | Lew Plumbing And Heating Ltd
NULL | NULL | NULL | Plumbing Permit | NULL | NULL | Draft | NULL | NULL
NULL | NULL | NULL | Electrical Permit | Commercial | Tenant Improvement | Withdrawn | Installation / Repair - Commercial - Replace electrical panel, run branch circuits, install new light fixtures, install sensor switches >BP: Lagan 101015729980 Interior alterations to provide improvements to this existing retail tenant (TELUS) in this existing commercial building on this site. Scope of work: Complete tenant TI including mechanical and lighting upgrades. Partial window films ok'd by POD. M. Tavanpour. April 14, 2022 OK for field review as per Rosa Astorino - February 2, 2022 Notes: - This building is sprinklered. DBI to determine on site if a separate sprinkler permit is required. - Schedule A & B, Architectural, Gabriela Lopez Forte, Architect, 905-472-5802. - Schedule B, Structural, Adam Tryczynski, P.Eng, 604-818-6368. - Schedule B, Mechanical/Plumbing, Qing Ping Zhang, P.Eng, 905-946-4260 - Schedule B, Electrical, Zhao Hui Guo, P.Eng, 905-946-4260. - Energy Upgrade: E2 - Lighting - Upgrade to incorporate Automatic Lighting Shutoff (per 9.4.1.1 of ASHRAE 90.1-2016) - Storefront glazing is to remain clear and unobstructed. No translucent or opaque film to be installed on or directly outside or inside of the approved glazing. Separate permit is required for all signage. - Energy checklist is currently no longer required with your Building Permit application. Some supporting documents are still required at BP stage, specifically Envelope and HVAC, if applicable. Service Water Heating and Lighting supporting documents, if applicable, must be submitted with your related trades permits (e.g. electrical and plumbing). All energy upgrades will be checked during inspections stage. It is the applicant's responsibility to identify and note all required upgrades including energy upgrades on their BP drawings at BP stage. | Marcel Electric Inc
NULL | NULL | NULL | Electrical Permit | NULL | NULL | Withdrawn | NULL | NULL
NULL | NULL | NULL | Mechanical Permit | NULL | NULL | Withdrawn | NULL | NULL
NULL | NULL | NULL | Mechanical Permit | NULL | NULL | Withdrawn | NULL | Atlantis Plumbing & Heating Ltd
NULL | NULL | NULL | Plumbing Permit | Residential | Addition | Withdrawn | Residential - Install dishwasher. | NULL
NULL | NULL | NULL | Electrical Permit | Commercial | New | Draft | Installation / Repair - Commercial - Temp power for a trailer | NULL
NULL | NULL | NULL | Plumbing Permit | Residential | Renovation - Dwelling Unit(s) only | Withdrawn | Residential - Stage 1: Capping off old potable water lines. Stage 2: replacing all accessible potable water piping unit distribution piping to fixtures and relocation drainage pipe where applicable for fixtures. Stage 3: finishing, installation of new fixtures and hookup of potable water lines and drainage to the fixtures. | NULL
NULL | NULL | NULL | Sprinkler Permit | NULL | NULL | Draft | NULL | 0777792 BC Ltd
NULL | NULL | NULL | Electrical Permit | Commercial | Addition | Draft | Installation / Repair - Commercial - Install 3 Card Readers and 1 Intrusion Point | PALADIN TECHNOLOGIES INC
EP-2022-06502 | 2022-08-16 | NULL | Electrical Permit | Commercial | New | Completed | Installation / Repair - Commercial - Installation of high density ducting and junction boxes offsite -No service inspection. Just under ground ducting. No cables pulled. -Offsite from 23rd and Rupert to 22nd and Rupert , along 23rd to the lane -3868 RUPERT STREET, Vancouver, BC V5M 2Z3 >>>Amend: Aug. 23rd -should be for street lighting not Pole service | Orion Electrical Systems Ltd
NULL | NULL | NULL | Plumbing Permit | NULL | NULL | Draft | NULL | NULL
NULL | NULL | NULL | Electrical Permit | Commercial | NULL | Draft | Movie Set / Filming - To allow for Movie Set/Filming Applicant shall provide completed Contractor Declaration form, and dates of filming and associated location(s) to csinspection.clerks@vancouver.ca prior to the commencement of filming. Visit vancouver.ca/inspections for more details. CEPERLEY PLAYGROND - 8601 STANLEY PARK DRIVE | Stage 49 Ltd
NULL | NULL | NULL | Plumbing Permit | Commercial | New | Draft | Commercial | NULL
NULL | NULL | NULL | Electrical Permit | NULL | NULL | Withdrawn | NULL | NULL
NULL | NULL | NULL | Mechanical Permit | NULL | NULL | Withdrawn | NULL | NULL
NULL | NULL | NULL | Sprinkler Permit | NULL | NULL | Draft | NULL | NULL
NULL | NULL | NULL | Sprinkler Permit | NULL | NULL | Draft | NULL | Hydroworks Contracting Ltd
NULL | NULL | NULL | Plumbing Permit | NULL | NULL | Draft | NULL | AKAL Plumbing & Heating Ltd
NULL | NULL | NULL | Plumbing Permit | Commercial | Renovation | Draft | Commercial - new washrooms and barbar | Markim Projects Ltd
NULL | NULL | NULL | Electrical Permit | Residential | New | Draft | Temporary Power - Residential - To provide temporary power. | NULL
NULL | NULL | NULL | Plumbing Permit | Commercial | New | Draft | Commercial - 4 Plexx unit + 2 laneway house | NULL
NULL | NULL | NULL | Mechanical Permit | NULL | NULL | Withdrawn | NULL | NULL
NULL | NULL | NULL | Electrical Permit | NULL | NULL | Draft | NULL | NULL
NULL | NULL | NULL | Plumbing Permit | Residential | New | Draft | Residential - Laneway house | NULL
NULL | NULL | NULL | Plumbing Permit | NULL | NULL | Withdrawn | NULL | NULL
NULL | NULL | NULL | Plumbing Permit | Residential | Renovation | Withdrawn | Residential | NULL
NULL | NULL | NULL | Gas Permit | NULL | NULL | Withdrawn | NULL | NULL
NULL | NULL | NULL | Electrical Permit | Commercial | Renovation | Draft | Installation / Repair - Commercial - Electrical Work for branch circuits, appliances, general use receptacles and ELV cable system. -Install Power Circuits & Receptacles for Kitchen Appliances use, Install Receptacles for general use, Install lighting Circuits, lightings & Control Switches, Install Emergency Lighting & Exit Sign for Restaurant use, Install ELV Cables for Data & Communication use. >BP: Exterior and interior alterations and change in occupancy from fitness center (A2) to Restaurant Class -1 (A2) in this existing 2-storey commercial building. Note: 1. Class -4 cooking operation 2. Installation of new cooking appliances and vent less hood 3. Reviewed during the 2019 pandemic crisis Occupant Load = 34 persons ******THIS PERMIT HAS BEEN ISSUED UNDER THE REQUIREMENTS OF VBBL 2019******** | KKY Electrical & Contracting Ltd
NULL | NULL | NULL | Electrical Permit | Commercial | New | Withdrawn | Installation / Repair - Commercial - Running underground pipes for the city of Vancouver. Run cables for street lights, stand poles, install lights and terminate. | Orion Electrical Systems Ltd
NULL | NULL | NULL | Electrical Permit | Commercial | New | Draft | Installation / Repair - Commercial - Temporary power for a trailer | NULL
EP-2022-06531 | 2022-08-05 | NULL | Electrical Permit | Commercial | New | Completed | Installation / Repair - Commercial - Running underground pipes for the city of Vancouver. Run cables for street lights, stand poles, install lights and terminate. -we wont be doing any electrical work on this job. we are just installing the high density duct bank Cypress and 4th Amend: Aug 24, 2022 this should be street lighting Amend: May 03, 2023 -Pull the cables through the raceway and splice -Change out the old street light luminaires for new ones -Drawings for the scope of work attached | Orion Electrical Systems Ltd
NULL | NULL | NULL | Electrical Permit | Residential | New | Draft | Temporary Power - Residential - To provide temporary power. | NULL
NULL | NULL | NULL | Electrical Permit | Residential | New | Draft | Temporary Power - Residential - To provide temporary power. | NULL
NULL | NULL | NULL | Electrical Permit | Commercial | NULL | Draft | Annual / Operating | O J ELECTRIC LTD
NULL | NULL | NULL | Gas Permit | Residential | Addition | Draft | Residential - Removal of existing mid efficient furnace and water heater - installation of tankless and high efficient furnace | NULL
NULL | NULL | NULL | Sprinkler Permit | Commercial | Tenant Improvement | Draft | Commercial - Upgrade upright sprinkler heads to pendant sprinkler in new dropped ceiling. >BP: Interior alterations to provide first TI to this existing retail space for a retail limited food tenant (max 16 seats) on the ground floor of this existing mixed-use building. New Tenant: To Live For Bakery Ok for field review per J. Zhang. March 16/22 Notes: - This building is sprinklered. A separate permit is required for all related work. - Class 2 cooking. - Secure metal sign in front of the hood indicating "Cooking causing grease-laden vapours is not allowed. Exhaust system is designed for steam and heat removal only." - No translucent or opaque film, artwork, posters, shelving, display cases or similar elements are to be installed on or directly outside or inside of the approved glazing frontages and windows. Letters of Assurance: - Schedule A & B, Architectural, Bill Uhrich, Architect, 604-559-5190. - Schedule B, Mechanical/Plumbing, Charles W Powell, P.Eng, 604-595-4869. - Schedule B, Electrical, Blake Shine, P.Eng, 604-346-5131. | Hydroworks Contracting Ltd
NULL | NULL | NULL | Mechanical Permit | NULL | NULL | Draft | NULL | NULL
NULL | NULL | NULL | Electrical Permit | NULL | NULL | Draft | NULL | NULL
NULL | NULL | NULL | Mechanical Permit | NULL | NULL | Draft | NULL | NULL
NULL | NULL | NULL | Mechanical Permit | NULL | NULL | Draft | NULL | NULL
NULL | NULL | NULL | Mechanical Permit | NULL | NULL | Withdrawn | NULL | NULL
NULL | NULL | NULL | Plumbing Permit | Residential | NULL | Draft | Residential - 2 deck drains | NULL
NULL | NULL | NULL | Electrical Permit | NULL | NULL | Draft | NULL | NULL
NULL | NULL | NULL | Plumbing Permit | NULL | NULL | Draft | NULL | NULL
NULL | NULL | NULL | Plumbing Permit | Residential | New | Draft | Residential - Plumbing work with legal secondary suite | NULL
NULL | NULL | NULL | Electrical Permit | NULL | NULL | Draft | NULL | NULL
NULL | NULL | NULL | Sprinkler Permit | Commercial | Tenant Improvement | Withdrawn | Commercial - Add (1) Relocate (3) 748 Kingsway Including the letter of operation submitted by Laurel McBride on behalf of the Vancouver Rape Relief Society, to provide interior alterations and change of use of approximately 1100 square feet from Health Care Office to Social Service Centre at 748 Kingsway for a limited period of time expiring June 8, 2023. Work to include Minor interior revisions. *****This application does not include any of the following: 1. Not more than 20 sprinklers (add, relocate, or remove), 2. hydraulic calculations, 3. change in occupancy and /or hazard classification, 4. warehouse storage arrangements, 5. mobile compact storage arrangements, 6. alternative solutions, 7. changes to the sprinkler system supply piping (e.g. valves, mains, cross-mains, branch-lines, etc.), or 8. flexible sprinkler pipe. | Community Fire Prevention Ltd
NULL | NULL | NULL | Mechanical Permit | NULL | NULL | Draft | NULL | NULL
NULL | NULL | NULL | Plumbing Permit | NULL | NULL | Draft | NULL | NULL
NULL | NULL | NULL | Plumbing Permit | NULL | NULL | Draft | NULL | NULL
NULL | NULL | NULL | Electrical Permit | Commercial | NULL | Draft | Movie Set / Filming - To allow for Movie Set/Filming Applicant shall provide completed Contractor Declaration form, and dates of filming and associated location(s) to csinspection.clerks@vancouver.ca prior to the commencement of filming. Visit vancouver.ca/inspections for more details. | NULL
NULL | NULL | NULL | Electrical Permit | Commercial | NULL | Draft | Movie Set / Filming - To allow for Movie Set/Filming Applicant shall provide completed Contractor Declaration form, and dates of filming and associated location(s) to csinspection.clerks@vancouver.ca prior to the commencement of filming. Visit vancouver.ca/inspections for more details. | NULL
NULL | NULL | NULL | Electrical Permit | Commercial | NULL | Draft | Movie Set / Filming - To allow for Movie Set/Filming Applicant shall provide completed Contractor Declaration form, and dates of filming and associated location(s) to csinspection.clerks@vancouver.ca prior to the commencement of filming. Visit vancouver.ca/inspections for more details. | NULL
NULL | NULL | NULL | Electrical Permit | Commercial | NULL | Draft | Movie Set / Filming - To allow for Movie Set/Filming Applicant shall provide completed Contractor Declaration form, and dates of filming and associated location(s) to csinspection.clerks@vancouver.ca prior to the commencement of filming. Visit vancouver.ca/inspections for more details. | Filmgroup.tv Ltd
NULL | NULL | NULL | Electrical Permit | Commercial | NULL | Draft | Annual / Operating | NULL
NULL | NULL | NULL | Electrical Permit | Commercial | Addition | Draft | Installation / Repair - Commercial - To supply and install new 1/2" conduit c/w 3/#12 wires and breaker from the existing panel to the new JB for the Heat trace. | Sasco Contractors Ltd
NULL | NULL | NULL | Sprinkler Permit | NULL | NULL | Draft | NULL | NULL
NULL | NULL | NULL | Electrical Permit | Commercial | New | Draft | Installation / Repair - Commercial - Install new electrical room with 15 stack meter. The apartment has 15 apartment units. Each apartment unit will have a new electrical panel - 100 amps. Each apartment unit will have two baseboard heaters with 1250 watts each. BC Hydro Reference Number: 478 7988 | Emilio Urzua
NULL | NULL | NULL | Electrical Permit | NULL | NULL | Draft | NULL | NULL
NULL | NULL | NULL | Electrical Permit | Commercial | New | Withdrawn | Installation / Repair - Commercial - d | Euro Vision Security Solutions Inc
NULL | NULL | NULL | Electrical Permit | Residential | New | Draft | Temporary Power - Residential - To provide temporary power. | NULL
NULL | NULL | NULL | Electrical Permit | Residential | New | Draft | Temporary Power - Residential - To provide temporary power. | NULL
NULL | NULL | NULL | Gas Permit | NULL | NULL | Draft | NULL | Day and KNIGHT PLUMBING Heating Ltd
NULL | NULL | NULL | Mechanical Permit | NULL | NULL | Withdrawn | NULL | Pro Ace Heating & Air Conditioning Services Ltd
NULL | NULL | NULL | Mechanical Permit | NULL | NULL | Draft | NULL | NULL
NULL | NULL | NULL | Plumbing Permit | NULL | NULL | Withdrawn | NULL | Russell Mechanical Systems Ltd
NULL | NULL | NULL | Plumbing Permit | NULL | NULL | Withdrawn | NULL | Russell Mechanical Systems Ltd
EP-2022-06570 | 2022-08-05 | NULL | Electrical Permit | Commercial | NULL | Expired | Movie Set / Filming - To allow for Movie Set/Filming Applicant shall provide completed Contractor Declaration form, and dates of filming and associated location(s) to csinspection.clerks@vancouver.ca prior to the commencement of filming. Visit vancouver.ca/inspections for more details. | The Capital Media Company Inc
NULL | NULL | NULL | Electrical Permit | NULL | NULL | Withdrawn | NULL | NULL
EP-2022-06576 | 2022-08-09 | NULL | Electrical Permit | Commercial | NULL | Expired | Special Event - It is called Red Truck Stop Concert Series, live bands performing in the outdoor parking lot. There is an existing Disconnect 600V, 200A, 3 ph, located outside the building, with bond wire. A portable dolly with an assembly of a 75kva Transformer 600-120/208, 3ph 4w, and a Splitter with 2 x 100 A Fusible Disconnects 3ph 4 w. Each Disconnect has 5 female Camlocks connected to it. The transformer has a 2m whip of 4c/acwu that gets connected to the 600 volts on Friday night and disconnected on Saturday night around 11. -The Power Source is Permanent, from a locked weatherproof Fused Disconnect 600V 200A,3ph. 285 E 1ST AVENUE, Vancouver, BC V5T 1A7 | Roussos Electric Ltd
NULL | NULL | NULL | Electrical Permit | NULL | NULL | Withdrawn | NULL | NULL
NULL | NULL | NULL | Mechanical Permit | NULL | NULL | Draft | NULL | NULL
NULL | NULL | NULL | Sprinkler Permit | NULL | NULL | Draft | NULL | NULL
NULL | NULL | NULL | Electrical Permit | NULL | NULL | Draft | NULL | NULL
NULL | NULL | NULL | Electrical Permit | Commercial | NULL | Draft | Movie Set / Filming - To allow for Movie Set/Filming Applicant shall provide completed Contractor Declaration form, and dates of filming and associated location(s) to csinspection.clerks@vancouver.ca prior to the commencement of filming. Visit vancouver.ca/inspections for more details. | NULL
NULL | NULL | NULL | Plumbing Permit | Residential | New | Draft | Residential - Plumbing | NULL
NULL | NULL | NULL | Plumbing Permit | Residential | New | Draft | Residential | NULL
NULL | NULL | NULL | Electrical Permit | NULL | NULL | Draft | NULL | NULL
NULL | NULL | NULL | Plumbing Permit | Residential | New | Draft | Residential - Sump and sanitary storm connection, | NULL
NULL | NULL | NULL | Electrical Permit | Residential | New | Draft | Temporary Power - Residential - To provide temporary power. | NULL
NULL | NULL | NULL | Electrical Permit | Residential | New | Withdrawn | Temporary Power - Residential - To provide temporary power. | NULL
NULL | NULL | NULL | Sprinkler Permit | NULL | NULL | Draft | NULL | NULL
NULL | NULL | NULL | Mechanical Permit | NULL | NULL | Draft | NULL | NULL
NULL | NULL | NULL | Electrical Permit | Commercial | NULL | Draft | Annual / Operating | NULL
NULL | NULL | NULL | Electrical Permit | Residential | Addition | Draft | Installation / Repair - Residential - Install an energy management system so EV charger does not overload the service. Inspect wiring for air conditioner that was installed previously. | NULL
NULL | NULL | NULL | Plumbing Permit | Residential | New | Withdrawn | Residential - new plumbing installation | Performance Mechanical Inc
NULL | NULL | NULL | Plumbing Permit | NULL | NULL | Draft | NULL | NULL
EP-2022-06611 | 2022-08-08 | NULL | Electrical Permit | Commercial | NULL | Expired | Movie Set / Filming - To allow for Movie Set/Filming (reference: 22229115-EF) Applicant shall provide completed Contractor Declaration form, and dates of filming and associated location(s) to csinspection.clerks@vancouver.ca prior to the commencement of filming. Visit vancouver.ca/inspections for more details. | The Power (Brightlight) Productions Inc
NULL | NULL | NULL | Electrical Permit | NULL | NULL | Draft | NULL | NULL
NULL | NULL | NULL | Electrical Permit | Residential | New | Draft | Installation / Repair - Residential - upgrade the service from 100A to 200A, single phase; | NULL
EP-2022-06614 | 2022-08-08 | NULL | Electrical Permit | Commercial | NULL | Expired | Movie Set / Filming - To allow for Movie Set/Filming Applicant shall provide completed Contractor Declaration form, and dates of filming and associated location(s) to csinspection.clerks@vancouver.ca prior to the commencement of filming. Visit vancouver.ca/inspections for more details. | Anchorage Daily News Productions Ltd
NULL | NULL | NULL | Electrical Permit | NULL | NULL | Draft | NULL | NULL
NULL | NULL | NULL | Gas Permit | NULL | NULL | Draft | NULL | Vancouver Gas Fireplaces Ltd
NULL | NULL | NULL | Plumbing Permit | NULL | NULL | Draft | NULL | NULL
NULL | NULL | NULL | Sprinkler Permit | Residential | Renovation - Dwelling Unit(s) only | Draft | Residential - Relocate 2 sprinklers, add 2 new sprinklers | CENTRE LINE FIRE SPRINKLERS LTD
NULL | NULL | NULL | Plumbing Permit | NULL | NULL | Draft | NULL | NULL
NULL | NULL | NULL | Sprinkler Permit | NULL | NULL | Draft | NULL | NULL
NULL | NULL | NULL | Plumbing Permit | NULL | NULL | Draft | NULL | NULL
NULL | NULL | NULL | Gas Permit | NULL | NULL | Draft | NULL | Plumko Plumbing & Heating Services Ltd
NULL | NULL | NULL | Plumbing Permit | Commercial | Addition | Draft | Commercial - ADD WASHER DRAIN | NULL
NULL | NULL | NULL | Plumbing Permit | NULL | NULL | Draft | NULL | NULL
NULL | NULL | NULL | Electrical Permit | Residential | New | Withdrawn | Installation / Repair - Residential - Low Voltage wiring for Audio, TV's and Network | NULL
NULL | NULL | NULL | Electrical Permit | NULL | NULL | Draft | NULL | NULL
NULL | NULL | NULL | Mechanical Permit | NULL | NULL | Withdrawn | NULL | NULL
NULL | NULL | NULL | Electrical Permit | NULL | NULL | Draft | NULL | NULL
NULL | NULL | NULL | Plumbing Permit | NULL | NULL | Draft | NULL | NULL
EP-2022-06642 | 2022-08-08 | NULL | Electrical Permit | Commercial | NULL | Expired | Movie Set / Filming - To allow for Movie Set/Filming AMEND: AUG 17/2022 START DATE ENTERED INCORRECTLY START DATE: AUG 18/2022 EXPIRY DATE: SEPT 2/2022 Applicant shall provide completed Contractor Declaration form, and dates of filming and associated location(s) to csinspection.clerks@vancouver.ca prior to the commencement of filming. Visit vancouver.ca/inspections for more details. | The Capital Media Company Inc
NULL | NULL | NULL | Electrical Permit | Commercial | Renovation | Draft | Installation / Repair - Commercial - Install 24 plugs, 8 switches, 3 exit signs and 20 8 foot track lights. | NULL
NULL | NULL | NULL | Plumbing Permit | NULL | NULL | Draft | NULL | NULL
NULL | NULL | NULL | Electrical Permit | Commercial | Addition | Draft | Installation / Repair - Commercial - Install a 240v 20amp circuit for new heat pump (MP-2022-00045) | Bright City Electric Inc
NULL | NULL | NULL | Mechanical Permit | NULL | NULL | Draft | NULL | NULL
NULL | NULL | NULL | Plumbing Permit | Residential | New | Draft | Residential - Two Sump No Pump | Canadian Excavating Ltd
NULL | NULL | NULL | Plumbing Permit | NULL | NULL | Draft | NULL | NULL
NULL | NULL | NULL | Electrical Permit | Commercial | NULL | Draft | Annual / Operating | NULL
NULL | NULL | NULL | Gas Permit | NULL | NULL | Draft | NULL | Bawn Plumbing Ltd
NULL | NULL | NULL | Electrical Permit | Residential | Addition | Withdrawn | Installation / Repair - Residential - Service upgrade | ACS INDUSTRY LTD
NULL | NULL | NULL | Electrical Permit | Commercial | NULL | Draft | Annual / Operating | NULL
NULL | NULL | NULL | Electrical Permit | NULL | NULL | Draft | NULL | NULL
NULL | NULL | NULL | Electrical Permit | Commercial | New | Draft | Installation / Repair - Commercial - Install data cabling | NULL
NULL | NULL | NULL | Mechanical Permit | NULL | NULL | Draft | NULL | NULL
NULL | NULL | NULL | Gas Permit | NULL | NULL | Withdrawn | NULL | SYNERGY PLUMBING & HEATING LTD
NULL | NULL | NULL | Plumbing Permit | NULL | NULL | Withdrawn | NULL | NULL
NULL | NULL | NULL | Gas Permit | NULL | NULL | Withdrawn | NULL | SYNERGY PLUMBING & HEATING LTD
NULL | NULL | NULL | Plumbing Permit | NULL | NULL | Withdrawn | NULL | SYNERGY PLUMBING & HEATING LTD
NULL | NULL | NULL | Electrical Permit | Residential | Addition | Draft | Installation / Repair - Residential - Add a new 200A mast, meter base and panel and add a new feed for sub panel and hot tub including mast kit. | NULL
NULL | NULL | NULL | Gas Permit | NULL | NULL | Withdrawn | NULL | SYNERGY PLUMBING & HEATING LTD
NULL | NULL | NULL | Plumbing Permit | NULL | NULL | Draft | NULL | NULL
NULL | NULL | NULL | Electrical Permit | Residential | New | Draft | Installation / Repair - Residential - lv wiring for alarm data tel cable speakers | NULL
EP-2022-06674 | 2022-08-09 | NULL | Electrical Permit | Commercial | NULL | Expired | Movie Set / Filming - To allow for Movie Set/Filming Applicant shall provide completed Contractor Declaration form, and dates of filming and associated location(s) to csinspection.clerks@vancouver.ca prior to the commencement of filming. Visit vancouver.ca/inspections for more details. | Northkamp Enterprises Inc
NULL | NULL | NULL | Electrical Permit | Commercial | Renovation - Dwelling Unit(s) only | Draft | Installation / Repair - Commercial - UNIT# 611 adding mini split to A/C unit on Rooftop. MP-2022-00074 | Bisco Electrical Contracting Ltd.
NULL | NULL | NULL | Plumbing Permit | NULL | NULL | Draft | NULL | NULL
NULL | NULL | NULL | Mechanical Permit | NULL | NULL | Draft | NULL | NULL
NULL | NULL | NULL | Gas Permit | Residential | Renovation | Draft | Residential - Removal of existing furnace and hot water heater and installation of high efficient furnace and tankless heater | NULL
NULL | NULL | NULL | Electrical Permit | Residential | New | Withdrawn | Installation / Repair - Residential - New construction | NULL
NULL | NULL | NULL | Electrical Permit | Commercial | New | Withdrawn | Temporary Power - Commercial - To provide temporary power. >AMEND July 13,2022 Address should be 2711 Ward St and related BP-2020-02205 To construct a two story plus basement multiple dwelling building containing 3 dwelling units, providing 3 surface parking spaces having vehicular access from the lane at this RM-7 site. | E S R Electric Ltd
NULL | NULL | NULL | Electrical Permit | NULL | NULL | Withdrawn | NULL | NULL
NULL | NULL | NULL | Electrical Permit | NULL | NULL | Draft | NULL | NULL
NULL | NULL | NULL | Electrical Permit | NULL | NULL | Withdrawn | NULL | NULL
EP-2022-06683 | 2022-08-11 | NULL | Electrical Permit | Commercial | NULL | Expired | Movie Set / Filming - To allow for Movie Set/Filming Renewal for EP-2021-05706 ANNUAL MOVIE SET-MULTPLE LOCATIONS: START DATE Aug 11th, 2022 - Aug 10th, 2023. Applicant shall provide completed Contractor Declaration form, and dates of filming and associated location(s) to csinspection.clerks@vancouver.ca prior to the commencement of filming. Visit vancouver.ca/inspections for more details. | Wild Coast Rentals Inc
NULL | NULL | NULL | Plumbing Permit | NULL | NULL | Draft | NULL | NULL
NULL | NULL | NULL | Plumbing Permit | Residential | New | Draft | Residential - 4 unit Character Retention and Addition plus infill | Vanwell Homes Ltd
NULL | NULL | NULL | Plumbing Permit | NULL | NULL | Draft | NULL | NULL
NULL | NULL | NULL | Electrical Permit | NULL | NULL | Draft | NULL | NULL
NULL | NULL | NULL | Electrical Permit | Commercial | New | Withdrawn | Temporary Power - Commercial - To provide temporary power. >AMEND July 13,2022 Address should be 2711 Ward St and related BP-2020-02205 To construct a two story plus basement multiple dwelling building containing 3 dwelling units, providing 3 surface parking spaces having vehicular access from the lane at this RM-7 site. | E S R Electric Ltd
NULL | NULL | NULL | Electrical Permit | Commercial | New | Draft | Temporary Power - Commercial - To provide temporary power. | E S R Electric Ltd
NULL | NULL | NULL | Electrical Permit | Residential | New | Withdrawn | Installation / Repair - Residential - New construction | NULL
NULL | NULL | NULL | Plumbing Permit | NULL | NULL | Draft | NULL | NULL
NULL | NULL | NULL | Plumbing Permit | NULL | NULL | Draft | NULL | SABTECH PLUMBING & DRAINAGE LTD.
EP-2022-06686 | 2022-08-09 | NULL | Electrical Permit | Commercial | NULL | Expired | Movie Set / Filming - To allow for Movie Set/Filming Applicant shall provide completed Contractor Declaration form, and dates of filming and associated location(s) to csinspection.clerks@vancouver.ca prior to the commencement of filming. Visit vancouver.ca/inspections for more details. | Filmgroup.tv Ltd
NULL | NULL | NULL | Plumbing Permit | NULL | NULL | Draft | NULL | NULL
NULL | NULL | NULL | Gas Permit | Commercial | Renovation | Withdrawn | Commercial - Replacement of old griddle to a new one | NULL
NULL | NULL | NULL | Gas Permit | NULL | NULL | Draft | NULL | NULL
NULL | NULL | NULL | Electrical Permit | Commercial | New | Draft | Installation / Repair - Commercial - Cameras Installation | NULL
NULL | NULL | NULL | Electrical Permit | Commercial | NULL | Draft | Annual / Operating - Annual license needed for an office building pertaining to fire equipment | Western Pacific Enterprises Ltd
NULL | NULL | NULL | Plumbing Permit | NULL | NULL | Draft | NULL | NULL
NULL | NULL | NULL | Gas Permit | Commercial | NULL | Draft | Commercial | NULL
NULL | NULL | NULL | Plumbing Permit | NULL | NULL | Draft | NULL | NULL
NULL | NULL | NULL | Plumbing Permit | Commercial | Addition | Draft | Commercial - Hot Tub Boiler Replacement | MLM National Plumbing Com Inc
NULL | NULL | NULL | Electrical Permit | Residential | New | Draft | Temporary Power - Residential - To provide temporary power. | GMOORE ELECTRIC LTD
NULL | NULL | NULL | Plumbing Permit | Residential | Renovation | Draft | Residential - Re & Re plumbing fixtures (w/c x2, lav x3, kit x1, d/w x1) | NULL
NULL | NULL | NULL | Plumbing Permit | NULL | NULL | Draft | NULL | NULL
NULL | NULL | NULL | Electrical Permit | NULL | NULL | Draft | NULL | NULL
NULL | NULL | NULL | Plumbing Permit | Residential | Addition | Withdrawn | Residential - Add dishwasher. | NULL
NULL | NULL | NULL | Electrical Permit | NULL | NULL | Withdrawn | NULL | NULL
NULL | NULL | NULL | Electrical Permit | Commercial | New | Withdrawn | Installation / Repair - Commercial - INSTALLATION OF CAMERAS AND ALARM | NULL
NULL | NULL | NULL | Electrical Permit | NULL | NULL | Draft | NULL | NULL
NULL | NULL | NULL | Electrical Permit | Commercial | Renovation | Withdrawn | Installation / Repair - Commercial - data and security cabling installation | Plan Group Inc
NULL | NULL | NULL | Sprinkler Permit | NULL | NULL | Draft | NULL | NULL
NULL | NULL | NULL | Mechanical Permit | NULL | NULL | Withdrawn | NULL | NULL
NULL | NULL | NULL | Electrical Permit | NULL | NULL | Draft | NULL | NULL
NULL | NULL | NULL | Electrical Permit | Commercial | Renovation | Draft | Temporary Power - Commercial - To provide temporary power. >AMEND July 13,2022 Address should be 2711 Ward St and related BP-2020-02205 To construct a two story plus basement multiple dwelling building containing 3 dwelling units, providing 3 surface parking spaces having vehicular access from the lane at this RM-7 site. | E S R Electric Ltd
NULL | NULL | NULL | Plumbing Permit | Commercial | Renovation | Draft | Commercial - Remove existing not in service RPBA Install new RPBA on supply water line for chemical dispencer | NULL
NULL | NULL | NULL | Electrical Permit | Commercial | Renovation | Draft | Installation / Repair - Commercial - To provide temporary power. >AMEND July 13,2022 Address should be 2711 Ward St and related BP-2020-02205 To construct a two story plus basement multiple dwelling building containing 3 dwelling units, providing 3 surface parking spaces having vehicular access from the lane at this RM-7 site. | E S R Electric Ltd
NULL | NULL | NULL | Gas Permit | Residential | Renovation | Withdrawn | Residential - Removal of existing furnace and water heater and installation of high efficient furnace and tankless heater | NULL
NULL | NULL | NULL | Electrical Permit | NULL | NULL | Draft | NULL | NULL
NULL | NULL | NULL | Gas Permit | Residential | Renovation | Withdrawn | Residential | Pro Ace Heating & Air Conditioning Services Ltd
NULL | NULL | NULL | Sprinkler Permit | Residential | Renovation | Draft | Residential - Adjusting 1 sprinkler head | Hydroworks Contracting Ltd
NULL | NULL | NULL | Plumbing Permit | Residential | Renovation - Dwelling Unit(s) only | Draft | Residential - Moving Washer | NULL
NULL | NULL | NULL | Plumbing Permit | NULL | NULL | Draft | NULL | NULL
NULL | NULL | NULL | Gas Permit | NULL | NULL | Withdrawn | NULL | NULL
NULL | NULL | NULL | Gas Permit | NULL | NULL | Draft | NULL | NULL
NULL | NULL | NULL | Plumbing Permit | NULL | NULL | Draft | NULL | NULL
NULL | NULL | NULL | Plumbing Permit | NULL | NULL | Draft | NULL | NULL
NULL | NULL | NULL | Gas Permit | Residential | Renovation - Dwelling Unit(s) only | Draft | Residential - Replace standard hot water tank with a tankless high efficency unit | NULL
NULL | NULL | NULL | Plumbing Permit | NULL | NULL | Draft | NULL | NULL
PP-2022-02786 | NULL | NULL | Plumbing Permit | Residential | New | Cancelled | Residential - Plumbing | John's Plumbing and Heating Ltd
NULL | NULL | NULL | Plumbing Permit | Residential | New | Draft | Residential - New house plumbing | NULL
NULL | NULL | NULL | Plumbing Permit | Commercial | Addition | Draft | Commercial - Install the backflow devices | MLM National Plumbing Com Inc
NULL | NULL | NULL | Plumbing Permit | Commercial | Addition | Draft | Commercial - Install the backflow devices | MLM National Plumbing Com Inc
NULL | NULL | NULL | Mechanical Permit | NULL | NULL | Draft | NULL | NULL
MP-2022-00258 | NULL | NULL | Mechanical Permit | NULL | NULL | Withdrawn | NULL | Satrap HVAC Services Inc
NULL | NULL | NULL | Mechanical Permit | NULL | NULL | Draft | NULL | NULL
NULL | NULL | NULL | Plumbing Permit | NULL | NULL | Draft | NULL | NULL
EP-2022-06746 | 2022-08-11 | NULL | Electrical Permit | Commercial | NULL | Expired | Movie Set / Filming - To allow for Movie Set/Filming Applicant shall provide completed Contractor Declaration form, and dates of filming and associated location(s) to csinspection.clerks@vancouver.ca prior to the commencement of filming. Visit vancouver.ca/inspections for more details. | Stage 49 Ltd
NULL | NULL | NULL | Plumbing Permit | Residential | Renovation | Draft | Residential - Install shower valves Install Faucets | NULL
NULL | NULL | NULL | Plumbing Permit | Commercial | Addition | Draft | Commercial - Remove unused RPBA Install new RPBA on the supply water line for chemical dispenser | NULL
NULL | NULL | NULL | Mechanical Permit | NULL | NULL | Withdrawn | NULL | NULL
NULL | NULL | NULL | Plumbing Permit | NULL | NULL | Draft | NULL | SABTECH PLUMBING & DRAINAGE LTD.
NULL | NULL | NULL | Electrical Permit | Commercial | NULL | Withdrawn | Annual / Operating | NULL
NULL | NULL | NULL | Electrical Permit | Commercial | Renovation | Withdrawn | Installation / Repair - Commercial - Upgrade the Lighting, and add required Exit and Emergency Lights. Install Power for the 2 required Handicap automatic doors. Install Outdoor Lighting for the Deck. Build a waterproof cover for an existing Electrical Panel. BP: Interior alterations to this existing Restaurant-Class 1 in this existing one-storey commercial building to provide tenant improvements for a new restaurant (Group A2). Scope includes new seating layout, new kitchen equipment and reusing the existing rooftop exhaust fan. | The Brighthouse Electric Company Ltd
NULL | NULL | NULL | Electrical Permit | Commercial | NULL | Draft | Movie Set / Filming - To allow for Movie Set/Filming Applicant shall provide completed Contractor Declaration form, and dates of filming and associated location(s) to csinspection.clerks@vancouver.ca prior to the commencement of filming. Visit vancouver.ca/inspections for more details. | NULL
NULL | NULL | NULL | Plumbing Permit | NULL | NULL | Draft | NULL | NULL
NULL | NULL | NULL | Mechanical Permit | NULL | NULL | Withdrawn | NULL | Just Mechanical Ltd
NULL | NULL | NULL | Mechanical Permit | NULL | NULL | Withdrawn | NULL | NULL
NULL | NULL | NULL | Electrical Permit | Residential | New | Draft | Temporary Power - Residential - To provide temporary power. | NULL
NULL | NULL | NULL | Gas Permit | NULL | NULL | Withdrawn | NULL | NULL
NULL | NULL | NULL | Sprinkler Permit | NULL | NULL | Draft | NULL | NULL
NULL | NULL | NULL | Electrical Permit | NULL | NULL | Draft | NULL | NULL
NULL | NULL | NULL | Electrical Permit | NULL | NULL | Withdrawn | NULL | NULL
NULL | NULL | NULL | Electrical Permit | NULL | NULL | Draft | NULL | NULL
NULL | NULL | NULL | Electrical Permit | Commercial | NULL | Withdrawn | Annual / Operating - Annual electrical operating maintenance throughout complex -valid Oct. 1, 2020 - Sept. 30, 2021 Based on the Request for Special Permission, for the purpose of section 5.12 of the Electrical By-law, the "annual permit" with a "B" class FSR is acceptable to operate the high voltage equipment. Maintenance or alteration of high-voltage equipment must be done by a licensed "A" contractor under a separate permit. The holder of annual permit must organize inspections within the time period of the permit. Permit holder must have an up to date log book present for inspection. Proper documentation is to be recorded in the log book of electrical maintenance work undertaken under the scope of the permit. • For the purpose of the Electrical By-law, "annual permit" with a "B" class FSR is acceptable to operate the high voltage equipment, however, the maintenance or alteration of high-voltage equipment must be done by a licensed "A" contractor under a separate permit (named with a Class A FSR). • The license of United Electrical LTD is registered with a Class B FSR in the BCSA and the annual permit named with a Class B FSR. The holder of a FSR Class B certificate of qualification may make declarations only with respect to electrical installations in which the voltage of the completed installation does not exceed 750 volts. | Charles Richard Pawluk o/a United Electrical Systems Ltd
NULL | NULL | NULL | Gas Permit | NULL | NULL | Withdrawn | NULL | NULL
EP-2022-06763 | 2022-08-11 | NULL | Electrical Permit | Commercial | NULL | Expired | Movie Set / Filming - To allow for Movie Set/Filming Applicant shall provide completed Contractor Declaration form, and dates of filming and associated location(s) to csinspection.clerks@vancouver.ca prior to the commencement of filming. Visit vancouver.ca/inspections for more details. | Ultra Productions Inc
NULL | NULL | NULL | Plumbing Permit | Residential | New | Draft | Residential | NULL
NULL | NULL | NULL | Electrical Permit | Commercial | NULL | Draft | Installation / Repair - Commercial - test | NULL
NULL | NULL | NULL | Plumbing Permit | NULL | NULL | Draft | NULL | NULL
NULL | NULL | NULL | Plumbing Permit | Residential | New | Draft | Residential | NULL
NULL | NULL | NULL | Electrical Permit | NULL | NULL | Withdrawn | NULL | NULL
NULL | NULL | NULL | Electrical Permit | Commercial | NULL | Draft | Annual / Operating | NULL
NULL | NULL | NULL | Plumbing Permit | NULL | NULL | Draft | NULL | NULL
NULL | NULL | NULL | Electrical Permit | NULL | NULL | Draft | NULL | NULL
NULL | NULL | NULL | Electrical Permit | Residential | New | Draft | Temporary Power - Residential - To provide temporary power. | Wiremaster Electrical Ltd
NULL | NULL | NULL | Electrical Permit | Residential | NULL | Draft | Temporary Power - Residential - To provide temporary power. | NULL
NULL | NULL | NULL | Electrical Permit | Residential | Addition | Draft | Installation / Repair - Residential - Service upgrades from 100 amps to 200 amps | NULL
NULL | NULL | NULL | Electrical Permit | NULL | NULL | Draft | NULL | NULL
NULL | NULL | NULL | Gas Permit | NULL | NULL | Draft | NULL | NULL
NULL | NULL | NULL | Electrical Permit | NULL | NULL | Draft | NULL | NULL
NULL | NULL | NULL | Gas Permit | NULL | NULL | Withdrawn | NULL | Ashton Service Group/Ashton Mechanical Ltd.
EP-2022-06794 | 2022-08-15 | NULL | Electrical Permit | Commercial | New | Completed | Installation / Repair - Commercial - Moving Telus Micro Cell one pole over. 3 phase 120/208V. In alley on utility pole behind 3779 W 10th Ave. | Cobra Electric Regional Services Ltd
NULL | NULL | NULL | Sprinkler Permit | NULL | NULL | Draft | NULL | Haven Fire Protection Ltd
NULL | NULL | NULL | Electrical Permit | NULL | NULL | Draft | NULL | NULL
NULL | NULL | NULL | Mechanical Permit | NULL | NULL | Draft | NULL | NULL
NULL | NULL | NULL | Electrical Permit | NULL | NULL | Withdrawn | NULL | NULL
EP-2022-06808 | 2022-08-18 | NULL | Electrical Permit | Commercial | New | Completed | Installation / Repair - Commercial - installation of u/g ducting, bases for 2 x 105w LED streetlights c/w 2 x 24w LED pedestrian lights / remove 4 existing HPS fixtures & install 4 x 83w LED new fixtures / remove 2 existing streetlights Melville Street from Thurlow street to Bute Street | Trans-Western Electric Ltd
NULL | NULL | NULL | Electrical Permit | Commercial | NULL | Draft | Annual / Operating | NULL
NULL | NULL | NULL | Plumbing Permit | Commercial | New | Draft | Commercial - Plumbing works | RAHELU PLUMBING & HEATING LTD.
NULL | NULL | NULL | Electrical Permit | Commercial | NULL | Withdrawn | Annual / Operating | NULL
NULL | NULL | NULL | Electrical Permit | Commercial | New | Draft | Temporary Power - Commercial - To provide temporary power. | Berts Electric (2001) Ltd
NULL | NULL | NULL | Sprinkler Permit | NULL | NULL | Draft | NULL | Active Fire & Safety Services Ltd
NULL | NULL | NULL | Mechanical Permit | NULL | NULL | Draft | NULL | AKAL Plumbing & Heating Ltd
NULL | NULL | NULL | Electrical Permit | NULL | NULL | Draft | NULL | NULL
NULL | NULL | NULL | Electrical Permit | NULL | NULL | Draft | NULL | NULL
NULL | NULL | NULL | Plumbing Permit | Residential | New | Draft | Residential - sump without pump | NULL
NULL | NULL | NULL | Plumbing Permit | NULL | NULL | Draft | NULL | NULL
NULL | NULL | NULL | Plumbing Permit | Commercial | Addition | Draft | Commercial - Install one backflow device | MLM National Plumbing Com Inc
NULL | NULL | NULL | Gas Permit | Residential | Renovation | Draft | Residential - furnace replacement | NULL
NULL | NULL | NULL | Electrical Permit | Commercial | Renovation | Draft | Installation / Repair - Commercial - Lights, Receptacles, Telephone, Data and Speakers We will be following Sec 24 of CEC and using hospital grade wiring and receptacles in patient care areas Health Care Facility (Dental) Relocation of electrical services | ECE Electric Ltd
NULL | NULL | NULL | Gas Permit | Residential | Renovation | Draft | Residential - FURNACE & HOT WATER REPLACEMENT | NULL
NULL | NULL | NULL | Electrical Permit | NULL | NULL | Draft | NULL | NULL
NULL | NULL | NULL | Gas Permit | NULL | NULL | Draft | NULL | NULL
NULL | NULL | NULL | Electrical Permit | Residential | Addition | Withdrawn | Installation / Repair - Residential | Moore And Russell Heating And Air Conditioning Ltd
NULL | NULL | NULL | Electrical Permit | NULL | NULL | Draft | NULL | NULL
NULL | NULL | NULL | Electrical Permit | Residential | Renovation | Draft | Installation / Repair - Residential | NULL
NULL | NULL | NULL | Electrical Permit | NULL | NULL | Draft | NULL | NULL
NULL | NULL | NULL | Plumbing Permit | Residential | Renovation | Draft | Residential - Rough in of shower valves Rough in of faucets Installation of fixtures | NULL
NULL | NULL | NULL | Plumbing Permit | NULL | NULL | Draft | NULL | NULL
NULL | NULL | NULL | Mechanical Permit | NULL | NULL | Draft | NULL | NULL
NULL | NULL | NULL | Plumbing Permit | NULL | NULL | Draft | NULL | NULL
NULL | NULL | NULL | Electrical Permit | NULL | NULL | Draft | NULL | NULL
NULL | NULL | NULL | Mechanical Permit | NULL | NULL | Withdrawn | NULL | NULL
NULL | NULL | NULL | Electrical Permit | NULL | NULL | Withdrawn | NULL | NULL
NULL | NULL | NULL | Electrical Permit | NULL | NULL | Withdrawn | NULL | NULL
NULL | NULL | NULL | Gas Permit | Residential | Renovation | Draft | Residential - gas | NULL
NULL | NULL | NULL | Plumbing Permit | NULL | NULL | Withdrawn | NULL | NULL
NULL | NULL | NULL | Electrical Permit | NULL | NULL | Withdrawn | NULL | NULL
NULL | NULL | NULL | Plumbing Permit | NULL | NULL | Draft | NULL | NULL
NULL | NULL | NULL | Electrical Permit | Commercial | NULL | Draft | Annual / Operating - ANNUAL OPERATING PERMIT Operating permit for High voltage Transformer in the electrical vault Effective: July 23, 2021 - July 22, 2022 EP-2020-05788: Expired (Annual / Operating) | Allwest Electric Ltd
NULL | NULL | NULL | Electrical Permit | NULL | NULL | Withdrawn | NULL | NULL
NULL | NULL | NULL | Mechanical Permit | NULL | NULL | Draft | NULL | NULL
NULL | NULL | NULL | Plumbing Permit | Residential | Addition | Draft | Residential - Install backflow preventer for landscape irrigation | NULL
NULL | NULL | NULL | Plumbing Permit | Commercial | New | Withdrawn | Commercial - *****UNDERGROUND PERMIT**** Underground drainage and sumps >To construct a new building including 23 townhouses on top of a single level parkade. Stage I (excavation/ shoring) issued April 8/22. Stage II (full construction) issued June 1/ 22 | Jensen's Plumbing & Heating Ltd
NULL | NULL | NULL | Electrical Permit | NULL | NULL | Draft | NULL | NULL
NULL | NULL | NULL | Mechanical Permit | NULL | NULL | Draft | NULL | NULL
NULL | NULL | NULL | Electrical Permit | Commercial | NULL | Draft | Annual / Operating | NULL
NULL | NULL | NULL | Electrical Permit | Commercial | NULL | Draft | Annual / Operating | NULL
NULL | NULL | NULL | Electrical Permit | Commercial | New | Draft | Temporary Power - Commercial - To provide temporary power. | Berts Electric (2001) Ltd
EP-2022-06856 | 2022-08-16 | NULL | Electrical Permit | Commercial | New | Completed | Installation / Repair - Commercial - Shaw power supply on BC hydro pole #2452600 close to premises SHAW power supply on BC Hydro POLE at Rear of 291 King Edwards ave West. See attached SPEC & MAP | Harbourview Electric Ltd
NULL | NULL | NULL | Electrical Permit | Commercial | Renovation | Draft | Installation / Repair - Commercial - Install 24 outlets, 8 switches, 3 exit combo and 20 8’ track lights | NULL
NULL | NULL | NULL | Sprinkler Permit | NULL | Renovation | Draft | - Relocation of 6 sprinkler heads (2 per floor/ L1-L3) and addition of 3 heads (1 per floor) | Active Fire & Safety Services Ltd
NULL | NULL | NULL | Electrical Permit | Residential | Renovation | Draft | Installation / Repair - Residential - Replace 200 amp. service panel with new and better 200 amp service panel in a private residence. | NULL
NULL | NULL | NULL | Electrical Permit | NULL | NULL | Draft | NULL | NULL
NULL | NULL | NULL | Electrical Permit | Commercial | NULL | Draft | Annual / Operating | NULL
NULL | NULL | NULL | Electrical Permit | Commercial | NULL | Draft | Annual / Operating | NULL
NULL | NULL | NULL | Electrical Permit | Commercial | NULL | Draft | Annual / Operating | NULL
NULL | NULL | NULL | Electrical Permit | NULL | NULL | Draft | NULL | NULL
NULL | NULL | NULL | Plumbing Permit | Residential | New | Withdrawn | Residential - All interior plumbing | NULL
NULL | NULL | NULL | Electrical Permit | NULL | NULL | Draft | NULL | NULL
NULL | NULL | NULL | Sprinkler Permit | Commercial | New | Draft | Commercial - For all sprinkler work to the 2019 VBBL; NFPA 13, 2013; and alternative solutions prepared by GHL Consultants Ltd for interior & exterior alterations, a change of use, and construction of a new mezzanine within this existing 1 storey + mezzanine building. This application does not include any of the following: • Warehouse storage arrangements, or mobile compact storage arrangements. • Flexible sprinkler pipe.. Related Permits: 1. AL-2021-00106: Window Sprinkler Protection of Tempered Glazing in 2h Fire Separation Notes: 1. Permit reviewed during COVID-19 Pandemic. 2. Glen Vissor | Alco Fire Protection Ltd
NULL | NULL | NULL | Electrical Permit | Commercial | New | Withdrawn | Installation / Repair - Commercial - Running underground pipes for the city of Vancouver. Run cables for street lights, stand poles, install lights and terminate. -we wont be doing any electrical work on this job. we are just installing the high density duct bank Cypress and 4th | Orion Electrical Systems Ltd
NULL | NULL | NULL | Plumbing Permit | Commercial | New | Withdrawn | Commercial - Below Grade Plumbing | Broadway Refrigeration & Air Conditioning Co
NULL | NULL | NULL | Electrical Permit | Residential | Addition | Draft | Installation / Repair - Residential - Add a new 200A mast, meter and panel. Add new ground and run a wire to existing 100A panel to make it a sub panel. Run a new wire to a hot tub that is 30ft away above ground. No wire is buried. | NULL
NULL | NULL | NULL | Plumbing Permit | Commercial | New | Draft | Commercial - Below Grade Plumbing Installation. | Broadway Refrigeration & Air Conditioning Co
NULL | NULL | NULL | Sprinkler Permit | NULL | NULL | Draft | NULL | Pacific Rim Fire Protection (2008) Ltd
NULL | NULL | NULL | Electrical Permit | NULL | NULL | Withdrawn | NULL | NULL
NULL | NULL | NULL | Gas Permit | Residential | Renovation | Withdrawn | Residential - disconnect old one and reconnect ne wone | Fast Track Appliances Ltd
EP-2022-06891 | 2022-08-17 | NULL | Electrical Permit | Commercial | NULL | Expired | Special Event - Provide generator and temporary electrical distribution for special event, " Summerlight" for stage with audio and lighting, and vendors. This is a one day event setting up and operating on August 20, 2022. parking lot for 295 Terminal Ave. | 0880441 BC Ltd
NULL | NULL | NULL | Electrical Permit | NULL | NULL | Draft | NULL | NULL
NULL | NULL | NULL | Gas Permit | Residential | New | Withdrawn | Residential - Main house fireplace | NULL
NULL | NULL | NULL | Gas Permit | Residential | New | Withdrawn | Residential | NULL
NULL | NULL | NULL | Plumbing Permit | NULL | NULL | Draft | NULL | NULL
NULL | NULL | NULL | Electrical Permit | Commercial | NULL | Draft | Annual / Operating | NULL
NULL | NULL | NULL | Plumbing Permit | NULL | NULL | Draft | NULL | NULL
NULL | NULL | NULL | Gas Permit | NULL | NULL | Draft | NULL | Reid Brothers Plumbing & Heating Ltd
NULL | NULL | NULL | Electrical Permit | Residential | New | Withdrawn | Installation / Repair - Residential - Wire building and underground parkade. | NULL
NULL | NULL | NULL | Gas Permit | Residential | Renovation | Withdrawn | Residential - Replace failed HWT | Just Mechanical Ltd
NULL | NULL | NULL | Electrical Permit | NULL | NULL | Draft | Installation / Repair - | NULL
NULL | NULL | NULL | Electrical Permit | Commercial | NULL | Withdrawn | Annual / Operating | NULL
NULL | NULL | NULL | Sprinkler Permit | NULL | NULL | Withdrawn | NULL | Active Fire & Safety Services Ltd
NULL | NULL | NULL | Electrical Permit | NULL | NULL | Draft | NULL | NULL
NULL | NULL | NULL | Gas Permit | Residential | NULL | Withdrawn | Residential - New gas range installation | NULL
NULL | NULL | NULL | Plumbing Permit | Residential | New | Withdrawn | Residential - intall two sumps one gravity one pumped | NULL
NULL | NULL | NULL | Plumbing Permit | NULL | NULL | Draft | NULL | NULL
NULL | NULL | NULL | Electrical Permit | NULL | NULL | Draft | NULL | NULL
NULL | NULL | NULL | Electrical Permit | Commercial | NULL | Draft | Annual / Operating - annual | NULL
NULL | NULL | NULL | Gas Permit | NULL | NULL | Draft | NULL | NULL
NULL | NULL | NULL | Electrical Permit | NULL | NULL | Draft | NULL | NULL
EP-2022-06933 | 2022-08-17 | NULL | Electrical Permit | Commercial | NULL | Expired | Movie Set / Filming - To allow for Movie Set/Filming Applicant shall provide completed Contractor Declaration form, and dates of filming and associated location(s) to csinspection.clerks@vancouver.ca prior to the commencement of filming. Visit vancouver.ca/inspections for more details. | Means of Production Inc
NULL | NULL | NULL | Sprinkler Permit | NULL | NULL | Draft | NULL | NULL
NULL | NULL | NULL | Electrical Permit | NULL | Renovation | Draft | Temporary Power - - To provide temporary power. | NULL
NULL | NULL | NULL | Sprinkler Permit | Residential | New | Draft | Residential | Pacific Rim Fire Protection (2008) Ltd
NULL | NULL | NULL | Electrical Permit | NULL | NULL | Draft | NULL | NULL
NULL | NULL | NULL | Electrical Permit | NULL | NULL | Draft | NULL | NULL
NULL | NULL | NULL | Electrical Permit | NULL | NULL | Draft | NULL | NULL
NULL | NULL | NULL | Electrical Permit | Commercial | NULL | Draft | Special Event - Running a ferris wheel at the PNE | NULL
NULL | NULL | NULL | Mechanical Permit | NULL | NULL | Withdrawn | NULL | NULL
NULL | NULL | NULL | Mechanical Permit | NULL | NULL | Withdrawn | NULL | Brookfield Global Integrated Solutions Canada LP
NULL | NULL | NULL | Electrical Permit | NULL | NULL | Draft | NULL | NULL
NULL | NULL | NULL | Plumbing Permit | Residential | Tenant Improvement | Draft | Residential - Basement washroom is not up to code and the underground plumbing and venting need to be properly done. | NULL
NULL | NULL | NULL | Sprinkler Permit | NULL | NULL | Draft | NULL | NULL
NULL | NULL | NULL | Electrical Permit | NULL | NULL | Draft | NULL | NULL
NULL | NULL | NULL | Electrical Permit | NULL | NULL | Draft | NULL | NULL
NULL | NULL | NULL | Plumbing Permit | Commercial | Renovation | Draft | Commercial - Ground work/ domestic water lines serving: (1) 2 compartment sink, (1) grease interceptor (1) rpba (4) floor drains >Interior alterations to the ancillary offices to the Public Market at 1669 Johnston St on the second floor of this commercial building on this site. Scope of work: - Demo interior walls & doors - Remove & install finishes, millwork, plumbing fixtures, lighting, and hot water tank OK for Field Review per W.Wong Energy Upgrade: E2 - Lighting - Upgrade to incorporate Automatic Full OFF (per 9.4.1.1.(h) of ASHRAE 90.1-2016) Note: Energy checklist is currently no longer required with your Building Permit (BP) application. Some supporting documents are still required at BP stage, specifically Envelope and HVAC, if applicable. Service Water Heating and Lighting supporting documents, if applicable, must be submitted with your related trades permits (e.g. electrical and plumbing). All energy upgrades will be checked during inspections stage. It is the applicant’s responsibility to identify and note all required upgrades including energy upgrades on their BP drawings at BP stage. | Modern Niagara Vancouver Inc
NULL | NULL | NULL | Electrical Permit | NULL | NULL | Draft | NULL | NULL
NULL | NULL | NULL | Electrical Permit | NULL | NULL | Draft | NULL | NULL
NULL | NULL | NULL | Electrical Permit | NULL | NULL | Draft | NULL | NULL
NULL | NULL | NULL | Electrical Permit | Residential | New | Draft | Temporary Power - Residential - To provide temporary power. | NULL
NULL | NULL | NULL | Electrical Permit | NULL | NULL | Draft | NULL | NULL
NULL | NULL | NULL | Gas Permit | NULL | NULL | Draft | NULL | NULL
NULL | NULL | NULL | Gas Permit | Residential | Renovation | Draft | Residential - install new cooktop and on demand hot water tank | NULL
NULL | NULL | NULL | Mechanical Permit | NULL | NULL | Draft | NULL | WDR CONTRACTING LTD
NULL | NULL | NULL | Mechanical Permit | NULL | NULL | Draft | NULL | NULL
NULL | NULL | NULL | Mechanical Permit | NULL | NULL | Draft | NULL | NULL
NULL | NULL | NULL | Plumbing Permit | NULL | NULL | Draft | NULL | WDR CONTRACTING LTD
NULL | NULL | NULL | Electrical Permit | NULL | Renovation | Draft | Installation / Repair - - Installation of 13 pot lights and re-wire outlets | NULL
NULL | NULL | NULL | Electrical Permit | Residential | New | Draft | Installation / Repair - Residential - New house wiring and new service | NULL
NULL | NULL | NULL | Electrical Permit | Residential | New | Draft | Installation / Repair - Residential - New wiring and new service | NULL
NULL | NULL | NULL | Electrical Permit | Commercial | NULL | Draft | Annual / Operating | NULL
NULL | NULL | NULL | Electrical Permit | Commercial | NULL | Draft | Annual / Operating | NULL
NULL | NULL | NULL | Electrical Permit | Residential | Renovation | Draft | Installation / Repair - Residential - Complete house renovation Service upgrade | NULL
NULL | NULL | NULL | Electrical Permit | Commercial | NULL | Draft | Annual / Operating | NULL
NULL | NULL | NULL | Electrical Permit | NULL | NULL | Withdrawn | Temporary Power - - To provide temporary power. | Elixir Electric Ltd
NULL | NULL | NULL | Electrical Permit | Residential | New | Withdrawn | Installation / Repair - Residential - Security Alarm. | NULL
NULL | NULL | NULL | Gas Permit | NULL | NULL | Draft | NULL | Pacific Coast Heating Services Ltd.
NULL | NULL | NULL | Gas Permit | NULL | NULL | Draft | NULL | Pacific Coast Heating Services Ltd.
NULL | NULL | NULL | Gas Permit | NULL | NULL | Draft | NULL | Pacific Coast Heating Services Ltd.
NULL | NULL | NULL | Electrical Permit | NULL | Addition | Draft | Installation / Repair - - ev charger | NULL
NULL | NULL | NULL | Electrical Permit | Commercial | Tenant Improvement | Draft | Installation / Repair - Commercial - Extra Low Voltage HVAC >BP: To construct a 26-storey office tower including a commercial restaurant on Level 1. The above-grade levels will be constructed over four below-grade parking, loading and amenity floor levels. Vehicle access to the parkade will be via an underground connection from the existing neighbouring building at 333 Seymour Street. STAGED CONSTRUCTION (shell) Stage I (Excavation/shoring and foundation to grade) issued August 8, 2018. Issuance of Stage 2 is subject to acceptance of alternative solution for vehicular opening connecting two parkades (601 W Hastings and 333 Seymour). Stage II (full BP) issued September 5, 2019. Change of building envelope engineer of record: Brett Pattrick replaced David Fooks effective February 19,21. Change in CRP and Architect of record as of May 1, 2020. Patrick Fejer is taking over as the new CRP/Architect. Revision 1: to revise designated cross over floors. | Control Solutions Ltd
NULL | NULL | NULL | Mechanical Permit | NULL | NULL | Draft | NULL | NULL
NULL | NULL | NULL | Gas Permit | NULL | NULL | Draft | NULL | NULL
NULL | NULL | NULL | Plumbing Permit | NULL | NULL | Draft | NULL | NULL
NULL | NULL | NULL | Plumbing Permit | Commercial | New | Withdrawn | Commercial - Backflow Preventer Device Installation | NULL
NULL | NULL | NULL | Electrical Permit | NULL | NULL | Draft | NULL | NULL
NULL | NULL | NULL | Electrical Permit | NULL | NULL | Draft | NULL | NULL
EP-2022-06993 | 2022-08-19 | NULL | Electrical Permit | Commercial | New | Completed | Installation / Repair - Commercial - Shaw power supply on BC Hydro pole # 2625169 close to premises -Shaw power supply on BC Hydro Pole close to 2158 W13th, Ave premises. See attached SPEC & MAP | Harbourview Electric Ltd
EP-2022-06994 | 2022-08-19 | NULL | Electrical Permit | Commercial | New | Completed | Installation / Repair - Commercial - Shaw Power supply on BC Hydro pole # 2439220 close to premises 664 W. 29th Ave >>Amend: Aug. 23rd -At rear of 664 W.29th Ave premises, Vancouver. As per Spec & Map Attached DOC. >>Amend: August 25th -Change Address of Shaw Power supply on Hydro pole at REAR Alley of 664-W28th Ave. See pic of House | Harbourview Electric Ltd
NULL | NULL | NULL | Sprinkler Permit | Commercial | Renovation | Draft | Commercial - Relocate 6 sprinkler heads (2 per floor) and add 3 new sprinkler heads (1 per floor) due to addition of walls. Interior alterations to this existing Community Care Facility - Class B to convert 3 rooms into 6 rooms and add a washroom to each room. Scope of work: To remove & install interior walls and doors, modified patient lift and new ceiling, plumbing fixtures and Electrical work. *****This application does not include any of the following: 1. Not more than 20 sprinklers (add, relocate, or remove), 2. hydraulic calculations, 3. change in occupancy and /or hazard classification, 4. warehouse storage arrangements, 5. mobile compact storage arrangements, 6. alternative solutions, 7. changes to the sprinkler system supply piping (e.g. valves, mains, cross-mains, branch-lines, etc.), or 8. flexible sprinkler pipe. | Active Fire & Safety Services Ltd
NULL | NULL | NULL | Plumbing Permit | Residential | New | Withdrawn | Residential | NULL
NULL | NULL | NULL | Plumbing Permit | NULL | NULL | Draft | NULL | NULL
NULL | NULL | NULL | Plumbing Permit | NULL | NULL | Draft | NULL | NULL
NULL | NULL | NULL | Mechanical Permit | NULL | NULL | Draft | NULL | NULL
NULL | NULL | NULL | Electrical Permit | NULL | NULL | Withdrawn | NULL | NULL
NULL | NULL | NULL | Plumbing Permit | Residential | New | Draft | Residential - sump placing | NULL
NULL | NULL | NULL | Mechanical Permit | NULL | NULL | Draft | NULL | UComfort Services Inc
NULL | NULL | NULL | Electrical Permit | Commercial | NULL | Draft | Annual / Operating | NULL
NULL | NULL | NULL | Gas Permit | NULL | NULL | Withdrawn | NULL | NULL
NULL | NULL | NULL | Mechanical Permit | NULL | NULL | Withdrawn | NULL | NULL
NULL | NULL | NULL | Plumbing Permit | NULL | NULL | Draft | NULL | NULL
NULL | NULL | NULL | Electrical Permit | NULL | NULL | Draft | NULL | NULL
NULL | NULL | NULL | Electrical Permit | Commercial | New | Draft | Interim - Commercial - Low Voltage, Alarm System | NULL
NULL | NULL | NULL | Electrical Permit | NULL | NULL | Withdrawn | NULL | NULL
NULL | NULL | NULL | Electrical Permit | NULL | NULL | Withdrawn | NULL | NULL
NULL | NULL | NULL | Plumbing Permit | NULL | NULL | Withdrawn | NULL | NULL
NULL | NULL | NULL | Sprinkler Permit | Commercial | Tenant Improvement | Draft | Commercial - Relocating sprinkler heads to accommodate new ceilings | Hydroworks Contracting Ltd
EP-2022-07029 | 2022-08-19 | NULL | Electrical Permit | Residential | New | Expired | Temporary Power - Residential - To provide temporary power. Valid 08/19/2022 until 08/18/2023 | Roop Electric Co Ltd
NULL | NULL | NULL | Gas Permit | NULL | NULL | Withdrawn | NULL | NULL
NULL | NULL | NULL | Sprinkler Permit | Commercial | Tenant Improvement | Draft | Commercial - readjusting sprinkler heads to a new ceilings | Hydroworks Contracting Ltd
NULL | NULL | NULL | Sprinkler Permit | NULL | NULL | Draft | NULL | Hydroworks Contracting Ltd
NULL | NULL | NULL | Electrical Permit | NULL | NULL | Draft | NULL | NULL
NULL | NULL | NULL | Plumbing Permit | NULL | NULL | Draft | NULL | NULL
NULL | NULL | NULL | Electrical Permit | Commercial | NULL | Draft | Annual / Operating | NULL
NULL | NULL | NULL | Electrical Permit | Commercial | NULL | Draft | Annual / Operating | NULL
NULL | NULL | NULL | Sprinkler Permit | NULL | NULL | Draft | NULL | NULL
NULL | NULL | NULL | Electrical Permit | NULL | NULL | Draft | NULL | NULL
NULL | NULL | NULL | Mechanical Permit | NULL | NULL | Draft | NULL | T Paradiso Plumbing & Hot Water Heating Inc
NULL | NULL | NULL | Gas Permit | NULL | NULL | Withdrawn | NULL | NULL
NULL | NULL | NULL | Electrical Permit | Residential | NULL | Draft | Installation / Repair - Residential | NULL
NULL | NULL | NULL | Electrical Permit | NULL | NULL | Draft | NULL | NULL
NULL | NULL | NULL | Electrical Permit | NULL | NULL | Draft | NULL | NULL
NULL | NULL | NULL | Electrical Permit | Commercial | NULL | Withdrawn | Annual / Operating | NULL
NULL | NULL | NULL | Electrical Permit | NULL | NULL | Withdrawn | NULL | NULL
NULL | NULL | NULL | Electrical Permit | NULL | NULL | Withdrawn | NULL | NULL
EP-2022-07055 | 2022-08-23 | NULL | Electrical Permit | Commercial | Addition | Completed | Installation / Repair - Commercial - Commercial - Installation / Repair - Commercial - Bike Charging Station: Supply and install bike share panel with mini breakers and main breaker. Connect to 120/208V 20 amp cct provided by city or property manager. Run 16/2 cable tire from panel board to each charging dock, terminate connections. Run no.10 AWG bond from panel board to each charging doc. Verification and testing. >>Location: 426 W 6th, Mobi/ Shaw bike share station outside building | MJR Electric Ltd
EP-2022-07054 | 2022-08-23 | NULL | Electrical Permit | Commercial | Addition | Completed | Installation / Repair - Commercial - Commercial - Installation / Repair - Commercial - Bike Charging Station: Supply and install bike share panel with mini breakers and main breaker. Connect to 120/208V 20 amp cct provided by city or property manager. Run 16/2 cable tire from panel board to each charging dock, terminate connections. Run no.10 AWG bond from panel board to each charging doc. Verification and testing. >>Location: PO 374 4255 Arbutus Street/ Shaw bike share station outside building | MJR Electric Ltd
NULL | NULL | NULL | Electrical Permit | NULL | NULL | Draft | NULL | NULL
NULL | NULL | NULL | Electrical Permit | Commercial | New | Draft | Installation / Repair - Commercial - 30amp 120V/240V single phase electrical service for Rogers mounted on BC Hydro poles all work engineered and signed off by hydro | NULL
NULL | NULL | NULL | Electrical Permit | NULL | NULL | Withdrawn | NULL | NULL
NULL | NULL | NULL | Plumbing Permit | Residential | New | Draft | Residential - plumbing and heating | NULL
NULL | NULL | NULL | Electrical Permit | Commercial | New | Withdrawn | Installation / Repair - Commercial - Running electrical components to ensure HVAC system is connected and operating. | NULL
NULL | NULL | NULL | Electrical Permit | Residential | New | Withdrawn | Temporary Power - Residential - To provide temporary power. | Vanstar Electric Ltd
NULL | NULL | NULL | Electrical Permit | NULL | NULL | Draft | NULL | NULL
NULL | NULL | NULL | Plumbing Permit | Residential | New | Draft | Residential - Plumbing | NULL
NULL | NULL | NULL | Plumbing Permit | Residential | New | Draft | Residential - New plumbing for new house | NULL
NULL | NULL | NULL | Gas Permit | NULL | NULL | Withdrawn | NULL | NULL
NULL | NULL | NULL | Plumbing Permit | NULL | NULL | Withdrawn | NULL | NULL
NULL | NULL | NULL | Plumbing Permit | NULL | NULL | Withdrawn | NULL | NULL
NULL | NULL | NULL | Gas Permit | NULL | NULL | Draft | NULL | Ashton Service Group/Ashton Mechanical Ltd.
NULL | NULL | NULL | Gas Permit | NULL | NULL | Withdrawn | NULL | NULL
NULL | NULL | NULL | Electrical Permit | NULL | NULL | Withdrawn | NULL | NULL
NULL | NULL | NULL | Electrical Permit | Commercial | NULL | Withdrawn | Annual / Operating | NULL
NULL | NULL | NULL | Gas Permit | NULL | NULL | Withdrawn | NULL | NULL
NULL | NULL | NULL | Mechanical Permit | NULL | NULL | Withdrawn | NULL | NULL
NULL | NULL | NULL | Plumbing Permit | Residential | Renovation | Draft | Residential - Bathroom renovation from bath to walk-in shower. We will be replacing, floor; toilet; vanity and will be using prefabricated shower insert | NULL
NULL | NULL | NULL | Gas Permit | NULL | NULL | Draft | NULL | NULL
NULL | NULL | NULL | Electrical Permit | NULL | NULL | Withdrawn | NULL | NULL
NULL | NULL | NULL | Sprinkler Permit | Commercial | Tenant Improvement | Draft | Commercial - adjusting sprinklers to a new ceiling | Hydroworks Contracting Ltd
NULL | NULL | NULL | Electrical Permit | NULL | NULL | Withdrawn | NULL | NULL
NULL | NULL | NULL | Electrical Permit | NULL | NULL | Withdrawn | NULL | NULL
NULL | NULL | NULL | Gas Permit | NULL | NULL | Withdrawn | NULL | NULL
NULL | NULL | NULL | Plumbing Permit | NULL | NULL | Draft | NULL | NULL
NULL | NULL | NULL | Electrical Permit | NULL | NULL | Withdrawn | NULL | NULL
NULL | NULL | NULL | Electrical Permit | NULL | NULL | Draft | NULL | NULL
NULL | NULL | NULL | Electrical Permit | Commercial | Tenant Improvement | Withdrawn | Installation / Repair - Commercial - Store TI project | Powerlight Electric Inc
NULL | NULL | NULL | Electrical Permit | NULL | NULL | Withdrawn | NULL | NULL
NULL | NULL | NULL | Electrical Permit | NULL | NULL | Draft | NULL | NULL
NULL | NULL | NULL | Electrical Permit | Commercial | New | Draft | Temporary Power - Commercial - To provide temporary power. This is for a Temporary Garden Center located in the Center of the Parking lot for the PNE. I tried to Close last years Permit and then put in a declaration that we are ready to install the 10/3c Teck cable into the existing Parking Lot breaker Panel. | Richard Meyer Electrical Services Ltd
NULL | NULL | NULL | Gas Permit | NULL | NULL | Withdrawn | NULL | NULL
NULL | NULL | NULL | Plumbing Permit | NULL | NULL | Draft | NULL | NULL
NULL | NULL | NULL | Electrical Permit | NULL | NULL | Draft | NULL | NULL
NULL | NULL | NULL | Plumbing Permit | Residential | Addition | Draft | Residential - Adding 4 deck drains | NULL
NULL | NULL | NULL | Gas Permit | Residential | New | Draft | Residential - there is only 3 fixtures gas | NULL
NULL | NULL | NULL | Gas Permit | NULL | NULL | Draft | NULL | NULL
NULL | NULL | NULL | Sprinkler Permit | NULL | NULL | Draft | NULL | NULL
NULL | NULL | NULL | Plumbing Permit | Commercial | Renovation | Draft | Commercial - renovation of a kitchen adding two hand wash sinks, dishwasher, mop sink, two compartment sink, a reduced pressure backflow preventer, 75gpm grease trap and replace water supply to the existing water heater. | NULL
GP-2022-02502 | NULL | NULL | Gas Permit | Residential | Renovation | Withdrawn | Residential - two appliances re/re | TEST IMBL - TEST ONLY
NULL | NULL | NULL | Gas Permit | NULL | NULL | Draft | NULL | Ashton Service Group/Ashton Mechanical Ltd.
NULL | NULL | NULL | Sprinkler Permit | NULL | NULL | Draft | NULL | NULL
NULL | NULL | NULL | Electrical Permit | NULL | NULL | Withdrawn | NULL | NULL
NULL | NULL | NULL | Electrical Permit | NULL | NULL | Draft | NULL | NULL
NULL | NULL | NULL | Plumbing Permit | Commercial | Renovation | Draft | Commercial - Needs stud protection and abs needs replaced with cast | NULL
NULL | NULL | NULL | Electrical Permit | Residential | New | Withdrawn | Installation / Repair - Residential - SUPPLY, INSTALL, WIRE ONLY: (9) Co/N02 detectors.............INSTALLL, WIRE ONLY: (1) controls for DH-1/SF-1.....(37) stats for AHUs. Interlock w/ B1 & CU-1 (twnhses)....(37) controls for ERVs (twnhses).....(44) stats for FCs. Interlock w/(22) CUs and (44) BBHs ? (flats......(1) main remote water meter readout | NULL
EP-2022-07118 | 2022-08-24 | NULL | Electrical Permit | Commercial | New | Completed | Installation / Repair - Commercial - Supply and install (1) streetlight pole c/w pedestrian light, (1) pedestrian pole, and upgrade (1) existing streetlight with new fixture W 70th Ave and Laurel St | Bay Hill Contracting Ltd
NULL | NULL | NULL | Mechanical Permit | NULL | NULL | Draft | NULL | NULL
NULL | NULL | NULL | Electrical Permit | Residential | Renovation - Dwelling Unit(s) only | Withdrawn | Installation / Repair - Residential - Installation of junction boxes the reroute circuits | NULL
NULL | NULL | NULL | Electrical Permit | Commercial | NULL | Withdrawn | Movie Set / Filming - To allow for Movie Set/Filming Applicant shall provide completed Contractor Declaration form, and dates of filming and associated location(s) to csinspection.clerks@vancouver.ca prior to the commencement of filming. Visit vancouver.ca/inspections for more details. | NULL
NULL | NULL | NULL | Electrical Permit | Commercial | NULL | Withdrawn | Movie Set / Filming - To allow for Movie Set/Filming Applicant shall provide completed Contractor Declaration form, and dates of filming and associated location(s) to csinspection.clerks@vancouver.ca prior to the commencement of filming. Visit vancouver.ca/inspections for more details. | NULL
NULL | NULL | NULL | Electrical Permit | Commercial | Renovation - Dwelling Unit(s) only | Draft | Installation / Repair - Commercial - instal junction Box | NULL
NULL | NULL | NULL | Sprinkler Permit | Commercial | Tenant Improvement | Draft | Commercial - Add sprinkler heads | Viking Fire Protection Inc
NULL | NULL | NULL | Electrical Permit | NULL | NULL | Draft | NULL | NULL
EP-2022-07133 | 2022-08-25 | NULL | Electrical Permit | Commercial | New | Completed | Installation / Repair - Commercial - 30 amp 120V/240V single phase electrical service for Rogers mounted on BC Hydro Poles all work engineered and signed off by hydro 2091 CREELMAN AVE | Zapp Electrical Contractors Ltd
EP-2022-07129 | 2022-08-24 | NULL | Electrical Permit | Commercial | New | Completed | Installation / Repair - Commercial - 30 amp 120V/240V single phase electrical service for Rogers mounted on BC Hydro Poles all work engineered and signed off by hydro -WBCKBD Pole ID#2368868 2310 Cornwall Ave | Zapp Electrical Contractors Ltd
EP-2022-07130 | 2022-08-24 | NULL | Electrical Permit | Commercial | New | Completed | Installation / Repair - Commercial - 30 amp 120V/240V single phase electrical service for Rogers mounted on BC Hydro Poles all work engineered and signed off by hydro -WBCKBH Pole ID #2677863 1228 Maple St | Zapp Electrical Contractors Ltd
EP-2022-07131 | 2022-08-25 | NULL | Electrical Permit | Commercial | New | Completed | Installation / Repair - Commercial - 30 amp 120V/240V single phase electrical service for Rogers mounted on BC Hydro Poles all work engineered and signed off by hydro 1000 CYPRESS ST | Zapp Electrical Contractors Ltd
EP-2022-07132 | 2022-08-25 | NULL | Electrical Permit | Commercial | New | Completed | Installation / Repair - Commercial - 30 amp 120V/240V single phase electrical service for Rogers mounted on BC Hydro Poles all work engineered and signed off by hydro 1158 ARBUTUS ST Amend: Oct 25, 2022 Incorrect address should be: 2091 Creelman Pole #2333757 | Zapp Electrical Contractors Ltd
NULL | NULL | NULL | Electrical Permit | NULL | NULL | Draft | NULL | NULL
NULL | NULL | NULL | Electrical Permit | NULL | NULL | Draft | NULL | NULL
NULL | NULL | NULL | Mechanical Permit | NULL | NULL | Draft | NULL | NULL
NULL | NULL | NULL | Electrical Permit | NULL | NULL | Draft | NULL | NULL
NULL | NULL | NULL | Mechanical Permit | NULL | NULL | Draft | NULL | NULL
NULL | NULL | NULL | Electrical Permit | NULL | NULL | Draft | NULL | NULL
EP-2022-07134 | NULL | NULL | Electrical Permit | Commercial | New | Withdrawn | Temporary Power - Commercial - To provide temporary power. | TEST IMBL - TEST ONLY
NULL | NULL | NULL | Plumbing Permit | NULL | NULL | Draft | NULL | NULL
NULL | NULL | NULL | Electrical Permit | NULL | NULL | Draft | NULL | NULL
NULL | NULL | NULL | Electrical Permit | NULL | NULL | Draft | Installation / Repair - | NULL
NULL | NULL | NULL | Electrical Permit | Commercial | Renovation | Withdrawn | Installation / Repair - Commercial - We are doing a renovation on this store. The lighting and all power points. | NULL
NULL | NULL | NULL | Electrical Permit | Residential | New | Draft | Installation / Repair - Residential | Gewang Electric Ltd
NULL | NULL | NULL | Plumbing Permit | Commercial | New | Draft | Commercial - site services | NULL
NULL | NULL | NULL | Electrical Permit | NULL | NULL | Withdrawn | NULL | NULL
NULL | NULL | NULL | Electrical Permit | Residential | Renovation | Withdrawn | Installation / Repair - Residential - Renovation | NULL
NULL | NULL | NULL | Mechanical Permit | NULL | NULL | Draft | NULL | NULL
NULL | NULL | NULL | Sprinkler Permit | NULL | NULL | Draft | NULL | Allright Sprinklers Ltd
NULL | NULL | NULL | Gas Permit | Residential | Renovation | Draft | Residential - Remove existing furnace and Hot water tank, clean room and disposal/recycle Install new high efficiency 80000 BTU 2 stage variable speed furnace Install new Daikin Fit heat pump | Ashton Service Group/Ashton Mechanical Ltd.
NULL | NULL | NULL | Electrical Permit | Commercial | NULL | Draft | Annual / Operating - Maintenance Annual Operating Permit to take over expired EP-2020-02545 Valid April 08/2021 til April 07/2022 | Mac's Electric Ltd
NULL | NULL | NULL | Electrical Permit | NULL | NULL | Draft | NULL | NULL
NULL | NULL | NULL | Plumbing Permit | Commercial | New | Withdrawn | Commercial - Below Grade Plumbing | Broadway Refrigeration & Air Conditioning Co
NULL | NULL | NULL | Gas Permit | NULL | NULL | Withdrawn | NULL | NULL
NULL | NULL | NULL | Electrical Permit | NULL | NULL | Draft | NULL | NULL
NULL | NULL | NULL | Electrical Permit | Residential | New | Draft | Interim - Residential - Low Voltage: Alarm system, telephone, cable and data | NULL
NULL | NULL | NULL | Mechanical Permit | NULL | NULL | Draft | NULL | Reid Brothers Plumbing & Heating Ltd
NULL | NULL | NULL | Gas Permit | NULL | NULL | Withdrawn | NULL | NULL
NULL | NULL | NULL | Gas Permit | Residential | New | Draft | Residential - Install natural gas free standing fireplace | Vancouver Gas Fireplaces Ltd
NULL | NULL | NULL | Gas Permit | Residential | Tenant Improvement | Withdrawn | Residential - Re Re Furnace and Hot Water tank (With Tank ) | NULL
NULL | NULL | NULL | Sprinkler Permit | NULL | NULL | Draft | NULL | Viking Fire Protection Inc
NULL | NULL | NULL | Mechanical Permit | NULL | NULL | Draft | NULL | NULL
EP-2022-07162 | 2022-08-24 | NULL | Electrical Permit | Commercial | NULL | Expired | Movie Set / Filming - To allow for Movie Set/Filming Applicant shall provide completed Contractor Declaration form, and dates of filming and associated location(s) to csinspection.clerks@vancouver.ca prior to the commencement of filming. Visit vancouver.ca/inspections for more details. | Circle Productions Ltd
NULL | NULL | NULL | Mechanical Permit | NULL | NULL | Withdrawn | NULL | Mark Anthony Young
EP-2022-07165 | 2022-08-24 | NULL | Electrical Permit | Commercial | NULL | Expired | Movie Set / Filming - To allow for Movie Set/Filming Applicant shall provide completed Contractor Declaration form, and dates of filming and associated location(s) to csinspection.clerks@vancouver.ca prior to the commencement of filming. Visit vancouver.ca/inspections for more details. | Circle Productions Ltd
NULL | NULL | NULL | Electrical Permit | Residential | Renovation - Dwelling Unit(s) only | Withdrawn | Installation / Repair - Residential - There is an illegal construction on the wall outside, which covers the electrical power supply line from the street pole. At the city request, the illegal construction is to be removed, the covered electrical line is to be free from construction coverage. My job is to watch the removing work, keep its safe processing. | NULL
NULL | NULL | NULL | Gas Permit | Residential | New | Draft | Residential - Removal of Boiler and Hot Water Tank. Installation of Combi-On Demand HWT/Boiler. | NULL
NULL | NULL | NULL | Sprinkler Permit | Commercial | New | Draft | Commercial - For all sprinkler work to the 2014 VBBL; NFPA 13, 2013; standpipe work to NFPA 14, 2010; for this newly constructed 5-storey industrial building consists of 3 levels of Wholesale Class A (levels 1-3) and 2 levels of General Office (levels 4-5) all over 2 levels of underground parking at this site. This permit is for building shell and separate permits are required for Tenant Improvements. Including building permit Revisions #1 issued January 29, 2021 and Revision #2 June 28, 2022. This application does not include any of the following: • Warehouse storage arrangements, or mobile compact storage arrangements. • Information Technology Equipment Rooms (e.g. IT Rooms, LAN Rooms, etc.). • Alternative solutions. • Flexible sprinkler drops. Notes: 1. Sprinkler engineer of record Mr. Ryan Pavey, P.Eng. of Cardinal Engineering T: (604) 605-0606. E: pavey@cardinalfire.ca 2. Construction Standpipe to Bulletin 2017-003-BU/FI, VBBL, NFPA 14, and VFBL. 3. Future tenants shall be advised of the limitations of the fire protection system. 4. Separate permit(s) and document(s) required for tenant improvements. | Pacific Rim Fire Protection (2008) Ltd
NULL | NULL | NULL | Electrical Permit | NULL | NULL | Withdrawn | NULL | NULL
NULL | NULL | NULL | Electrical Permit | NULL | NULL | Withdrawn | NULL | NULL
NULL | NULL | NULL | Plumbing Permit | NULL | NULL | Withdrawn | NULL | NULL
NULL | NULL | NULL | Electrical Permit | Residential | New | Draft | Installation / Repair - Residential - New installation all wiring, lights, plug etc. | NULL
NULL | NULL | NULL | Electrical Permit | Commercial | NULL | Draft | Annual / Operating | NULL
NULL | NULL | NULL | Gas Permit | Residential | New | Draft | Residential - ALL DONE ONLY 3 FIXTURES | NULL
NULL | NULL | NULL | Electrical Permit | NULL | NULL | Draft | NULL | NULL
NULL | NULL | NULL | Gas Permit | Residential | Renovation | Draft | Residential - Decommission and remove furnace | Ashton Service Group/Ashton Mechanical Ltd.
NULL | NULL | NULL | Electrical Permit | NULL | NULL | Draft | Installation / Repair - - Re Wiring of home | NULL
NULL | NULL | NULL | Electrical Permit | Commercial | NULL | Draft | Annual / Operating | NULL
NULL | NULL | NULL | Gas Permit | NULL | NULL | Draft | NULL | NULL
NULL | NULL | NULL | Electrical Permit | Commercial | NULL | Draft | Movie Set / Filming - To allow for Movie Set/Filming Applicant shall provide completed Contractor Declaration form, and dates of filming and associated location(s) to csinspection.clerks@vancouver.ca prior to the commencement of filming. Visit vancouver.ca/inspections for more details. | NULL
NULL | NULL | NULL | Plumbing Permit | NULL | NULL | Draft | NULL | Vanguard Mechanical Ltd
NULL | NULL | NULL | Electrical Permit | Commercial | Addition | Withdrawn | Installation / Repair - Commercial - Wiring. Install alarm system with TL880 alarm.com communicator. | PALADIN TECHNOLOGIES INC
NULL | NULL | NULL | Gas Permit | Residential | New | Draft | Residential | NULL
NULL | NULL | NULL | Sprinkler Permit | Commercial | New | Withdrawn | Commercial - brand new water line and sprinkler system trough out this new build | Battalion Fire Pro Corp
NULL | NULL | NULL | Electrical Permit | Residential | New | Withdrawn | Installation / Repair - Residential - Extra Low Voltage Rough wiring and finishing. | NULL
NULL | NULL | NULL | Electrical Permit | NULL | NULL | Withdrawn | NULL | NULL
NULL | NULL | NULL | Gas Permit | Residential | New | Draft | Residential - l | NULL
NULL | NULL | NULL | Gas Permit | NULL | NULL | Draft | NULL | NULL
NULL | NULL | NULL | Gas Permit | NULL | NULL | Draft | NULL | NULL
NULL | NULL | NULL | Gas Permit | NULL | NULL | Draft | NULL | Urban Fireplaces Ltd
NULL | NULL | NULL | Electrical Permit | NULL | NULL | Draft | NULL | NULL
NULL | NULL | NULL | Sprinkler Permit | NULL | NULL | Draft | NULL | NULL
EP-2022-07193 | 2022-08-26 | NULL | Electrical Permit | Commercial | New | Completed | Installation / Repair - Commercial - 30 amp 120V/240V single phase electrical service for Rogers mounted on BC Hydro Poles all work engineered and signed off by hydro 1520 YEW ST | Zapp Electrical Contractors Ltd
EP-2022-07194 | 2022-08-26 | NULL | Electrical Permit | Commercial | New | Completed | Installation / Repair - Commercial - 30 amp 120V/240V single phase electrical service for Rogers mounted on BC Hydro Poles all work engineered and signed off by hydro 1080 MAPLE ST | Zapp Electrical Contractors Ltd
NULL | NULL | NULL | Gas Permit | Residential | New | Draft | Residential - only 3 fixtures | NULL
NULL | NULL | NULL | Electrical Permit | Commercial | NULL | Draft | Annual / Operating - Annual operating electrical maintenance permit renewal for 2021. VALID: JULY 31/2021 TO JULY 30/2022 EXPIRED PERMIT: EP-2020-05686 The load has not changed. 11500 is still the current KVA . The 12000 refers to the incoming hydro voltage. | P M Mcginity Ltd
NULL | NULL | NULL | Electrical Permit | Commercial | NULL | Draft | Annual / Operating - Annual operating electrical maintenance permit renewal for 2021. VALID: JULY 31/2021 TO JULY 30/2022 EXPIRED PERMIT: EP-2020-05686 The load has not changed. 11500 is still the current KVA . The 12000 refers to the incoming hydro voltage. | P M Mcginity Ltd
NULL | NULL | NULL | Electrical Permit | Commercial | NULL | Draft | Annual / Operating | NULL
EP-2022-07192 | 2022-08-26 | NULL | Electrical Permit | Commercial | New | Completed | Installation / Repair - Commercial - 30 amp 120V/240V single phase electrical service for Rogers mounted on BC Hydro Poles all work engineered and signed off by hydro 1500 YEW ST | Zapp Electrical Contractors Ltd
NULL | NULL | NULL | Electrical Permit | Commercial | NULL | Draft | Annual / Operating | NULL
NULL | NULL | NULL | Electrical Permit | Residential | Renovation | Draft | Installation / Repair - Residential - Kitchen renovation. 4 new kitchen counter plugs. Relocate fridge, and dishwasher receptacles. Remove existing 60 amp panel, and replace with new 60 amp panel complete with breakers. supply and install 6 4'' pot lights. | NULL
NULL | NULL | NULL | Electrical Permit | Residential | NULL | Withdrawn | Installation / Repair - Residential - Safety check in apartment before BC Hydro can install meter. | NULL
NULL | NULL | NULL | Electrical Permit | NULL | NULL | Draft | NULL | NULL
NULL | NULL | NULL | Plumbing Permit | NULL | NULL | Draft | NULL | NULL
NULL | NULL | NULL | Electrical Permit | Residential | Renovation | Draft | Installation / Repair - Residential - Install 6 fire rated 4” potlights. Replace existing 60 amp panel with new panel. Relocate and add kitchen receptacles. Re locate fridge, dishwasher, oven and cooktop. | NULL
NULL | NULL | NULL | Mechanical Permit | NULL | NULL | Withdrawn | NULL | NULL
NULL | NULL | NULL | Electrical Permit | Residential | Renovation | Draft | Installation / Repair - Residential - House | NULL
NULL | NULL | NULL | Mechanical Permit | NULL | NULL | Draft | NULL | NULL
NULL | NULL | NULL | Electrical Permit | Commercial | NULL | Draft | Annual / Operating - yes | NULL
NULL | NULL | NULL | Electrical Permit | Commercial | NULL | Draft | Annual / Operating | NULL
NULL | NULL | NULL | Electrical Permit | Commercial | NULL | Draft | Annual / Operating | NULL
NULL | NULL | NULL | Electrical Permit | NULL | NULL | Draft | NULL | NULL
NULL | NULL | NULL | Plumbing Permit | Residential | NULL | Draft | Residential - Replace bathtub and faucet , replace shower base and faucet. Alter fridge water supply location | NULL
NULL | NULL | NULL | Plumbing Permit | NULL | NULL | Draft | NULL | NULL
NULL | NULL | NULL | Plumbing Permit | NULL | NULL | Draft | NULL | NULL
NULL | NULL | NULL | Electrical Permit | NULL | NULL | Withdrawn | NULL | NULL
NULL | NULL | NULL | Electrical Permit | Commercial | New | Draft | Temporary Power - Commercial - To provide temporary power. | NULL
NULL | NULL | NULL | Electrical Permit | NULL | NULL | Draft | NULL | NULL
NULL | NULL | NULL | Gas Permit | NULL | NULL | Withdrawn | NULL | Han Appliances & Refrigeration Ltd
NULL | NULL | NULL | Gas Permit | NULL | NULL | Withdrawn | NULL | Han Appliances & Refrigeration Ltd
NULL | NULL | NULL | Gas Permit | Residential | New | Draft | Residential - Wolf 48" Gas RangeTop | Han Appliances & Refrigeration Ltd
NULL | NULL | NULL | Gas Permit | Residential | New | Draft | Residential - Blomberg 30" Gas Cooktop | Han Appliances & Refrigeration Ltd
NULL | NULL | NULL | Gas Permit | Residential | Renovation | Draft | Residential | NULL
NULL | NULL | NULL | Gas Permit | NULL | NULL | Draft | NULL | NULL
NULL | NULL | NULL | Mechanical Permit | NULL | NULL | Draft | NULL | NULL
NULL | NULL | NULL | Plumbing Permit | Residential | New | Draft | Residential - plumbing | NULL
NULL | NULL | NULL | Plumbing Permit | Residential | New | Draft | Residential - plumbing | NULL
NULL | NULL | NULL | Electrical Permit | Residential | Renovation | Draft | Installation / Repair - Residential - remove and replace 4 kitchen counter receptacles. relocate 2 switches. Relocate oven cooktop, fridge, and dishwasher. Replace 60 amp panel with updated panel | NULL
NULL | NULL | NULL | Electrical Permit | NULL | NULL | Draft | NULL | NULL
NULL | NULL | NULL | Mechanical Permit | NULL | NULL | Withdrawn | NULL | NULL
NULL | NULL | NULL | Mechanical Permit | NULL | NULL | Withdrawn | NULL | Rain Coast Plumbing & Heating Ltd
NULL | NULL | NULL | Electrical Permit | Residential | New | Draft | Installation / Repair - Residential - Low Voltage | NULL
NULL | NULL | NULL | Plumbing Permit | NULL | NULL | Draft | NULL | NULL
NULL | NULL | NULL | Electrical Permit | NULL | NULL | Draft | NULL | NULL
NULL | NULL | NULL | Gas Permit | Residential | Renovation | Draft | Residential - Re&re boiler | NULL
NULL | NULL | NULL | Mechanical Permit | NULL | NULL | Draft | NULL | NULL
NULL | NULL | NULL | Plumbing Permit | NULL | NULL | Draft | NULL | NULL
NULL | NULL | NULL | Electrical Permit | Commercial | Renovation | Draft | Installation / Repair - Commercial - Renovation of vestibule for patio access >BP: Voluntary energy upgrade to provide a new entry vestibule on the exterior patio of the first floor entrance at Homer Street for this existing intermediate care/special needs residential facility building on this site | Protech Electric
NULL | NULL | NULL | Electrical Permit | Commercial | Renovation | Draft | Installation / Repair - Commercial - Renovation of vestibule for patio access >BP: Voluntary energy upgrade to provide a new entry vestibule on the exterior patio of the first floor entrance at Homer Street for this existing intermediate care/special needs residential facility building on this site | Protech Electric
NULL | NULL | NULL | Mechanical Permit | NULL | NULL | Draft | NULL | NULL
NULL | NULL | NULL | Mechanical Permit | NULL | NULL | Draft | NULL | NULL
NULL | NULL | NULL | Electrical Permit | Residential | Renovation - Dwelling Unit(s) only | Withdrawn | Installation / Repair - Residential - 1- change The Outlets and the Switches 2-Installation of pot light in the Up stair and down stairs. 3- Relocation of some Outlet and Switches in the up stairs. 4-Relocation of some Outlet and Switches in the down stairs 5-Add the fridge's outlet in down stairs. 6- Add the Counter plugs in down stairs. 7- Add the washer and Dryer outlet in down stairs. 8- change the bathroom fans | NULL
NULL | NULL | NULL | Electrical Permit | NULL | NULL | Draft | NULL | NULL
NULL | NULL | NULL | Plumbing Permit | NULL | NULL | Draft | NULL | NULL
NULL | NULL | NULL | Mechanical Permit | NULL | NULL | Draft | NULL | NULL
NULL | NULL | NULL | Plumbing Permit | Commercial | Addition | Draft | Commercial - Install RPBA in Janitor room for Chemical dispenser | MLM National Plumbing Com Inc
EP-2022-07275 | 2022-09-14 | NULL | Electrical Permit | Commercial | NULL | Expired | Movie Set / Filming - To allow for Movie Set/Filming Applicant shall provide completed Contractor Declaration form, and dates of filming and associated location(s) to csinspection.clerks@vancouver.ca prior to the commencement of filming. Visit vancouver.ca/inspections for more details. | Yellowjackets 2 Productions BC Inc
NULL | NULL | NULL | Electrical Permit | Residential | Renovation | Withdrawn | Installation / Repair - Residential - Pool electrical installation, grounding, and bonding. | NULL
NULL | NULL | NULL | Mechanical Permit | NULL | NULL | Withdrawn | NULL | NULL
NULL | NULL | NULL | Plumbing Permit | NULL | NULL | Draft | NULL | NULL
EP-2022-07276 | 2022-09-13 | NULL | Electrical Permit | Commercial | NULL | Expired | Movie Set / Filming - To allow for Movie Set/Filming Applicant shall provide completed Contractor Declaration form, and dates of filming and associated location(s) to csinspection.clerks@vancouver.ca prior to the commencement of filming. Visit vancouver.ca/inspections for more details. | Yellowjackets 2 Productions BC Inc
NULL | NULL | NULL | Mechanical Permit | NULL | NULL | Draft | NULL | NULL
NULL | NULL | NULL | Gas Permit | Residential | Renovation | Draft | Residential | Ashton Service Group/Ashton Mechanical Ltd.
NULL | NULL | NULL | Gas Permit | NULL | NULL | Draft | NULL | High Mark Mechanical Services Ltd
NULL | NULL | NULL | Plumbing Permit | NULL | NULL | Draft | NULL | NULL
NULL | NULL | NULL | Plumbing Permit | NULL | NULL | Draft | NULL | Cambridge Plumbing Systems Ltd
NULL | NULL | NULL | Plumbing Permit | NULL | NULL | Withdrawn | NULL | NULL
NULL | NULL | NULL | Plumbing Permit | NULL | NULL | Draft | NULL | NULL
NULL | NULL | NULL | Electrical Permit | Commercial | Addition | Withdrawn | Installation / Repair - Commercial - Replace disconnect switch and service entrance wiring | NULL
NULL | NULL | NULL | Mechanical Permit | NULL | NULL | Withdrawn | NULL | NULL
NULL | NULL | NULL | Electrical Permit | Commercial | New | Draft | Installation / Repair - Commercial - wirting for speakers | NULL
NULL | NULL | NULL | Plumbing Permit | Residential | New | Withdrawn | Residential - DWV, waterline and finishing | Lotus Plumbing, Heating & Gas Fitting Ltd
NULL | NULL | NULL | Plumbing Permit | NULL | NULL | Draft | NULL | NULL
NULL | NULL | NULL | Gas Permit | NULL | NULL | Draft | NULL | NULL
NULL | NULL | NULL | Gas Permit | NULL | NULL | Draft | NULL | Urban Fireplaces Ltd
NULL | NULL | NULL | Electrical Permit | NULL | NULL | Withdrawn | NULL | NULL
NULL | NULL | NULL | Sprinkler Permit | Commercial | Tenant Improvement | Draft | Commercial - For sprinkler system alterations to the 2019 VBBL and NFPA 13, 2013 for the tenant improvements to provide interior alterations to combine office units #401 and #405 into one unit to be #400 and provide improvement to become a full floor office tenant in this existing commercial building on this site. This application does not include any of the following: • Warehouse storage arrangements, or mobile compact storage arrangements. • Changes to the sprinkler system supply piping (e.g. valves, mains, cross-mains, etc.). • New alternative solutions and/or modifications to existing alternative solutions. • Change in occupancy and/or hazard classification. Notes: 1. Fire suppression system engineer Yadim Amador Castillo of NWSC. T: 778 707 6797 E: yadim@nwsprinkler.com 2. One set of approved drawings and permit to be available for viewing at the jobsite. Flexible Sprinkler Pipe (Tenant Improvement Area) - Automatic sprinkler system has been designed for the use of Victaulic AH2 flexible sprinkler drops with 1/2" outlets, up to 48" in length with a maximum of 8 bends with a 2" 90 degree bend radius for use with standard coverage pendent sprinklers as noted on the sprinkler system shop drawings in the tenant improvement area only. | Viking Fire Protection Inc
NULL | NULL | NULL | Plumbing Permit | Commercial | Addition | Draft | Commercial - Need plumbing permit for a project situated at 2983,3023,3083 w 4th ave for a proposed storm system plan option 1-install 175 feet new 6'' XFR storm line attached to the interior side of the parkade foundation wall.(existing storm line to remain) Install 12 feet new 8'' storm line below parkade slab and connect with existing 8'' storm pipe." | Lafayette Plumbing Inc
NULL | NULL | NULL | Gas Permit | NULL | NULL | Draft | NULL | NULL
NULL | NULL | NULL | Gas Permit | NULL | NULL | Draft | NULL | NULL
NULL | NULL | NULL | Electrical Permit | NULL | NULL | Withdrawn | NULL | NULL
NULL | NULL | NULL | Electrical Permit | NULL | NULL | Withdrawn | NULL | NULL
EP-2022-07309 | 2022-08-30 | NULL | Electrical Permit | Commercial | NULL | Expired | Movie Set / Filming - To allow for Movie Set/Filming Applicant shall provide completed Contractor Declaration form, and dates of filming and associated location(s) to csinspection.clerks@vancouver.ca prior to the commencement of filming. Visit vancouver.ca/inspections for more details. | Suneeva Ltd
NULL | NULL | NULL | Mechanical Permit | NULL | NULL | Draft | NULL | NULL
NULL | NULL | NULL | Mechanical Permit | NULL | NULL | Draft | NULL | NULL
NULL | NULL | NULL | Electrical Permit | NULL | NULL | Draft | NULL | NULL
NULL | NULL | NULL | Electrical Permit | NULL | NULL | Draft | Installation / Repair - - Residential reno with 2 units in the main house and two units in the laneway house (new construction). Attached to the laneway house will be the electrical closet housing a 400A service and meter stack for all of the units and house panel. | NULL
NULL | NULL | NULL | Sprinkler Permit | Commercial | Tenant Improvement | Draft | Commercial - BP: #2300 - Full Floor Sprinkler improvement and change of use from office shell to office on the 23rd floor (#2300) in this existing mixed use building. TENANT: Canada Workday ULC FPER - Liang Xin Peng Viking Fire - 604-324-7122 | Viking Fire Protection Inc
NULL | NULL | NULL | Plumbing Permit | NULL | NULL | Draft | NULL | NULL
NULL | NULL | NULL | Sprinkler Permit | NULL | NULL | Draft | NULL | Viking Fire Protection Inc
NULL | NULL | NULL | Electrical Permit | NULL | NULL | Withdrawn | NULL | NULL
NULL | NULL | NULL | Mechanical Permit | NULL | NULL | Draft | NULL | NULL
NULL | NULL | NULL | Electrical Permit | NULL | NULL | Draft | NULL | NULL
NULL | NULL | NULL | Plumbing Permit | NULL | NULL | Draft | NULL | NULL
NULL | NULL | NULL | Mechanical Permit | NULL | NULL | Draft | NULL | NULL
NULL | NULL | NULL | Electrical Permit | NULL | NULL | Draft | Installation / Repair - | NULL
NULL | NULL | NULL | Electrical Permit | NULL | Addition | Draft | Installation / Repair - - Install EV Charger on a new upgraded 200 amp Panel. | NULL
NULL | NULL | NULL | Gas Permit | NULL | NULL | Draft | NULL | NULL
NULL | NULL | NULL | Plumbing Permit | NULL | NULL | Draft | NULL | NULL
NULL | NULL | NULL | Mechanical Permit | NULL | NULL | Draft | NULL | NULL
NULL | NULL | NULL | Plumbing Permit | Residential | New | Withdrawn | Residential - All indoor plumbing | NULL
NULL | NULL | NULL | Plumbing Permit | Commercial | Addition | Draft | Commercial - Need plumbing permit for a project situated at 2983,3023,3083 w 4th ave for a proposed storm system plan option 1-install 175 feet new 6'' XFR storm line attached to the interior side of the parkade foundation wall.(existing storm line to remain) Install 12 feet new 8'' storm line below parkade slab and connect with existing 8'' storm pipe." | Lafayette Plumbing Inc
EP-2022-07340 | 2022-08-31 | NULL | Electrical Permit | Commercial | NULL | Expired | Special Event - Power stage and food vendors for event | Riviers Electric Services Inc
NULL | NULL | NULL | Sprinkler Permit | NULL | NULL | Draft | NULL | Priority Fire Systems Ltd
NULL | NULL | NULL | Electrical Permit | NULL | NULL | Draft | NULL | NULL
NULL | NULL | NULL | Mechanical Permit | NULL | NULL | Draft | NULL | NULL
EP-2022-07357 | 2022-09-01 | NULL | Electrical Permit | Commercial | NULL | Expired | Movie Set / Filming - To allow for Movie Set/Filming Applicant shall provide completed Contractor Declaration form, and dates of filming and associated location(s) to csinspection.clerks@vancouver.ca prior to the commencement of filming. Visit vancouver.ca/inspections for more details. | FLS3 Productions Inc
NULL | NULL | NULL | Gas Permit | Residential | New | Draft | Residential - New gas line for a boiler in the LWH for heating and hot water | NULL
NULL | NULL | NULL | Electrical Permit | NULL | NULL | Withdrawn | NULL | NULL
NULL | NULL | NULL | Plumbing Permit | Residential | New | Draft | Residential - Plumbing | NULL
NULL | NULL | NULL | Gas Permit | Residential | New | Withdrawn | Residential - Boiler and venting. | NULL
NULL | NULL | NULL | Plumbing Permit | Residential | New | Draft | Residential - Plumbing | NULL
NULL | NULL | NULL | Electrical Permit | Commercial | NULL | Withdrawn | Annual / Operating - Extra low voltage | RAJNESH RAJU DBA: OPTIMUS SECURITY SYSTEMS
NULL | NULL | NULL | Plumbing Permit | NULL | NULL | Draft | NULL | NULL
NULL | NULL | NULL | Plumbing Permit | NULL | NULL | Draft | NULL | NULL
NULL | NULL | NULL | Gas Permit | NULL | NULL | Draft | NULL | Reid Brothers Plumbing & Heating Ltd
NULL | NULL | NULL | Plumbing Permit | NULL | NULL | Draft | NULL | NULL
NULL | NULL | NULL | Mechanical Permit | NULL | NULL | Draft | NULL | NULL
NULL | NULL | NULL | Mechanical Permit | NULL | NULL | Draft | NULL | NULL
NULL | NULL | NULL | Mechanical Permit | NULL | NULL | Draft | NULL | NULL
NULL | NULL | NULL | Electrical Permit | Commercial | Addition | Draft | Installation / Repair - Commercial - To extend a 15amp,120v receptacle to power up a small cooler | NULL
NULL | NULL | NULL | Mechanical Permit | NULL | NULL | Draft | NULL | NULL
NULL | NULL | NULL | Gas Permit | NULL | NULL | Withdrawn | NULL | NULL
NULL | NULL | NULL | Electrical Permit | Commercial | Addition | Draft | Installation / Repair - Commercial - to extend a 15 amp receptacle to power the small cooler | NULL
NULL | NULL | NULL | Electrical Permit | NULL | NULL | Draft | NULL | NULL
NULL | NULL | NULL | Electrical Permit | Commercial | NULL | Draft | Annual / Operating | P M Mcginity Ltd
NULL | NULL | NULL | Electrical Permit | Residential | Renovation - Dwelling Unit(s) only | Withdrawn | Installation / Repair - Residential - Installation of 6 pot lights in a dropped ceiling | NULL
NULL | NULL | NULL | Electrical Permit | Residential | New | Withdrawn | Installation / Repair - Residential - Now house installation | NULL
NULL | NULL | NULL | Electrical Permit | NULL | New | Withdrawn | Installation / Repair - | NULL
NULL | NULL | NULL | Electrical Permit | NULL | NULL | Draft | NULL | NULL
NULL | NULL | NULL | Plumbing Permit | NULL | NULL | Withdrawn | NULL | NULL
NULL | NULL | NULL | Plumbing Permit | Commercial | Renovation | Withdrawn | Commercial - Changing fixtures. Removing bathtub and adding a custom shower base. New toilet, lavatory sink, and kitchen sink. Location stays the same. | NULL
NULL | NULL | NULL | Electrical Permit | NULL | NULL | Draft | NULL | NULL
NULL | NULL | NULL | Gas Permit | NULL | NULL | Draft | NULL | NULL
NULL | NULL | NULL | Electrical Permit | NULL | NULL | Draft | NULL | NULL
NULL | NULL | NULL | Electrical Permit | NULL | NULL | Withdrawn | NULL | NULL
NULL | NULL | NULL | Gas Permit | NULL | NULL | Draft | NULL | NULL
NULL | NULL | NULL | Gas Permit | NULL | NULL | Draft | NULL | NULL
NULL | NULL | NULL | Sprinkler Permit | Commercial | Tenant Improvement | Withdrawn | Commercial - adding 4 fire sprinklers Interior alterations to provide improvements to this existing restaurant on the 1st floor of this commercial building on this site. *****This application does not include any of the following: 1. Not more than 20 sprinklers (add, relocate, or remove), 2. hydraulic calculations, 3. change in occupancy and /or hazard classification, 4. warehouse storage arrangements, 5. mobile compact storage arrangements, 6. alternative solutions, 7. changes to the sprinkler system supply piping (e.g. valves, mains, cross-mains, branch-lines, etc.), or 8. flexible sprinkler pipe. | Titan Fire Protection Ltd
NULL | NULL | NULL | Electrical Permit | NULL | NULL | Draft | NULL | NULL
NULL | NULL | NULL | Electrical Permit | Residential | New | Draft | Installation / Repair - Residential - Laneway house | Guardwell Service Ltd
NULL | NULL | NULL | Electrical Permit | Residential | Renovation | Draft | Installation / Repair - Residential - Install 200 Amp over Head service /and replacement with existing 125 Amp | NULL
NULL | NULL | NULL | Mechanical Permit | NULL | NULL | Withdrawn | NULL | Moore And Russell Heating And Air Conditioning Ltd
NULL | NULL | NULL | Electrical Permit | NULL | NULL | Withdrawn | NULL | NULL
NULL | NULL | NULL | Electrical Permit | NULL | NULL | Draft | NULL | NULL
NULL | NULL | NULL | Electrical Permit | NULL | NULL | Draft | NULL | NULL
NULL | NULL | NULL | Electrical Permit | Commercial | Tenant Improvement | Draft | Installation / Repair - Commercial - Remove BCH meter to replace arcing conductors between the meter base and the splitter. | NULL
NULL | NULL | NULL | Electrical Permit | Commercial | Addition | Draft | Installation / Repair - Commercial - UNIT #130 - commercial building office outlets and lights install #130 - ground floor Interior alterations to change the use from Retail to General Office in this unit #130 on the ground floor of this existing mixed use building on this site. Scope of work: - Install interior walls, doors, new universal washroom, T-bar ceiling, lighting, plumbing fixtures and flooring. Revision #1 - Addition of Electrical and Mechanical drawings to permit. | Roadstar Electrical Ltd
NULL | NULL | NULL | Electrical Permit | Commercial | New | Withdrawn | Interim - Commercial - slab on grade cables and conduits | Alpine Electric Ltd
EP-2022-07441 | 2022-09-07 | NULL | Electrical Permit | Commercial | Addition | Issued | Installation / Repair - Commercial - Bike Charging Station: Supply and install bike share panel with mini breakers and main breaker. Connect to 120/208V 20 amp cct provided by city or property manager. Run 16/2 cable tire from panel board to each charging dock, terminate connections. Run no.10 AWG bond from panel board to each charging doc. Verification and testing. >>location: Granville and Robson. Mobi/ Shaw bike share station outside building | MJR Electric Ltd
NULL | NULL | NULL | Electrical Permit | NULL | NULL | Draft | NULL | NULL
NULL | NULL | NULL | Plumbing Permit | Residential | New | Draft | Residential - Plumbing works | RAHELU PLUMBING & HEATING LTD.
NULL | NULL | NULL | Electrical Permit | Commercial | Tenant Improvement | Draft | Installation / Repair - Commercial - New circuits for AV equipment. >BP: Interior alterations to provide improvements to the office on the 15th floor (#1500) by changing an office room into a new accessible washroom and to provide improvements to the common washrooms on the 15th floor in this existing commercial building. Scope of work: remove all finishes, partitions, t-bar. Install new t-bar, upgrade lighting, reframe & refinish washrooms, lighting, electrical, plumbing and sprinkler work. Building Sprinklered – Separate sprinkler permit required for proposed sprinkler work. OK for Field Review per K. Vogt - Oct 28, 2021 E2 - HVAC - Clean and Balance all Air Systems (per 6.7.2.3.2 of ASHRAE 90.1-2016) Energy checklist is currently no longer required with your Building Permit (BP) application. Some supporting documents are still required at BP stage, specifically Envelope and HVAC, if applicable. Service Water Heating and Lighting supporting documents, if applicable, must be submitted with your related trades permits (e.g. electrical and plumbing). All energy upgrades will be checked during inspections stage. It is the applicant's responsibility to identify and note all required upgrades including energy upgrades on their BP drawings at BP stage. | Corporate Electric Limited
NULL | NULL | NULL | Plumbing Permit | Residential | New | Draft | Residential - Plumbing works | RAHELU PLUMBING & HEATING LTD.
NULL | NULL | NULL | Electrical Permit | Commercial | NULL | Draft | Annual / Operating | NULL
NULL | NULL | NULL | Electrical Permit | Residential | NULL | Draft | Installation / Repair - Residential - install new 200 amp over Head service /replacement of existing 125 Amp | NULL
NULL | NULL | NULL | Plumbing Permit | Residential | New | Draft | Residential | RAHELU PLUMBING & HEATING LTD.
NULL | NULL | NULL | Mechanical Permit | NULL | NULL | Withdrawn | NULL | NULL
EP-2022-07472 | 2022-09-06 | NULL | Electrical Permit | Commercial | NULL | Expired | Movie Set / Filming - To allow for Movie Set/Filming Applicant shall provide completed Contractor Declaration form, and dates of filming and associated location(s) to csinspection.clerks@vancouver.ca prior to the commencement of filming. Visit vancouver.ca/inspections for more details. | Filmgroup.tv Ltd
NULL | NULL | NULL | Sprinkler Permit | NULL | NULL | Draft | NULL | NULL
NULL | NULL | NULL | Electrical Permit | NULL | NULL | Withdrawn | NULL | NULL
NULL | NULL | NULL | Electrical Permit | NULL | NULL | Draft | NULL | NULL
NULL | NULL | NULL | Gas Permit | Residential | Renovation | Draft | Residential - Decommission and remove furnace Install new high efficient furnace | Ashton Service Group/Ashton Mechanical Ltd.
NULL | NULL | NULL | Electrical Permit | Commercial | New | Withdrawn | Installation / Repair - Commercial - alarm system | NULL
NULL | NULL | NULL | Electrical Permit | NULL | NULL | Draft | NULL | NULL
NULL | NULL | NULL | Plumbing Permit | Residential | New | Withdrawn | Residential | NULL
NULL | NULL | NULL | Electrical Permit | NULL | NULL | Draft | NULL | NULL
NULL | NULL | NULL | Electrical Permit | NULL | NULL | Draft | NULL | NULL
NULL | NULL | NULL | Plumbing Permit | NULL | NULL | Draft | NULL | Rain Coast Plumbing & Heating Ltd
NULL | NULL | NULL | Electrical Permit | NULL | NULL | Draft | NULL | NULL
NULL | NULL | NULL | Mechanical Permit | NULL | NULL | Draft | NULL | NULL
NULL | NULL | NULL | Plumbing Permit | NULL | NULL | Draft | NULL | NULL
NULL | NULL | NULL | Plumbing Permit | Residential | New | Draft | Residential - DDD | NULL
NULL | NULL | NULL | Gas Permit | Residential | Renovation - Dwelling Unit(s) only | Draft | Residential - Upgrade one hot water tank to a tankless water heater, upgrade one boiler to a high efficiency boiler | NULL
NULL | NULL | NULL | Electrical Permit | NULL | NULL | Withdrawn | NULL | NULL
NULL | NULL | NULL | Electrical Permit | NULL | NULL | Draft | NULL | NULL
NULL | NULL | NULL | Electrical Permit | NULL | NULL | Draft | NULL | NULL
NULL | NULL | NULL | Electrical Permit | NULL | NULL | Withdrawn | NULL | NULL
NULL | NULL | NULL | Plumbing Permit | Residential | New | Draft | Residential - installation of a sump | NULL
NULL | NULL | NULL | Plumbing Permit | NULL | NULL | Draft | NULL | NULL
NULL | NULL | NULL | Plumbing Permit | Commercial | Tenant Improvement | Draft | Commercial - Add: - 2 kitchen sinks - 2 Electric domestic hot water heaters - 2 DCVA | Division 15 Mechanical Ltd
NULL | NULL | NULL | Electrical Permit | NULL | NULL | Draft | NULL | NULL
NULL | NULL | NULL | Electrical Permit | NULL | NULL | Draft | NULL | NULL
NULL | NULL | NULL | Plumbing Permit | Residential | Renovation | Draft | Residential - Install new bathtub, new shower drain, and install new sink and toilet. | NULL
NULL | NULL | NULL | Electrical Permit | NULL | NULL | Withdrawn | NULL | NULL
NULL | NULL | NULL | Plumbing Permit | NULL | NULL | Withdrawn | NULL | Lotus Plumbing, Heating & Gas Fitting Ltd
NULL | NULL | NULL | Plumbing Permit | NULL | NULL | Draft | NULL | Oriental Landscaping & Home Improvement ltd
NULL | NULL | NULL | Electrical Permit | NULL | NULL | Withdrawn | NULL | NULL
NULL | NULL | NULL | Electrical Permit | Residential | Renovation | Draft | Installation / Repair - Residential - Installing power management system for EV charger, with wiring from el.panel to EV charger. Install one new outdoor outlet. | Golden Leaf Electrical Services Ltd.
NULL | NULL | NULL | Electrical Permit | NULL | NULL | Withdrawn | NULL | NULL
NULL | NULL | NULL | Electrical Permit | Residential | New | Draft | Installation / Repair - Residential - lv wiring - alarm, data, cable, speakers, lighitng, shades | NULL
NULL | NULL | NULL | Electrical Permit | NULL | NULL | Draft | NULL | NULL
NULL | NULL | NULL | Electrical Permit | NULL | NULL | Draft | NULL | NULL
NULL | NULL | NULL | Gas Permit | NULL | NULL | Draft | NULL | Milani Plumbing Heating & Air Conditioning Ltd
NULL | NULL | NULL | Gas Permit | NULL | New | Draft | - Boiler replacement | NULL
NULL | NULL | NULL | Gas Permit | Residential | New | Draft | Residential - Replace boiler | NULL
NULL | NULL | NULL | Electrical Permit | Commercial | NULL | Draft | Annual / Operating | NULL
NULL | NULL | NULL | Electrical Permit | NULL | NULL | Draft | Installation / Repair - - Install 200 Amp overhead service /replace the existing 125 Amp | Amptec Electric Ltd
NULL | NULL | NULL | Gas Permit | NULL | NULL | Draft | NULL | NULL
NULL | NULL | NULL | Electrical Permit | Commercial | NULL | Withdrawn | Special Event - Connect a temporary 200 Amp potable panel with built-in receptacles, provide 1 or 2 extension cords to each tents. total with 28 extension cords. | Long Yuan Decoration Ltd
NULL | NULL | NULL | Electrical Permit | Residential | New | Withdrawn | Installation / Repair - Residential - Upgrade | NULL
NULL | NULL | NULL | Electrical Permit | Commercial | Renovation | Withdrawn | Installation / Repair - Commercial - Relocate office receptacles. | NULL
NULL | NULL | NULL | Electrical Permit | NULL | Renovation | Withdrawn | Installation / Repair - - relocate office receptacles. | NULL
EP-2022-07481 | 2022-09-08 | NULL | Electrical Permit | Commercial | New | Completed | Installation / Repair - Commercial - New O/H service & connection to pole mounted service box. 15A, 120V service for Telus microcell - pole mounted. Alley - Joint Use wood Pole ID 2656492 4149 Marguerite St, Vancouver | HighAngle Electrical Inc
NULL | NULL | NULL | Mechanical Permit | NULL | NULL | Draft | NULL | NULL
NULL | NULL | NULL | Electrical Permit | Commercial | NULL | Draft | Movie Set / Filming - To allow for Movie Set/Filming Applicant shall provide completed Contractor Declaration form, and dates of filming and associated location(s) to csinspection.clerks@vancouver.ca prior to the commencement of filming. Visit vancouver.ca/inspections for more details. | NULL
NULL | NULL | NULL | Plumbing Permit | Residential | New | Draft | Residential - new plumbing | NULL
NULL | NULL | NULL | Plumbing Permit | NULL | NULL | Draft | NULL | NULL
NULL | NULL | NULL | Plumbing Permit | NULL | NULL | Draft | NULL | NULL
NULL | NULL | NULL | Electrical Permit | Commercial | Tenant Improvement | Withdrawn | Installation / Repair - Commercial - Upgrade to Lighting - incorporate Automatic Full off | NULL
NULL | NULL | NULL | Plumbing Permit | Commercial | Addition | Draft | Commercial - The backflow device needs to be decommissioned and capped | NULL
EP-2022-07508 | 2022-09-08 | NULL | Electrical Permit | Commercial | New | Completed | Installation / Repair - Commercial - New O/H service & connection to pole mounted service box. 15A, 120V service for Telus microcell - pole mounted. Pole ID:2308339 BC112291 3790 PINE CRESCENT, | HighAngle Electrical Inc
NULL | NULL | NULL | Gas Permit | NULL | NULL | Withdrawn | NULL | NULL
NULL | NULL | NULL | Sprinkler Permit | NULL | NULL | Draft | NULL | Blue Tech Mechanical Ltd
NULL | NULL | NULL | Gas Permit | NULL | NULL | Withdrawn | NULL | Blue Tech Mechanical Ltd
NULL | NULL | NULL | Electrical Permit | Commercial | NULL | Draft | Annual / Operating | NULL
NULL | NULL | NULL | Electrical Permit | Commercial | NULL | Draft | Annual / Operating - TRANSPORTATION MAINTENANCE.. ANNUAL OPERATING PERMIT VALID FROM: JULY 18, 2021 TO JULY 17, 2022 EXPIRED PERMIT: EP-2021-06228-03 Site contact: Greg Tucker@ 604-290-1102 (Inspector: Please confirm if the SITE address is correct for the skytrain) | CoV Annual Electrical Permits
NULL | NULL | NULL | Electrical Permit | Commercial | Renovation | Withdrawn | Installation / Repair - Commercial - Installation of Videoconferencing equipment | NULL
EP-2022-07504 | 2022-09-08 | NULL | Electrical Permit | Commercial | New | Completed | Installation / Repair - Commercial - New O/H service & connection to pole mounted service box. 15A, 120V service for Telus microcell - pole mounted. Pole ID 2503428 BC112289 4239 PINE CRESCENT | HighAngle Electrical Inc
EP-2022-07507 | 2022-09-08 | NULL | Electrical Permit | Commercial | New | Completed | Installation / Repair - Commercial - New O/H service & connection to pole mounted service box. 15A, 120V service for Telus microcell - pole mounted. Pole ID:1229018 BC112290 3988 Angus Dr | HighAngle Electrical Inc
NULL | NULL | NULL | Electrical Permit | Commercial | Tenant Improvement | Draft | Installation / Repair - Commercial - replacing some Data Cabling with new to suit the new layout | Combined Systems Inc
EP-2022-07510 | 2022-09-08 | NULL | Electrical Permit | Commercial | New | Completed | Installation / Repair - Commercial - New O/H service & connection to pole mounted service box. 15A, 120V service for Telus microcell - pole mounted. Pole ID: 2620414 BC112292 1680 NANTON AVE | HighAngle Electrical Inc
NULL | NULL | NULL | Electrical Permit | NULL | NULL | Withdrawn | NULL | NULL
EP-2022-07511 | 2022-09-08 | NULL | Electrical Permit | Commercial | New | Completed | Installation / Repair - Commercial - New O/H service & connection to pole mounted service box. 15A, 120V service for Telus microcell - pole mounted. Pole ID: 2181064 BC112294 AMEND: SEPT 14/2022 Updated Pole ID 2181064 | HighAngle Electrical Inc
NULL | NULL | NULL | Plumbing Permit | Commercial | Tenant Improvement | Draft | Commercial - Level 6 TI: - Rough in for (2) Kitchen sink - Add (2) electric domestic hot water heaters - Add (2) DCVA | Division 15 Mechanical Ltd
EP-2022-07512 | 2022-09-22 | NULL | Electrical Permit | Commercial | New | Completed | Installation / Repair - Commercial - New O/H service & connection to pole mounted service box. 15A, 120V service for Telus microcell - pole mounted. Pole ID: 2119161 BC112293 | HighAngle Electrical Inc
NULL | NULL | NULL | Electrical Permit | NULL | NULL | Draft | NULL | NULL
NULL | NULL | NULL | Electrical Permit | Commercial | NULL | Draft | Annual / Operating | NULL
NULL | NULL | NULL | Plumbing Permit | Residential | New | Draft | Residential - New laneway house | NULL
NULL | NULL | NULL | Electrical Permit | NULL | NULL | Draft | NULL | NULL
NULL | NULL | NULL | Electrical Permit | NULL | NULL | Draft | NULL | NULL
NULL | NULL | NULL | Electrical Permit | NULL | NULL | Draft | NULL | NULL
NULL | NULL | NULL | Electrical Permit | Commercial | NULL | Withdrawn | Special Event - Connect a temporary 200 Amp potable panel with built-in receptacles, provide 1 or 2 extension cords to each tents. total with 28 extension cords. Event Name: 4th Chinese Cultural and Arts Festival Event Category: Community Celebration/Festival The Service selection is not new, it will be rented from United Rental. | Long Yuan Decoration Ltd
NULL | NULL | NULL | Electrical Permit | Commercial | NULL | Draft | Special Event - Connect a temporary 200 Amp potable panel with built-in receptacles, provide 1 or 2 extension cords to each tents. total with 28 extension cords. Event Name: 4th Chinese Cultural and Arts Festival Event Category: Community Celebration/Festival The Service selection is not new, it will be rented from United Rental. | Long Yuan Decoration Ltd
NULL | NULL | NULL | Electrical Permit | Commercial | NULL | Draft | Annual / Operating - Annual / Operating - Annual / Operating - To provide general repairs and maintenance when needed. Start 09/07/22 until 09/06/22 | Norben Electric (2016) Ltd
NULL | NULL | NULL | Mechanical Permit | NULL | NULL | Draft | NULL | NULL
NULL | NULL | NULL | Electrical Permit | Commercial | NULL | Draft | Movie Set / Filming - To allow for Movie Set/Filming Applicant shall provide completed Contractor Declaration form, and dates of filming and associated location(s) to csinspection.clerks@vancouver.ca prior to the commencement of filming. Visit vancouver.ca/inspections for more details. | NULL
NULL | NULL | NULL | Gas Permit | NULL | NULL | Draft | NULL | Accolade Plumbing and Heating Inc.
NULL | NULL | NULL | Electrical Permit | Commercial | Tenant Improvement | Withdrawn | Installation / Repair - Commercial - - Installation of power circuitry for Office areas ( specs TBD ). - Installation of power circuitry for manufacturing equipment (specs TBD). - Installation of power circuitry for Kitchenette Appliances, Fridge, Dishwasher, and Microwave, (specs TBD). - Installation of power for Manufacturing area Fridge (specs TBD). - Installation of power circuitry for Bathroom Fans and Exhaust Hood in a Manufacturing area (specs TBD). - Installation of power circuitry for Motorized Dumpsters for HVAC (specs TBD). - Installation of power circuitry for Rooftop HVAC Unit and inside HVAC unit (specs TBD). - Installation of Lighting circuitry in Open area and Office and Storage area as per ASHRAE Standards. - Installation of Speakers in a Office area and Storage area (specs TBD). - Installation of Emergency Lighting System up to the Newest Building Cide Addition. - Installation of power circuitry for HWT (specs TBD). - Installation of DATA runs (specs TBD). | NULL
NULL | NULL | NULL | Gas Permit | Residential | Renovation - Dwelling Unit(s) only | Draft | Residential - Upgrade one hot water tank to a tankless water heater, upgrade one boiler to a high efficiency boiler | NULL
NULL | NULL | NULL | Gas Permit | NULL | NULL | Draft | NULL | NULL
NULL | NULL | NULL | Plumbing Permit | NULL | NULL | Draft | NULL | NULL
NULL | NULL | NULL | Electrical Permit | NULL | NULL | Withdrawn | NULL | NULL
NULL | NULL | NULL | Plumbing Permit | Residential | Tenant Improvement | Draft | Residential - remove the water pipe, inspection the gas pipe, and repair the vent pipe | NULL
NULL | NULL | NULL | Gas Permit | NULL | NULL | Withdrawn | NULL | Airstream Heating & Air Conditioning Inc
NULL | NULL | NULL | Plumbing Permit | Commercial | Addition | Draft | Commercial - Installing an RPBA for a Building Water Treatment System | NULL
NULL | NULL | NULL | Electrical Permit | Commercial | Tenant Improvement | Withdrawn | Installation / Repair - Commercial - Installation of power circuitry for Office areas. - Installation of power circuitry for manufacturing equipment. - Installation of power circuitry for Kitchenette Appliances, Fridge, Dishwasher, Microwave. - Installation of power for Manufacturing area Fridge. - Installation of power circuitry for Bathroom Fans and Exhaust Hood in a Manufacturing area. - Installation of power circuitry for HRV for HVAC. - Installation of power circuitry for Rooftop HVAC Unit and inside HVAC unit. - Installation of Lighting circuitry in Open area and Office and Storage area as per ASHRAE Standards. - Installation of Speakers in an Office area and Storage area. - Installation of Emergency Lighting System. - Installation of power circuitry for HWT. - Installation of DATA runs. | Sasa Marjanovic
NULL | NULL | NULL | Plumbing Permit | NULL | NULL | Draft | NULL | NULL
NULL | NULL | NULL | Electrical Permit | Commercial | NULL | Withdrawn | Annual / Operating | NULL
NULL | NULL | NULL | Gas Permit | NULL | NULL | Draft | NULL | NULL
NULL | NULL | NULL | Mechanical Permit | NULL | NULL | Draft | NULL | NULL
NULL | NULL | NULL | Mechanical Permit | NULL | NULL | Draft | NULL | NULL
NULL | NULL | NULL | Electrical Permit | NULL | NULL | Draft | NULL | NULL
NULL | NULL | NULL | Electrical Permit | Commercial | NULL | Draft | Annual / Operating - Annual / Operating - To provide general repairs and maintenance when needed. Valid Aug 30, 2021 - Aug 29, 2022 | Norben Electric (2016) Ltd
NULL | NULL | NULL | Electrical Permit | Commercial | NULL | Draft | Annual / Operating | NULL
NULL | NULL | NULL | Electrical Permit | Commercial | NULL | Draft | Annual / Operating - Annual Electrical Operating Permit | NULL
NULL | NULL | NULL | Electrical Permit | Commercial | NULL | Draft | Movie Set / Filming - To allow for Movie Set/Filming Applicant shall provide completed Contractor Declaration form, and dates of filming and associated location(s) to csinspection.clerks@vancouver.ca prior to the commencement of filming. Visit vancouver.ca/inspections for more details. | NULL
NULL | NULL | NULL | Electrical Permit | Commercial | New | Withdrawn | Installation / Repair - Commercial - Under\ground conduit installation | NULL
NULL | NULL | NULL | Electrical Permit | NULL | NULL | Draft | NULL | NULL
NULL | NULL | NULL | Plumbing Permit | NULL | NULL | Withdrawn | NULL | Paris Plumbing And Heating Ltd
NULL | NULL | NULL | Plumbing Permit | Residential | New | Draft | Residential - Plumbing | Bison Plumbing & Heating Ltd
NULL | NULL | NULL | Electrical Permit | Commercial | NULL | Draft | Movie Set / Filming - To allow for Movie Set/Filming Applicant shall provide completed Contractor Declaration form, and dates of filming and associated location(s) to csinspection.clerks@vancouver.ca prior to the commencement of filming. Visit vancouver.ca/inspections for more details. | NULL
NULL | NULL | NULL | Electrical Permit | NULL | Renovation | Draft | Installation / Repair - - Main 600V, 1200A circuit breaker and panel interior retrofit | NULL
NULL | NULL | NULL | Plumbing Permit | NULL | NULL | Draft | NULL | NULL
NULL | NULL | NULL | Mechanical Permit | NULL | NULL | Withdrawn | NULL | NULL
NULL | NULL | NULL | Sprinkler Permit | NULL | NULL | Draft | NULL | Priority Fire Systems Ltd
NULL | NULL | NULL | Electrical Permit | Residential | New | Withdrawn | Installation / Repair - Residential - Pull power from the main electrical panel and Install an EV charger at the garage. | NULL
NULL | NULL | NULL | Sprinkler Permit | Residential | New | Draft | Residential - Install sprinklers in LWH | NULL
NULL | NULL | NULL | Plumbing Permit | NULL | NULL | Withdrawn | NULL | NULL
NULL | NULL | NULL | Electrical Permit | Commercial | Renovation | Draft | Installation / Repair - Commercial - electrical wiring for restore house (3 units) -CF-2018-010209 -fire alrm work : smoking detector at each family on each floor with strpbe lighting. active by fire water flow switch. EVSE is new. the service amount is same as before. scope lighting ; led pot light load calculation document see attached . BP: Exterior and interior alterations to the existing multiple conversion dwelling building containing three dwelling units on this inside without lane site. Work to include changes to the exterior decks and balconies and to reconstruct the third floor and roof. Entire building to be sprinklered to NFPA 13R Vinyl and wood windows are ok as per Nathaly Bahr and Lalitha Jayaraman July 6, 2021 | Dragon Electric Ltd
NULL | NULL | NULL | Mechanical Permit | NULL | NULL | Draft | NULL | NULL
EP-2022-07603 | 2022-09-09 | NULL | Electrical Permit | Commercial | NULL | Expired | Movie Set / Filming - To allow for Movie Set/Filming Applicant shall provide completed Contractor Declaration form, and dates of filming and associated location(s) to csinspection.clerks@vancouver.ca prior to the commencement of filming. Visit vancouver.ca/inspections for more details. | Vision Entertainment
NULL | NULL | NULL | Electrical Permit | Commercial | Tenant Improvement | Withdrawn | Installation / Repair - Commercial - HVAC controls. Extra low-voltage | Control Solutions Ltd
NULL | NULL | NULL | Electrical Permit | Commercial | NULL | Draft | Annual / Operating | NULL
NULL | NULL | NULL | Plumbing Permit | NULL | NULL | Draft | NULL | NULL
NULL | NULL | NULL | Gas Permit | Residential | Renovation | Draft | Residential - Run gas supply into house from the meter for range and gas fire place, and outside fire pit and bbq | NULL
NULL | NULL | NULL | Plumbing Permit | Residential | New | Draft | Residential - INSTAL SUMP AT SEATH EAST CORNER AT YHE BACK FOR LANEWAY | NULL
NULL | NULL | NULL | Electrical Permit | NULL | NULL | Withdrawn | NULL | NULL
NULL | NULL | NULL | Sprinkler Permit | Commercial | Tenant Improvement | Withdrawn | Commercial - Adjust (x1) sprinkler head up to fit new ceiling height | NULL
NULL | NULL | NULL | Electrical Permit | NULL | NULL | Draft | NULL | NULL
NULL | NULL | NULL | Electrical Permit | NULL | NULL | Draft | NULL | NULL
NULL | NULL | NULL | Plumbing Permit | Residential | New | Draft | Residential - Plumbing | NULL
NULL | NULL | NULL | Plumbing Permit | NULL | NULL | Withdrawn | NULL | NULL
NULL | NULL | NULL | Electrical Permit | NULL | NULL | Draft | NULL | NULL
NULL | NULL | NULL | Plumbing Permit | Residential | New | Draft | Residential - Plumbing to a new construction | Atlantic Coast Mechanical Ltd
NULL | NULL | NULL | Gas Permit | NULL | NULL | Withdrawn | NULL | NULL
NULL | NULL | NULL | Mechanical Permit | NULL | NULL | Withdrawn | NULL | NULL
NULL | NULL | NULL | Electrical Permit | Residential | Addition | Draft | Installation / Repair - Residential - upgrate electrical service from 100 A to 200 A | Xian Zhao
NULL | NULL | NULL | Electrical Permit | Residential | Renovation | Draft | Installation / Repair - Residential - upgreat electrical service from 100 A to 200 A | Xian Zhao
NULL | NULL | NULL | Gas Permit | Residential | Renovation - Dwelling Unit(s) only | Draft | Residential - Upgrade one hot water tank to a tankless water heater, and upgrade one boiler to a high efficiency boiler | NULL
NULL | NULL | NULL | Electrical Permit | Residential | New | Draft | Temporary Power - Residential - To provide temporary power. | NULL
NULL | NULL | NULL | Electrical Permit | NULL | NULL | Draft | NULL | NULL
NULL | NULL | NULL | Gas Permit | NULL | NULL | Draft | NULL | NULL
NULL | NULL | NULL | Electrical Permit | NULL | NULL | Draft | Installation / Repair - | G.S.G. Electric Ltd.
NULL | NULL | NULL | Electrical Permit | NULL | NULL | Withdrawn | NULL | NULL
NULL | NULL | NULL | Mechanical Permit | NULL | NULL | Draft | NULL | Ashton Service Group/Ashton Mechanical Ltd.
NULL | NULL | NULL | Sprinkler Permit | NULL | NULL | Draft | NULL | NULL
NULL | NULL | NULL | Electrical Permit | NULL | NULL | Withdrawn | NULL | NULL
NULL | NULL | NULL | Sprinkler Permit | NULL | NULL | Draft | NULL | Tyco Integrated Fire & Security Canada Inc/Tyco Feu Et Securite Integres Canada Inc
NULL | NULL | NULL | Electrical Permit | NULL | NULL | Draft | NULL | NULL
NULL | NULL | NULL | Mechanical Permit | NULL | NULL | Draft | NULL | NULL
NULL | NULL | NULL | Electrical Permit | NULL | NULL | Withdrawn | NULL | NULL
NULL | NULL | NULL | Sprinkler Permit | NULL | NULL | Draft | NULL | Troy Life & Fire Safety Limited Protection Incendia Troyu Ltee
NULL | NULL | NULL | Plumbing Permit | NULL | NULL | Draft | NULL | Artisan Plumbing & Heating Ltd
NULL | NULL | NULL | Mechanical Permit | NULL | NULL | Withdrawn | NULL | Ashton Service Group/Ashton Mechanical Ltd.
NULL | NULL | NULL | Plumbing Permit | Residential | Renovation | Draft | Residential - New Piping | Karan Plumbing & Heating Ltd
NULL | NULL | NULL | Plumbing Permit | Residential | New | Draft | Residential - Installation of Sumps: Two sumps with pumps- Drain tile and sewage. One sump - gravity- For Rain Water (RWL) | NULL
NULL | NULL | NULL | Electrical Permit | NULL | NULL | Withdrawn | NULL | NULL
EP-2022-07684 | 2022-09-12 | NULL | Electrical Permit | Commercial | NULL | Expired | Movie Set / Filming - To allow for Movie Set/Filming Applicant shall provide completed Contractor Declaration form, and dates of filming and associated location(s) to csinspection.clerks@vancouver.ca prior to the commencement of filming. Visit vancouver.ca/inspections for more details. | Means of Production Inc
NULL | NULL | NULL | Plumbing Permit | NULL | NULL | Withdrawn | NULL | NULL
NULL | NULL | NULL | Electrical Permit | NULL | NULL | Draft | NULL | NULL
NULL | NULL | NULL | Electrical Permit | Commercial | New | Draft | Installation / Repair - Commercial - Install all extra low voltage wiring, Install Cat 6 communication cabling for voice, data. Installation of speaker wiring and equipment. | NULL
NULL | NULL | NULL | Plumbing Permit | Residential | Renovation | Draft | Residential - I wanna add one sump for permit. My permit number is (pp-2022-02987-01 | NULL
NULL | NULL | NULL | Electrical Permit | NULL | NULL | Withdrawn | NULL | NULL
NULL | NULL | NULL | Sprinkler Permit | Commercial | Tenant Improvement | Draft | Commercial - UNIT #300 - relocate sprinkler heads for new layout #300 Interior alterations to #300 on the 3rd floor to provide tenant improvement for an existing tenant (Information Communication Technology Manufacturing - Group F2) at this existing 4-Storey Commercial/Industrial building at this site. Scope of work is to remove millwork in the area to the south of the existing elevator for area of refuge. | Alco Fire Protection Ltd
NULL | NULL | NULL | Plumbing Permit | Commercial | New | Draft | Commercial - Installation of Toilet, Bathroom and Kitchen sinks with drainage. Installation of water lines. | NULL
NULL | NULL | NULL | Plumbing Permit | NULL | NULL | Draft | NULL | J B Siteworks Inc
NULL | NULL | NULL | Sprinkler Permit | NULL | NULL | Withdrawn | NULL | NULL
NULL | NULL | NULL | Electrical Permit | NULL | NULL | Draft | NULL | NULL
NULL | NULL | NULL | Electrical Permit | Residential | New | Draft | Temporary Power - Residential - To provide temporary power. | NULL
NULL | NULL | NULL | Mechanical Permit | NULL | NULL | Draft | NULL | NULL
NULL | NULL | NULL | Gas Permit | NULL | NULL | Draft | NULL | Reid Brothers Plumbing & Heating Ltd
NULL | NULL | NULL | Gas Permit | NULL | NULL | Draft | NULL | Reid Brothers Plumbing & Heating Ltd
NULL | NULL | NULL | Electrical Permit | Commercial | Tenant Improvement | Draft | Installation / Repair - Commercial - wire and install receptacle and circuit for new coffee machine | Accurate Electric Ltd.
EP-2022-07748 | 2022-09-22 | NULL | Electrical Permit | Commercial | NULL | Expired | Movie Set / Filming - To allow for Movie Set/Filming Applicant shall provide completed Contractor Declaration form, and dates of filming and associated location(s) to csinspection.clerks@vancouver.ca prior to the commencement of filming. Visit vancouver.ca/inspections for more details. | SF Films Incorporated
NULL | NULL | NULL | Gas Permit | NULL | NULL | Draft | NULL | NULL
NULL | NULL | NULL | Electrical Permit | Commercial | Renovation | Draft | Installation / Repair - Commercial - Installation of lights, Plugs, low voltage piping, and exit sign. >BP: Interior alterations only to consolidate existing office units #200, #205, #210, #215, #220, #225 and #230 into one unit (retaining #200) for a new office tenant in this existing commercial building. Scope of work: remove demising walls, partition walls, doors and construct new partition walls, doors, finishes, new staff kitchen, lighting, electrical, plumbing and sprinkler work. Architectural Schedule A submitted by Narjes (Nadi) Miri, Architect AIBC, ph: 778-997-9421 Building Sprinklered - Separate sprinkler permit required for proposed sprinkler work. OK For Field Review per K. Vogt - Feb 10/22 E2 - Lighting - Upgrade to incorporate Scheduled Shutoff (per 9.4.1.1.(i) of ASHRAE 90.1-2016) Energy checklist is currently no longer required with your Building Permit (BP) application. Some supporting documents are still required at BP stage, specifically Envelope and HVAC, if applicable. Service Water Heating and Lighting supporting documents, if applicable, must be submitted with your related trades permits (e.g. electrical and plumbing). All energy upgrades will be checked during inspections stage. It is the applicant's responsibility to identify and note all required upgrades including energy upgrades on their BP drawings at BP stage. | E S R Electric Ltd
NULL | NULL | NULL | Electrical Permit | NULL | NULL | Withdrawn | NULL | NULL
NULL | NULL | NULL | Electrical Permit | NULL | NULL | Draft | NULL | NULL
NULL | NULL | NULL | Plumbing Permit | NULL | NULL | Draft | NULL | NULL
EP-2022-07788 | 2022-09-15 | NULL | Electrical Permit | Commercial | NULL | Expired | Movie Set / Filming - To allow for Movie Set/Filming Applicant shall provide completed Contractor Declaration form, and dates of filming and associated location(s) to csinspection.clerks@vancouver.ca prior to the commencement of filming. Visit vancouver.ca/inspections for more details. | Water Tower Production Services Inc
EP-2022-07722 | 2022-09-13 | NULL | Electrical Permit | Commercial | NULL | Expired | Movie Set / Filming - To allow for Movie Set/Filming Applicant shall provide completed Contractor Declaration form, and dates of filming and associated location(s) to csinspection.clerks@vancouver.ca prior to the commencement of filming. Visit vancouver.ca/inspections for more details. | Means of Production Inc
NULL | NULL | NULL | Plumbing Permit | NULL | Addition | Withdrawn | - vj | NULL
NULL | NULL | NULL | Electrical Permit | NULL | NULL | Draft | NULL | NULL
NULL | NULL | NULL | Plumbing Permit | Residential | New | Draft | Residential - Install one outside storm sump | PTL Contracting Ltd
EP-2022-07741 | 2022-09-15 | NULL | Electrical Permit | Commercial | New | Completed | Installation / Repair - Commercial - Shaw power supply mounted on BC Hydro pole # 2584779 close to premises | Harbourview Electric Ltd
NULL | NULL | NULL | Electrical Permit | NULL | NULL | Draft | NULL | NULL
NULL | NULL | NULL | Electrical Permit | Commercial | Renovation | Draft | Installation / Repair - Commercial - Minor renovation Add power for counter cash desks Replace misc lights and plugs | NULL
NULL | NULL | NULL | Electrical Permit | NULL | Renovation | Draft | Installation / Repair - - renovation - Replace misc lights and install cash desk power | NULL
NULL | NULL | NULL | Electrical Permit | Commercial | Renovation | Draft | Installation / Repair - Commercial - Renovation - Replace misc lights and install power for cash desks | NULL
NULL | NULL | NULL | Electrical Permit | NULL | NULL | Draft | NULL | NULL
NULL | NULL | NULL | Electrical Permit | NULL | NULL | Draft | NULL | NULL
NULL | NULL | NULL | Electrical Permit | NULL | NULL | Draft | NULL | NULL
NULL | NULL | NULL | Plumbing Permit | NULL | NULL | Draft | NULL | NULL
NULL | NULL | NULL | Plumbing Permit | Residential | Renovation | Withdrawn | Residential - reno replace fixture replace tub and shower | NULL
EP-2022-07754 | 2022-09-15 | NULL | Electrical Permit | Commercial | NULL | Expired | Special Event - Provide power for Gordon Food Service show September 21, 2022 P.N.E. | Riviers Electric Services Inc
NULL | NULL | NULL | Electrical Permit | Commercial | NULL | Withdrawn | Special Event - Power for video wall for game | NULL
EP-2022-07755 | NULL | NULL | Electrical Permit | Commercial | NULL | Withdrawn | Special Event - Power for video wall for game | Riviers Electric Services Inc
NULL | NULL | NULL | Electrical Permit | Commercial | Renovation | Draft | Installation / Repair - Commercial - Renovation Install power for cash desks replace misc lights | NULL
NULL | NULL | NULL | Electrical Permit | Commercial | Renovation | Withdrawn | Installation / Repair - Commercial - Installation of new electric hot water tank | NULL
NULL | NULL | NULL | Electrical Permit | NULL | NULL | Draft | NULL | NULL
NULL | NULL | NULL | Mechanical Permit | NULL | NULL | Draft | NULL | MCKIM MECHANICAL
NULL | NULL | NULL | Mechanical Permit | NULL | NULL | Draft | NULL | MCKIM MECHANICAL
NULL | NULL | NULL | Electrical Permit | NULL | NULL | Draft | NULL | NULL
NULL | NULL | NULL | Plumbing Permit | NULL | NULL | Withdrawn | NULL | NULL
NULL | NULL | NULL | Mechanical Permit | NULL | NULL | Withdrawn | NULL | NULL
NULL | NULL | NULL | Electrical Permit | Commercial | NULL | Withdrawn | Annual / Operating | NULL
NULL | NULL | NULL | Plumbing Permit | Residential | New | Draft | Residential - Whole house | NULL
NULL | NULL | NULL | Plumbing Permit | NULL | NULL | Draft | NULL | Karan Plumbing & Heating Ltd
NULL | NULL | NULL | Electrical Permit | Commercial | NULL | Draft | Movie Set / Filming - To allow for Movie Set/Filming Applicant shall provide completed Contractor Declaration form, and dates of filming and associated location(s) to csinspection.clerks@vancouver.ca prior to the commencement of filming. Visit vancouver.ca/inspections for more details. | NULL
NULL | NULL | NULL | Electrical Permit | NULL | NULL | Withdrawn | NULL | NULL
EP-2022-07827 | 2022-09-19 | NULL | Electrical Permit | Commercial | NULL | Expired | Movie Set / Filming - To allow for Movie Set/Filming Applicant shall provide completed Contractor Declaration form, and dates of filming and associated location(s) to csinspection.clerks@vancouver.ca prior to the commencement of filming. Visit vancouver.ca/inspections for more details. | Pico Productions (BC) Limited
NULL | NULL | NULL | Plumbing Permit | NULL | NULL | Draft | NULL | NULL
NULL | NULL | NULL | Sprinkler Permit | Commercial | New | Draft | Commercial - Installation of a wet sprinkler system in blaze master piping with standard white sprinkler heads and using the code requirements NFPA 13R. | BLACK TUSK FIRE & SECURITY
NULL | NULL | NULL | Electrical Permit | NULL | NULL | Draft | NULL | NULL
NULL | NULL | NULL | Electrical Permit | Commercial | NULL | Draft | Annual / Operating | NULL
EP-2022-08726 | 2022-10-18 | NULL | Electrical Permit | Commercial | NULL | Expired | Movie Set / Filming - To allow for Movie Set/Filming. Applicant shall provide completed Contractor Declaration form, and dates of filming and associated location(s) to csinspection.clerks@vancouver.ca prior to the commencement of filming. Visit vancouver.ca/inspections for more details. | TNG Television Productions Ltd
NULL | NULL | NULL | Electrical Permit | Commercial | NULL | Withdrawn | Annual / Operating | NULL
NULL | NULL | NULL | Electrical Permit | NULL | NULL | Draft | NULL | NULL
NULL | NULL | NULL | Plumbing Permit | NULL | NULL | Draft | NULL | NULL
NULL | NULL | NULL | Plumbing Permit | Residential | Addition | Draft | Residential - House is being lifted to make the basement taller. New fixtures are being added in the basement. Two existing stacks are being hooked back up. New water line is being fed from curb stop. | NULL
NULL | NULL | NULL | Plumbing Permit | NULL | NULL | Draft | NULL | NULL
NULL | NULL | NULL | Plumbing Permit | NULL | NULL | Draft | NULL | NULL
NULL | NULL | NULL | Electrical Permit | Commercial | NULL | Draft | Annual / Operating | NULL
NULL | NULL | NULL | Electrical Permit | NULL | NULL | Draft | NULL | NULL
NULL | NULL | NULL | Electrical Permit | Commercial | NULL | Draft | Annual / Operating | NULL
NULL | NULL | NULL | Electrical Permit | NULL | NULL | Draft | NULL | NULL
NULL | NULL | NULL | Gas Permit | Residential | New | Draft | Residential - 40 gallon hot water tank replacement | NULL
NULL | NULL | NULL | Plumbing Permit | NULL | NULL | Draft | NULL | NULL
NULL | NULL | NULL | Plumbing Permit | Residential | New | Draft | Residential - One Sump No Pump | Canadian Excavating Ltd
NULL | NULL | NULL | Electrical Permit | NULL | NULL | Withdrawn | NULL | NULL
NULL | NULL | NULL | Plumbing Permit | Commercial | New | Withdrawn | Commercial - Residential plumbing | Pitt Meadows Plumbing & Mechanical Systems (2001) Ltd
NULL | NULL | NULL | Plumbing Permit | NULL | NULL | Draft | NULL | NULL
NULL | NULL | NULL | Electrical Permit | Commercial | NULL | Draft | Annual / Operating | NULL
NULL | NULL | NULL | Electrical Permit | Residential | New | Draft | Temporary Power - Residential - To provide temporary power. | NULL
NULL | NULL | NULL | Sprinkler Permit | NULL | NULL | Draft | NULL | Hydroworks Contracting Ltd
NULL | NULL | NULL | Electrical Permit | Residential | New | Draft | Installation / Repair - Residential | NULL
NULL | NULL | NULL | Sprinkler Permit | Residential | New | Draft | Residential - fixture | East West Plumbing (2007) Ltd
NULL | NULL | NULL | Plumbing Permit | NULL | NULL | Withdrawn | NULL | Vanguard Mechanical Ltd
NULL | NULL | NULL | Electrical Permit | Residential | New | Withdrawn | Installation / Repair - Residential - extra low voltage, Data Cables | NULL
NULL | NULL | NULL | Electrical Permit | NULL | NULL | Draft | NULL | NULL
NULL | NULL | NULL | Plumbing Permit | NULL | NULL | Withdrawn | NULL | Vanguard Mechanical Ltd
NULL | NULL | NULL | Electrical Permit | Residential | Renovation - Dwelling Unit(s) only | Withdrawn | Installation / Repair - Residential - Add receptacle to Office Re&Re of Kitchen Peninsula Relocate Washer Wire for back lit vanity mirrors x 3 Replace all devices with new | TCA Industries Ltd
NULL | NULL | NULL | Sprinkler Permit | NULL | NULL | Draft | NULL | NULL
NULL | NULL | NULL | Sprinkler Permit | NULL | NULL | Draft | NULL | NULL
NULL | NULL | NULL | Electrical Permit | NULL | Renovation - Dwelling Unit(s) only | Draft | Installation / Repair - - Kitchen Renovation, moving some wires and deleting wall | NULL
NULL | NULL | NULL | Electrical Permit | Commercial | New | Draft | Installation / Repair - Commercial - Data, Telephone, Paging | Teson Solutions Ltd
NULL | NULL | NULL | Electrical Permit | NULL | Renovation - Dwelling Unit(s) only | Draft | Installation / Repair - - Kitchen Reno, moving wiring from wall that is being deleted | NULL
NULL | NULL | NULL | Electrical Permit | Commercial | NULL | Draft | Annual / Operating | NULL
NULL | NULL | NULL | Electrical Permit | Residential | Renovation - Dwelling Unit(s) only | Draft | Installation / Repair - Residential - Moving kitchen wiring due to wall being deleted | NULL
NULL | NULL | NULL | Electrical Permit | NULL | NULL | Withdrawn | NULL | NULL
NULL | NULL | NULL | Gas Permit | NULL | NULL | Draft | NULL | Sunrise Heating and Cooling Ltd
NULL | NULL | NULL | Electrical Permit | Residential | Addition | Draft | Installation / Repair - Residential - Air conditioning Unit/ Heat pump wiring. | NULL
NULL | NULL | NULL | Mechanical Permit | NULL | NULL | Draft | NULL | NULL
NULL | NULL | NULL | Mechanical Permit | NULL | NULL | Withdrawn | NULL | NULL
NULL | NULL | NULL | Electrical Permit | NULL | NULL | Draft | NULL | NULL
NULL | NULL | NULL | Electrical Permit | NULL | NULL | Draft | NULL | NULL
NULL | NULL | NULL | Plumbing Permit | NULL | NULL | Draft | NULL | NULL
NULL | NULL | NULL | Electrical Permit | NULL | NULL | Draft | NULL | NULL
NULL | NULL | NULL | Plumbing Permit | Commercial | New | Withdrawn | Commercial - 2 residential towers starting on level 7; T3 up to level 34, T4 up to level 44. | Pitt Meadows Plumbing & Mechanical Systems (2001) Ltd
NULL | NULL | NULL | Plumbing Permit | NULL | NULL | Draft | NULL | NULL
NULL | NULL | NULL | Electrical Permit | NULL | NULL | Draft | NULL | NULL
NULL | NULL | NULL | Plumbing Permit | NULL | NULL | Draft | NULL | NULL
NULL | NULL | NULL | Sprinkler Permit | NULL | NULL | Draft | NULL | Metro City Fire Protection Ltd
EP-2022-07859 | 2022-09-21 | NULL | Electrical Permit | Commercial | New | Completed | Installation / Repair - Commercial - installation of u/g ducting, bases and 1 x 49w LED new streetlight / 2 x 83w LED new streetlights, -work is located on Woodstock Avenue / Main Street / E 41st Avenue | Trans-Western Electric Ltd
NULL | NULL | NULL | Plumbing Permit | NULL | NULL | Draft | NULL | NULL
NULL | NULL | NULL | Gas Permit | Residential | New | Draft | Residential - One fireplace | NULL
NULL | NULL | NULL | Electrical Permit | NULL | NULL | Draft | NULL | NULL
NULL | NULL | NULL | Electrical Permit | Commercial | New | Draft | Temporary Power - Commercial - To provide temporary power. | K S Maude Electric Ltd
NULL | NULL | NULL | Mechanical Permit | NULL | NULL | Draft | NULL | Reid Brothers Plumbing & Heating Ltd
NULL | NULL | NULL | Plumbing Permit | NULL | NULL | Draft | NULL | Even Flow Plumbing
NULL | NULL | NULL | Electrical Permit | Commercial | NULL | Draft | Movie Set / Filming - To allow for Movie Set/Filming Applicant shall provide completed Contractor Declaration form, and dates of filming and associated location(s) to csinspection.clerks@vancouver.ca prior to the commencement of filming. Visit vancouver.ca/inspections for more details. | NULL
NULL | NULL | NULL | Plumbing Permit | NULL | NULL | Withdrawn | NULL | Pitt Meadows Plumbing & Mechanical Systems (2001) Ltd
NULL | NULL | NULL | Electrical Permit | Residential | Renovation | Draft | Installation / Repair - Residential - upgrad electrical service from100A to 200A | Xian Zhao
NULL | NULL | NULL | Sprinkler Permit | NULL | NULL | Draft | NULL | NULL
NULL | NULL | NULL | Electrical Permit | Residential | NULL | Draft | Installation / Repair - Residential - upgret electrical service from 100 A to 200 A | Xian Zhao
NULL | NULL | NULL | Electrical Permit | Commercial | NULL | Draft | Annual / Operating - Upgrade electrical service from 100 A to 200 A | Xian Zhao
NULL | NULL | NULL | Gas Permit | NULL | NULL | Withdrawn | NULL | Hillcrest Plumbing & Heating (1967) Ltd
NULL | NULL | NULL | Gas Permit | NULL | New | Withdrawn | - Bosch 36" Gas Cooktop | Han Appliances & Refrigeration Ltd
NULL | NULL | NULL | Electrical Permit | NULL | NULL | Withdrawn | NULL | NULL
NULL | NULL | NULL | Electrical Permit | NULL | NULL | Draft | NULL | NULL
NULL | NULL | NULL | Electrical Permit | NULL | NULL | Draft | NULL | NULL
NULL | NULL | NULL | Electrical Permit | Commercial | NULL | Draft | Movie Set / Filming - To allow for Movie Set/Filming Applicant shall provide completed Contractor Declaration form, and dates of filming and associated location(s) to csinspection.clerks@vancouver.ca prior to the commencement of filming. Visit vancouver.ca/inspections for more details. | NULL
NULL | NULL | NULL | Gas Permit | NULL | NULL | Draft | NULL | Thomson Industries Ltd
NULL | NULL | NULL | Electrical Permit | Residential | Renovation - Dwelling Unit(s) only | Draft | Installation / Repair - Residential | Hot Electric Inc.
NULL | NULL | NULL | Mechanical Permit | NULL | NULL | Draft | NULL | NULL
NULL | NULL | NULL | Electrical Permit | NULL | NULL | Draft | NULL | NULL
NULL | NULL | NULL | Electrical Permit | Commercial | Tenant Improvement | Draft | Installation / Repair - Commercial - REPLACE EXISTING LIGHTS, NEW EM LIGHTS, NEW DEVICES, LIGHTING CONTROL, NEW SUB PANEL, MECHANICAL WIRING. | Deltec Electric Ltd
NULL | NULL | NULL | Electrical Permit | NULL | NULL | Draft | NULL | NULL
NULL | NULL | NULL | Plumbing Permit | Commercial | New | Draft | Commercial - adding vanity sink in suite 136 | NULL
EP-2022-07940 | 2022-09-21 | NULL | Electrical Permit | Commercial | NULL | Expired | Movie Set / Filming - To allow for Movie Set/Filming Applicant shall provide completed Contractor Declaration form, and dates of filming and associated location(s) to csinspection.clerks@vancouver.ca prior to the commencement of filming. Visit vancouver.ca/inspections for more details. | Valiant One (Brightlight) Productions Inc
NULL | NULL | NULL | Electrical Permit | Commercial | New | Withdrawn | Temporary Power - Commercial - To provide temporary power. WARNING - Contaminated environmental media may be present A qualified environmental consultant should be available to identify, characterize and appropriately manage any environmental media that may be contaminated, or soil which may exceed the standards triggering a Contaminated Soil Relocation Agreement and may be encountered during any future subsurface work at the site. Schedule B conditions of the CoC states that the vapour attenuation factors were selected based on assumptions about the structures, locations and depths of buildings existing or expected on the site including: Any buildings constructed on the site must have a foundation slab located no more than 6m below site grade as of October 27, 2017. | Nightingale Electric Ltd
NULL | NULL | NULL | Electrical Permit | Commercial | NULL | Draft | Annual / Operating | NULL
NULL | NULL | NULL | Electrical Permit | Commercial | Addition | Withdrawn | Installation / Repair - Commercial - Relocate power outlet. | Coastland Electric Ltd
NULL | NULL | NULL | Electrical Permit | NULL | NULL | Withdrawn | NULL | NULL
NULL | NULL | NULL | Electrical Permit | Commercial | NULL | Draft | Movie Set / Filming - To allow for Movie Set/Filming Applicant shall provide completed Contractor Declaration form, and dates of filming and associated location(s) to csinspection.clerks@vancouver.ca prior to the commencement of filming. Visit vancouver.ca/inspections for more details. | NULL
NULL | NULL | NULL | Electrical Permit | NULL | NULL | Draft | NULL | NULL
NULL | NULL | NULL | Sprinkler Permit | NULL | NULL | Draft | NULL | NULL
NULL | NULL | NULL | Electrical Permit | Commercial | NULL | Draft | Annual / Operating | NULL
NULL | NULL | NULL | Plumbing Permit | NULL | NULL | Draft | NULL | NULL
NULL | NULL | NULL | Plumbing Permit | NULL | NULL | Draft | NULL | NULL
NULL | NULL | NULL | Plumbing Permit | Residential | New | Withdrawn | Residential - Finishing plumbing | NULL
NULL | NULL | NULL | Electrical Permit | Residential | Renovation - Dwelling Unit(s) only | Withdrawn | Installation / Repair - Residential - remove suite wiring | NULL
NULL | NULL | NULL | Electrical Permit | NULL | NULL | Withdrawn | NULL | NULL
NULL | NULL | NULL | Plumbing Permit | Commercial | Tenant Improvement | Draft | Commercial - Plumbing | NULL
EP-2022-07943 | 2022-09-19 | NULL | Electrical Permit | Commercial | NULL | Expired | Movie Set / Filming - To allow for Movie Set/Filming Applicant shall provide completed Contractor Declaration form, and dates of filming and associated location(s) to csinspection.clerks@vancouver.ca prior to the commencement of filming. Visit vancouver.ca/inspections for more details. | Means of Production Inc
NULL | NULL | NULL | Electrical Permit | Commercial | NULL | Draft | Annual / Operating - 80 KW generator Load Bank test | NULL
NULL | NULL | NULL | Gas Permit | Residential | New | Draft | Residential | NULL
NULL | NULL | NULL | Electrical Permit | NULL | Renovation | Withdrawn | Installation / Repair - | NULL
NULL | NULL | NULL | Electrical Permit | Commercial | NULL | Withdrawn | Annual / Operating | NULL
NULL | NULL | NULL | Electrical Permit | Commercial | Tenant Improvement | Withdrawn | Installation / Repair - Commercial - No change to existing service; Electrical installation for heat pump; BP not required; Mechanical permit to be obtained ; | Moore And Russell Heating And Air Conditioning Ltd
NULL | NULL | NULL | Plumbing Permit | Residential | New | Withdrawn | Residential - I’ll be taking over the project and doing finishing only | NULL
EP-2022-07957 | 2022-09-22 | NULL | Electrical Permit | Commercial | New | Completed | Installation / Repair - Commercial - Shaw Power supply on BC Hydro Pole # 2460657 close to premises - At rear lane of House located @ 6892 Marguerite Street | Harbourview Electric Ltd
NULL | NULL | NULL | Plumbing Permit | NULL | NULL | Withdrawn | NULL | NULL
NULL | NULL | NULL | Gas Permit | NULL | NULL | Draft | NULL | Daniel Paul John
NULL | NULL | NULL | Electrical Permit | NULL | NULL | Draft | NULL | NULL
NULL | NULL | NULL | Plumbing Permit | NULL | NULL | Draft | NULL | NULL
NULL | NULL | NULL | Electrical Permit | NULL | NULL | Withdrawn | NULL | NULL
NULL | NULL | NULL | Electrical Permit | Commercial | NULL | Draft | Movie Set / Filming - To allow for Movie Set/Filming Applicant shall provide completed Contractor Declaration form, and dates of filming and associated location(s) to csinspection.clerks@vancouver.ca prior to the commencement of filming. Visit vancouver.ca/inspections for more details. | NULL
NULL | NULL | NULL | Gas Permit | NULL | NULL | Withdrawn | NULL | NULL
NULL | NULL | NULL | Electrical Permit | NULL | NULL | Withdrawn | NULL | NULL
NULL | NULL | NULL | Gas Permit | NULL | NULL | Withdrawn | NULL | NULL
NULL | NULL | NULL | Electrical Permit | Commercial | NULL | Draft | Annual / Operating | NULL
NULL | NULL | NULL | Mechanical Permit | NULL | NULL | Draft | NULL | NULL
EP-2022-08008 | 2022-09-23 | NULL | Electrical Permit | Commercial | NULL | Expired | Movie Set / Filming - To allow for Movie Set/Filming Applicant shall provide completed Contractor Declaration form, and dates of filming and associated location(s) to csinspection.clerks@vancouver.ca prior to the commencement of filming. Visit vancouver.ca/inspections for more details. | Stage 49 Ltd
NULL | NULL | NULL | Mechanical Permit | NULL | NULL | Draft | NULL | NULL
NULL | NULL | NULL | Sprinkler Permit | NULL | NULL | Draft | NULL | NULL
NULL | NULL | NULL | Mechanical Permit | NULL | NULL | Draft | NULL | FAST ROUTE PLUMBING & REFRIGERATION MECHANICAL LTD
NULL | NULL | NULL | Gas Permit | Residential | Renovation | Withdrawn | Residential - re re combi boiler | NULL
NULL | NULL | NULL | Electrical Permit | Commercial | Renovation | Withdrawn | Installation / Repair - Commercial - Relocate existing lighting as needed to accomodate newly divided spaces and install lighting controls for this lighting.Install new powerpoints as needed; relocate and install emergency lighting as needed; relocate electrical panels as needed to accomodate new flooring layout. >BP: Interior alterations to provide improvements to demise existing units on the ground and 3rd level of this existing commercial building on this site. | ANS Electrical Installations Ltd
NULL | NULL | NULL | Plumbing Permit | Residential | New | Draft | Residential - Out side sump | APPLEHILL EXCAVATING LTD.
NULL | NULL | NULL | Plumbing Permit | NULL | NULL | Draft | NULL | NULL
NULL | NULL | NULL | Sprinkler Permit | NULL | NULL | Draft | NULL | NULL
NULL | NULL | NULL | Mechanical Permit | NULL | NULL | Draft | NULL | NULL
NULL | NULL | NULL | Gas Permit | Residential | New | Draft | Residential - Complete 2 boilers,2 Range,2 bbq | NULL
NULL | NULL | NULL | Gas Permit | Residential | New | Draft | Residential - Complete 2 boilers, 2 range, 2 bbq | NULL
NULL | NULL | NULL | Electrical Permit | Commercial | Renovation | Withdrawn | Installation / Repair - Commercial - We are redoing a store. It was fully demoed back to original 4 walls and we will be installing all new electrical components to the store | Douglas Millington o/a Moose Electric
NULL | NULL | NULL | Electrical Permit | NULL | NULL | Withdrawn | NULL | NULL
NULL | NULL | NULL | Electrical Permit | Commercial | Renovation | Draft | Installation / Repair - Commercial - construction of new new restaurant and ancillary retail | WESTPEAK ELECTRICAL LTD
NULL | NULL | NULL | Plumbing Permit | NULL | NULL | Draft | NULL | NULL
NULL | NULL | NULL | Plumbing Permit | NULL | NULL | Draft | NULL | NULL
NULL | NULL | NULL | Electrical Permit | Commercial | Renovation | Draft | Installation / Repair - Commercial - Installation / Repair - Commercial - Installation of new 347/600 volt underground service with transformers to re-connect existing services. This work is part of BC Hydro “H” frame elimination project in Chinatown area. Building permit work description: 249 Keefer St Exterior alterations to install outdoor electrical equipment at the rear of this existing Restaurant/office building to provide a new electrical room for the BC Hydro "H" frame elimination project. Building Sprinklered – Building inspector to determine on site if a separate sprinkler permit is required. OK for Field Review per Kim V - June 2, 2020 | Advanco Electric Ltd
NULL | NULL | NULL | Electrical Permit | Commercial | New | Draft | Installation / Repair - Commercial - Adding receptacles, exit signs and lighting to the space. | NULL
NULL | NULL | NULL | Electrical Permit | NULL | NULL | Withdrawn | NULL | NULL
NULL | NULL | NULL | Plumbing Permit | Residential | New | Withdrawn | Residential | NULL
NULL | NULL | NULL | Plumbing Permit | Residential | New | Withdrawn | Residential - Plumbing | NULL
NULL | NULL | NULL | Electrical Permit | NULL | NULL | Draft | NULL | NULL
NULL | NULL | NULL | Plumbing Permit | NULL | NULL | Withdrawn | NULL | NULL
NULL | NULL | NULL | Plumbing Permit | Commercial | Addition | Draft | Commercial - Install water filter with backflow device. | NULL
NULL | NULL | NULL | Gas Permit | Residential | Renovation | Draft | Residential - Installation of 1 gas fireplace - venting and hook up only | Urban Fireplaces Ltd
NULL | NULL | NULL | Mechanical Permit | NULL | NULL | Draft | NULL | NULL
NULL | NULL | NULL | Mechanical Permit | NULL | NULL | Draft | NULL | NULL
NULL | NULL | NULL | Gas Permit | Residential | Renovation | Draft | Residential - replace hot water heater with tankless | Mainland Plumbing & Heating
NULL | NULL | NULL | Plumbing Permit | NULL | NULL | Draft | NULL | NULL
NULL | NULL | NULL | Mechanical Permit | NULL | NULL | Withdrawn | NULL | NULL
NULL | NULL | NULL | Plumbing Permit | Residential | Renovation | Draft | Residential - Replace 11 fixtures and some water lines | NULL
NULL | NULL | NULL | Electrical Permit | NULL | NULL | Draft | NULL | NULL
NULL | NULL | NULL | Gas Permit | Residential | New | Withdrawn | Residential - Iron piping will be use for gas. Four gas ranges, two barbecues and two boilers | NULL
NULL | NULL | NULL | Mechanical Permit | NULL | NULL | Withdrawn | NULL | Airstream Heating & Air Conditioning Inc
NULL | NULL | NULL | Plumbing Permit | NULL | NULL | Draft | NULL | NULL
NULL | NULL | NULL | Plumbing Permit | Residential | New | Draft | Residential - outside sump Installation | NULL
NULL | NULL | NULL | Plumbing Permit | Residential | New | Draft | Residential - outside sump Installation | NULL
NULL | NULL | NULL | Plumbing Permit | Residential | New | Draft | Residential - PLUMBING AND HEATING | NULL
NULL | NULL | NULL | Plumbing Permit | Residential | New | Draft | Residential - outside sump Installation | NULL
NULL | NULL | NULL | Plumbing Permit | NULL | NULL | Draft | NULL | NULL
NULL | NULL | NULL | Gas Permit | Commercial | Tenant Improvement | Draft | Commercial - Re and re of 1 gas dryer | NULL
NULL | NULL | NULL | Plumbing Permit | NULL | NULL | Draft | NULL | NULL
EP-2022-08057 | 2022-09-22 | NULL | Electrical Permit | Commercial | NULL | Expired | Movie Set / Filming - To allow for Movie Set/Filming Applicant shall provide completed Contractor Declaration form, and dates of filming and associated location(s) to csinspection.clerks@vancouver.ca prior to the commencement of filming. Visit vancouver.ca/inspections for more details. | The Capital Media Company Inc
NULL | NULL | NULL | Plumbing Permit | Residential | New | Draft | Residential - Lawn Irrigation System | J F P irrigation Ltd
NULL | NULL | NULL | Electrical Permit | Commercial | NULL | Draft | Annual / Operating | NULL
NULL | NULL | NULL | Sprinkler Permit | NULL | NULL | Draft | NULL | NULL
NULL | NULL | NULL | Gas Permit | NULL | NULL | Withdrawn | NULL | Hamilton Industries Ltd
NULL | NULL | NULL | Electrical Permit | Commercial | Addition | Draft | Installation / Repair - Commercial - supply and Installation of fire alarm scope within Kokoro Restaurant tenant improvement. Work consist of: -Removal 2x smoke detectors -Add 2x Horn -Add 1x Strobe -2x Aux relays for Audio system, and fire suppression. | Nightingale Electric Ltd
NULL | NULL | NULL | Plumbing Permit | NULL | NULL | Withdrawn | NULL | NULL
NULL | NULL | NULL | Plumbing Permit | NULL | NULL | Draft | NULL | NULL
NULL | NULL | NULL | Mechanical Permit | NULL | NULL | Draft | NULL | NULL
NULL | NULL | NULL | Mechanical Permit | NULL | NULL | Draft | NULL | NULL
NULL | NULL | NULL | Mechanical Permit | NULL | NULL | Draft | NULL | NULL
NULL | NULL | NULL | Mechanical Permit | NULL | NULL | Withdrawn | NULL | NULL
NULL | NULL | NULL | Sprinkler Permit | Commercial | Tenant Improvement | Draft | Commercial - UNIT #300 - relocate sprinkler heads for new layout #300 Interior alterations to #300 on the 3rd floor to provide tenant improvement for an existing tenant (Information Communication Technology Manufacturing - Group F2) at this existing 4-Storey Commercial/Industrial building at this site. Scope of work is to remove millwork in the area to the south of the existing elevator for area of refuge. | Alco Fire Protection Ltd
NULL | NULL | NULL | Plumbing Permit | NULL | NULL | Withdrawn | NULL | NULL
NULL | NULL | NULL | Plumbing Permit | Residential | New | Draft | Residential - PLUMBING AND HEATING | NULL
NULL | NULL | NULL | Plumbing Permit | NULL | NULL | Withdrawn | NULL | NULL
NULL | NULL | NULL | Electrical Permit | Residential | Renovation - Dwelling Unit(s) only | Withdrawn | Installation / Repair - Residential - Install Baseboard Heaters Throughout Duplex | NULL
NULL | NULL | NULL | Plumbing Permit | NULL | NULL | Withdrawn | NULL | NULL
NULL | NULL | NULL | Gas Permit | NULL | NULL | Draft | NULL | NULL
NULL | NULL | NULL | Electrical Permit | NULL | Renovation | Draft | Installation / Repair - - Installation of 12 volt landscape lighting | NULL
NULL | NULL | NULL | Sprinkler Permit | NULL | NULL | Draft | NULL | NULL
NULL | NULL | NULL | Mechanical Permit | NULL | NULL | Withdrawn | NULL | M & P Plumbing & Heating Ltd
NULL | NULL | NULL | Electrical Permit | NULL | NULL | Withdrawn | Installation / Repair - - Electrical to outdoor Heat pump | NULL
NULL | NULL | NULL | Sprinkler Permit | NULL | NULL | Draft | NULL | NULL
NULL | NULL | NULL | Mechanical Permit | NULL | NULL | Draft | NULL | NULL
NULL | NULL | NULL | Sprinkler Permit | Commercial | Tenant Improvement | Draft | Commercial - To Install 12 sprinkler heads To change the use from Beauty Salon (group D) to Health Care Office (group D) and to alter the interior to provide tenant improvements in this existing mixed-use building. *****This application does not include any of the following: 1. Not more than 20 sprinklers (add, relocate, or remove), 2. hydraulic calculations, 3. change in occupancy and /or hazard classification, 4. warehouse storage arrangements, 5. mobile compact storage arrangements, 6. alternative solutions, 7. changes to the sprinkler system supply piping (e.g. valves, mains, cross-mains, branch-lines, etc.), or 8. flexible sprinkler pipe. In relation to CF-2019-015639 | General Sprinkler Systems Ltd
NULL | NULL | NULL | Electrical Permit | Commercial | NULL | Draft | Movie Set / Filming - To allow for Movie Set/Filming Applicant shall provide completed Contractor Declaration form, and dates of filming and associated location(s) to csinspection.clerks@vancouver.ca prior to the commencement of filming. Visit vancouver.ca/inspections for more details. | NULL
NULL | NULL | NULL | Plumbing Permit | NULL | NULL | Draft | NULL | NULL
EP-2022-08156 | 2022-09-26 | NULL | Electrical Permit | Commercial | NULL | Expired | Movie Set / Filming - To allow for Movie Set/Filming Applicant shall provide completed Contractor Declaration form, and dates of filming and associated location(s) to csinspection.clerks@vancouver.ca prior to the commencement of filming. Visit vancouver.ca/inspections for more details. | Sea to Sea Productions ULC
NULL | NULL | NULL | Mechanical Permit | NULL | NULL | Draft | NULL | Aeris Air Conditioning ltd
NULL | NULL | NULL | Plumbing Permit | NULL | NULL | Draft | NULL | NULL
NULL | NULL | NULL | Plumbing Permit | NULL | NULL | Draft | NULL | NULL
NULL | NULL | NULL | Electrical Permit | NULL | NULL | Withdrawn | NULL | NULL
NULL | NULL | NULL | Electrical Permit | Residential | New | Draft | Installation / Repair - Residential - Extra Low Voltage & Alarm system prewire and finishing | NULL
NULL | NULL | NULL | Sprinkler Permit | NULL | NULL | Withdrawn | NULL | NULL
NULL | NULL | NULL | Sprinkler Permit | Commercial | Renovation | Withdrawn | Commercial - replacing a existing backflow preventor by same mark and model and size | NULL
NULL | NULL | NULL | Gas Permit | NULL | NULL | Draft | NULL | NULL
NULL | NULL | NULL | Gas Permit | NULL | NULL | Withdrawn | NULL | NULL
NULL | NULL | NULL | Electrical Permit | NULL | NULL | Withdrawn | NULL | NULL
NULL | NULL | NULL | Plumbing Permit | NULL | NULL | Draft | NULL | NULL
NULL | NULL | NULL | Mechanical Permit | NULL | NULL | Draft | NULL | NULL
NULL | NULL | NULL | Plumbing Permit | NULL | NULL | Draft | NULL | NULL
NULL | NULL | NULL | Electrical Permit | Residential | NULL | Draft | Temporary Power - Residential - To provide temporary power. | NULL
NULL | NULL | NULL | Electrical Permit | Residential | NULL | Draft | Temporary Power - Residential - To provide temporary power. | NULL
NULL | NULL | NULL | Mechanical Permit | NULL | NULL | Draft | NULL | NULL
NULL | NULL | NULL | Plumbing Permit | Residential | Renovation | Draft | Residential - Remove and replace existing tile and drywall, remove and replace tub, install left hand drain from center | NULL
NULL | NULL | NULL | Plumbing Permit | Residential | Renovation | Draft | Residential | NULL
NULL | NULL | NULL | Plumbing Permit | NULL | NULL | Draft | NULL | NULL
EP-2022-08133 | 2022-09-28 | NULL | Electrical Permit | Commercial | NULL | Expired | Special Event - Provide Power for Harvest Haus PNE Fourm | Riviers Electric Services Inc
NULL | NULL | NULL | Mechanical Permit | NULL | NULL | Draft | NULL | FAST ROUTE PLUMBING & REFRIGERATION MECHANICAL LTD
NULL | NULL | NULL | Electrical Permit | Commercial | Renovation | Withdrawn | Installation / Repair - Commercial - We are doing a renovation on a store. We will be replacing most of the electrical in the store | NULL
NULL | NULL | NULL | Mechanical Permit | NULL | NULL | Draft | NULL | NULL
NULL | NULL | NULL | Plumbing Permit | NULL | NULL | Draft | NULL | NULL
NULL | NULL | NULL | Gas Permit | NULL | NULL | Withdrawn | NULL | NULL
NULL | NULL | NULL | Plumbing Permit | NULL | NULL | Draft | NULL | Urban Plumbing & Heating Ltd
NULL | NULL | NULL | Gas Permit | NULL | NULL | Draft | NULL | Urban Plumbing & Heating Ltd
NULL | NULL | NULL | Plumbing Permit | NULL | NULL | Withdrawn | NULL | NULL
NULL | NULL | NULL | Mechanical Permit | NULL | NULL | Draft | NULL | NULL
NULL | NULL | NULL | Mechanical Permit | NULL | NULL | Draft | NULL | NULL
NULL | NULL | NULL | Electrical Permit | NULL | NULL | Withdrawn | NULL | NULL
NULL | NULL | NULL | Electrical Permit | Residential | New | Withdrawn | Installation / Repair - Residential - New electrical work duplex | Best Choice Electrical Ltd
NULL | NULL | NULL | Electrical Permit | NULL | NULL | Withdrawn | NULL | NULL
NULL | NULL | NULL | Plumbing Permit | NULL | NULL | Withdrawn | NULL | NULL
NULL | NULL | NULL | Electrical Permit | Residential | New | Withdrawn | Installation / Repair - Residential - Low voltage(Data,Tv,Speakers) | NULL
NULL | NULL | NULL | Gas Permit | NULL | NULL | Draft | NULL | NULL
NULL | NULL | NULL | Plumbing Permit | Residential | New | Draft | Residential - Plumbing works | RAHELU PLUMBING & HEATING LTD.
NULL | NULL | NULL | Mechanical Permit | NULL | NULL | Draft | NULL | NULL
NULL | NULL | NULL | Plumbing Permit | Residential | New | Draft | Residential - Plumbing Works | RAHELU PLUMBING & HEATING LTD.
NULL | NULL | NULL | Electrical Permit | NULL | NULL | Draft | NULL | NULL
NULL | NULL | NULL | Gas Permit | Commercial | Renovation | Draft | Commercial - Installation of make up air unit | Hamilton Industries Ltd
NULL | NULL | NULL | Electrical Permit | Commercial | NULL | Draft | Annual / Operating - ROUGH WIRING AND FINSHING | NULL
NULL | NULL | NULL | Electrical Permit | Commercial | NULL | Draft | Annual / Operating - ROUGH WIRING AND FINISHING | NULL
NULL | NULL | NULL | Electrical Permit | NULL | NULL | Withdrawn | NULL | NULL
NULL | NULL | NULL | Electrical Permit | Commercial | Addition | Withdrawn | Installation / Repair - Commercial - Installation of “View smart glass” system cables from an existing “View” control panel to (51) window panel connections. | NULL
NULL | NULL | NULL | Plumbing Permit | Residential | New | Draft | Residential - Installation of drain tile and sumps | NULL
NULL | NULL | NULL | Gas Permit | NULL | NULL | Draft | NULL | Thomson Industries Ltd
NULL | NULL | NULL | Plumbing Permit | Residential | Renovation | Draft | Residential - Upgrade of kitchen sink drain and water lines. | NULL
NULL | NULL | NULL | Gas Permit | Residential | New | Draft | Residential - Venting, installation and final hook up of a gas fireplace | NULL
NULL | NULL | NULL | Electrical Permit | Commercial | Tenant Improvement | Withdrawn | Installation / Repair - Commercial - Tenant Improvement >BP: Interior alteration for lab/office for this first tenant improvement fit out including associated structural, mechanical, electrical work for the entire building except for a CRU on the ground level. | Colwin Electrical Group
NULL | NULL | NULL | Electrical Permit | NULL | NULL | Draft | NULL | NULL
NULL | NULL | NULL | Electrical Permit | Commercial | NULL | Withdrawn | Annual / Operating - wergwetgtwregwfdgsfdgfdwgdsfgsdfgsdfgsdfgsdf | NULL
NULL | NULL | NULL | Gas Permit | NULL | NULL | Draft | NULL | NULL
NULL | NULL | NULL | Electrical Permit | NULL | NULL | Draft | NULL | NULL
NULL | NULL | NULL | Electrical Permit | Commercial | Addition | Withdrawn | Installation / Repair - Commercial - Trying to figure out vancouvers terrible website | NULL
NULL | NULL | NULL | Electrical Permit | NULL | NULL | Draft | NULL | NULL
NULL | NULL | NULL | Electrical Permit | Commercial | Renovation | Draft | Installation / Repair - Commercial - Tenant improvement : adding lights and wall plugs. | Ankor Electrical Ltd.
NULL | NULL | NULL | Gas Permit | NULL | NULL | Draft | NULL | NULL
NULL | NULL | NULL | Mechanical Permit | NULL | NULL | Draft | NULL | NULL
NULL | NULL | NULL | Electrical Permit | NULL | NULL | Withdrawn | NULL | NULL
NULL | NULL | NULL | Electrical Permit | Commercial | NULL | Draft | Annual / Operating | NULL
NULL | NULL | NULL | Electrical Permit | Commercial | NULL | Draft | Annual / Operating | NULL
NULL | NULL | NULL | Mechanical Permit | NULL | NULL | Draft | NULL | NULL
NULL | NULL | NULL | Plumbing Permit | Residential | New | Draft | Residential - complete drainage | Dan-Ex Contracting Ltd
NULL | NULL | NULL | Plumbing Permit | NULL | NULL | Draft | NULL | NULL
NULL | NULL | NULL | Sprinkler Permit | NULL | NULL | Withdrawn | NULL | NULL
NULL | NULL | NULL | Mechanical Permit | NULL | NULL | Draft | NULL | NULL
NULL | NULL | NULL | Plumbing Permit | Commercial | Renovation | Draft | Commercial - test | Pitt Meadows Plumbing & Mechanical Systems (2001) Ltd
NULL | NULL | NULL | Plumbing Permit | Commercial | New | Draft | Commercial - construction of a mall | NULL
NULL | NULL | NULL | Electrical Permit | NULL | NULL | Withdrawn | NULL | NULL
NULL | NULL | NULL | Sprinkler Permit | NULL | NULL | Draft | NULL | NULL
NULL | NULL | NULL | Electrical Permit | Commercial | NULL | Draft | Annual / Operating - Maintenance of EV-EMS system & infrastructure | Berts Electric (2001) Ltd
NULL | NULL | NULL | Electrical Permit | Residential | New | Draft | Installation / Repair - Residential | NULL
NULL | NULL | NULL | Plumbing Permit | Commercial | New | Draft | Commercial - Plumbing for 35 Residential units and 6 Commercial rental units | NULL
NULL | NULL | NULL | Sprinkler Permit | Residential | New | Withdrawn | Residential - New residential home requiring sprinklers | NULL
NULL | NULL | NULL | Electrical Permit | NULL | NULL | Withdrawn | Interim - | NULL
NULL | NULL | NULL | Electrical Permit | NULL | NULL | Draft | NULL | NULL
NULL | NULL | NULL | Mechanical Permit | NULL | NULL | Withdrawn | NULL | NULL
NULL | NULL | NULL | Electrical Permit | NULL | NULL | Draft | NULL | NULL
NULL | NULL | NULL | Gas Permit | Residential | New | Draft | Residential - main house to install 1 boiler 1 range 1 cooktop 1 bbq 1 fire pit 1 fireplace fireplace piping only LWH to install 1 hot water on demand | NULL
NULL | NULL | NULL | Electrical Permit | NULL | NULL | Draft | Installation / Repair - | NULL
NULL | NULL | NULL | Electrical Permit | NULL | NULL | Draft | NULL | NULL
NULL | NULL | NULL | Plumbing Permit | NULL | NULL | Withdrawn | NULL | NULL
EP-2022-08241 | NULL | NULL | Electrical Permit | Residential | Renovation | Draft | Installation / Repair - Residential - Feeding heat pump and insulation disconnect switche for the heat pump. | NULL
NULL | NULL | NULL | Electrical Permit | NULL | NULL | Draft | NULL | NULL
NULL | NULL | NULL | Sprinkler Permit | Residential | New | Draft | Residential - Install Sprinkler Heads | RAHELU PLUMBING & HEATING LTD.
NULL | NULL | NULL | Gas Permit | NULL | NULL | Draft | NULL | Sunrise Heating and Cooling Ltd
NULL | NULL | NULL | Plumbing Permit | Commercial | New | Withdrawn | Commercial - 2” premise isolation in mechanical room as per requested by curt of van | NULL
NULL | NULL | NULL | Electrical Permit | Commercial | NULL | Draft | Annual / Operating | NULL
NULL | NULL | NULL | Gas Permit | NULL | NULL | Draft | NULL | NULL
NULL | NULL | NULL | Gas Permit | Residential | Renovation | Withdrawn | Residential - reandre | NULL
NULL | NULL | NULL | Mechanical Permit | NULL | NULL | Withdrawn | NULL | NULL
NULL | NULL | NULL | Mechanical Permit | NULL | NULL | Withdrawn | NULL | NULL
NULL | NULL | NULL | Electrical Permit | NULL | NULL | Draft | NULL | NULL
NULL | NULL | NULL | Gas Permit | Residential | Renovation | Withdrawn | Residential - re&re boiler | NULL
NULL | NULL | NULL | Electrical Permit | Commercial | Tenant Improvement | Withdrawn | Installation / Repair - Commercial - swapping old fluorescent lighting for new low-voltage architectural lighting in an open architecture office | New Moon Electric Ltd
NULL | NULL | NULL | Mechanical Permit | NULL | NULL | Withdrawn | NULL | Thomson Industries Ltd
NULL | NULL | NULL | Mechanical Permit | NULL | NULL | Draft | NULL | NULL
NULL | NULL | NULL | Electrical Permit | NULL | NULL | Draft | NULL | NULL
NULL | NULL | NULL | Electrical Permit | Commercial | Renovation | Draft | Installation / Repair - Commercial - Adding a few receptacles and light switches throughout the space. New exit lights. | NULL
NULL | NULL | NULL | Electrical Permit | Commercial | Renovation | Draft | Installation / Repair - Commercial - entire unit | NULL
NULL | NULL | NULL | Electrical Permit | Commercial | NULL | Draft | Annual / Operating | NULL
NULL | NULL | NULL | Electrical Permit | NULL | NULL | Draft | NULL | NULL
NULL | NULL | NULL | Electrical Permit | Commercial | Renovation | Draft | Installation / Repair - Commercial - Relocate Fire Device,Kitchen System to interconnect with building. | NULL
NULL | NULL | NULL | Plumbing Permit | NULL | NULL | Draft | NULL | G & D Hayer Plumbing Ltd
NULL | NULL | NULL | Plumbing Permit | NULL | NULL | Draft | NULL | NULL
NULL | NULL | NULL | Electrical Permit | NULL | NULL | Draft | NULL | NULL
NULL | NULL | NULL | Electrical Permit | NULL | NULL | Draft | NULL | NULL
NULL | NULL | NULL | Plumbing Permit | Residential | New | Draft | Residential - Dhdndnd | NULL
NULL | NULL | NULL | Plumbing Permit | NULL | NULL | Withdrawn | NULL | NULL
NULL | NULL | NULL | Mechanical Permit | NULL | NULL | Draft | NULL | NULL
NULL | NULL | NULL | Electrical Permit | NULL | NULL | Withdrawn | NULL | NULL
NULL | NULL | NULL | Electrical Permit | NULL | NULL | Withdrawn | NULL | NULL
NULL | NULL | NULL | Electrical Permit | NULL | NULL | Draft | Installation / Repair - | G.S.G. Electric Ltd.
NULL | NULL | NULL | Electrical Permit | NULL | NULL | Withdrawn | NULL | NULL
NULL | NULL | NULL | Plumbing Permit | Residential | New | Draft | Residential - New plumbing work not yet started | Bison Plumbing & Heating Ltd
NULL | NULL | NULL | Electrical Permit | Commercial | Renovation | Draft | Installation / Repair - Commercial - Remove existing LED pot lights and replace with new integrated LED pot lights | NULL
NULL | NULL | NULL | Electrical Permit | Commercial | NULL | Draft | Annual / Operating | NULL
NULL | NULL | NULL | Electrical Permit | NULL | NULL | Draft | NULL | NULL
NULL | NULL | NULL | Mechanical Permit | NULL | NULL | Withdrawn | NULL | NULL
NULL | NULL | NULL | Plumbing Permit | NULL | NULL | Withdrawn | NULL | BD Plumbing
NULL | NULL | NULL | Plumbing Permit | NULL | NULL | Draft | NULL | NULL
NULL | NULL | NULL | Electrical Permit | NULL | NULL | Draft | NULL | NULL
NULL | NULL | NULL | Plumbing Permit | NULL | NULL | Draft | NULL | NULL
NULL | NULL | NULL | Electrical Permit | Commercial | New | Draft | Installation / Repair - Commercial - NA | NULL
NULL | NULL | NULL | Electrical Permit | Commercial | Tenant Improvement | Draft | Installation / Repair - Commercial - Re & Re 114 pot lights in condo lobby | NULL
NULL | NULL | NULL | Mechanical Permit | NULL | NULL | Withdrawn | NULL | NULL
NULL | NULL | NULL | Electrical Permit | Residential | NULL | Draft | Installation / Repair - Residential - Upgrade the 100 A service to 200 A | NULL
NULL | NULL | NULL | Electrical Permit | Commercial | NULL | Draft | Movie Set / Filming - To allow for Movie Set/Filming Applicant shall provide completed Contractor Declaration form, and dates of filming and associated location(s) to csinspection.clerks@vancouver.ca prior to the commencement of filming. Visit vancouver.ca/inspections for more details. | Means of Production Inc
NULL | NULL | NULL | Electrical Permit | NULL | NULL | Draft | NULL | NULL
NULL | NULL | NULL | Plumbing Permit | NULL | NULL | Draft | NULL | WDR CONTRACTING LTD
NULL | NULL | NULL | Gas Permit | NULL | NULL | Draft | NULL | NULL
NULL | NULL | NULL | Electrical Permit | Residential | Renovation | Draft | Installation / Repair - Residential - upgrade electrical service from 100A 120/240V to 200A 120/240V | NULL
NULL | NULL | NULL | Mechanical Permit | NULL | NULL | Draft | NULL | NULL
NULL | NULL | NULL | Electrical Permit | Residential | Renovation | Draft | Installation / Repair - Residential - upgrade electrical service from 100A 120/240V to 200A 120/240V | NULL
NULL | NULL | NULL | Plumbing Permit | NULL | NULL | Withdrawn | NULL | NULL
NULL | NULL | NULL | Electrical Permit | NULL | NULL | Withdrawn | NULL | NULL
NULL | NULL | NULL | Plumbing Permit | NULL | NULL | Draft | NULL | Pitt Meadows Plumbing & Mechanical Systems (2001) Ltd
NULL | NULL | NULL | Plumbing Permit | Commercial | Renovation | Withdrawn | Commercial - Replace shower | NULL
NULL | NULL | NULL | Plumbing Permit | Residential | New | Draft | Residential - No pump, one sump | NULL
EP-2022-08517 | 2022-10-11 | NULL | Electrical Permit | Commercial | NULL | Expired | Movie Set / Filming - To allow for Movie Set/Filming Applicant shall provide completed Contractor Declaration form, and dates of filming and associated location(s) to csinspection.clerks@vancouver.ca prior to the commencement of filming. Visit vancouver.ca/inspections for more details. >>>AMEND: Oct. 14th -Note: applicant to renew City of Business License #22-282467 as it expires on Dec. 31, 2022 | WBTV Canada Productions Services Inc
NULL | NULL | NULL | Sprinkler Permit | NULL | NULL | Withdrawn | NULL | NULL
NULL | NULL | NULL | Electrical Permit | NULL | NULL | Withdrawn | NULL | NULL
NULL | NULL | NULL | Electrical Permit | Commercial | NULL | Draft | Annual / Operating | NULL
NULL | NULL | NULL | Electrical Permit | NULL | NULL | Withdrawn | NULL | NULL
NULL | NULL | NULL | Sprinkler Permit | Commercial | New | Draft | Commercial - To install sprinklers to NFPA 13 2013 to change the use of the building from Multiple dwelling (3 units) to a Multiple dwelling/Restaurant Class 1 converting 2 dwelling units to Restaurant Class 1 on the 1st floor and increasing the number of dwelling units from 1 dwelling unit to 3 dwelling units on the 2nd floor, thereby requesting a relaxation in parking on this site. Commercial Kitchen Notes - Kitchen has both Class 1 and Class 5 Cooking Operations: | BC FIRE SPRINKLERS--Gordon Knight
NULL | NULL | NULL | Sprinkler Permit | Commercial | Tenant Improvement | Draft | Commercial - adjusting existing sprinklers to a new ceiling | Hydroworks Contracting Ltd
NULL | NULL | NULL | Sprinkler Permit | Commercial | Tenant Improvement | Draft | Commercial - installation of 4 sprinkler heads. Exterior and Interior Alterations to change the use from restaurant to Retail store for a new tenant on the ground floor of the existing mixed use building on this site. tenant: Pet Valu Plumbing Fixtures: 3 water closets and 6 sinks reduced to 1 WC, 1 Sink, and 1 pet washing station. Sprinklers being added No driveway work proposed. OK for field review per D. Langevin Aug 2, 2022 Exterior Alterations OK per Karen KG Work to include replacing two exterior single doors with an exterior double door, removing kitchen and washrooms and reconfiguring interior layout for new tenant. *****This application does not include any of the following: 1. Not more than 20 sprinklers (add, relocate, or remove), 2. hydraulic calculations, 3. change in occupancy and /or hazard classification, 4. warehouse storage arrangements, 5. mobile compact storage arrangements, 6. alternative solutions, 7. changes to the sprinkler system supply piping (e.g. valves, mains, cross-mains, branch-lines, etc.), or 8. flexible sprinkler pipe. | Gisborne Industrial Construction Ltd
NULL | NULL | NULL | Plumbing Permit | NULL | NULL | Withdrawn | NULL | Mainland Plumbing & Heating
NULL | NULL | NULL | Electrical Permit | Residential | New | Withdrawn | Installation / Repair - Residential - ev | NULL
NULL | NULL | NULL | Electrical Permit | NULL | NULL | Withdrawn | NULL | NULL
NULL | NULL | NULL | Electrical Permit | Commercial | NULL | Withdrawn | Annual / Operating | NULL
NULL | NULL | NULL | Electrical Permit | NULL | NULL | Draft | NULL | NULL
NULL | NULL | NULL | Plumbing Permit | NULL | NULL | Draft | NULL | NULL
NULL | NULL | NULL | Mechanical Permit | NULL | NULL | Withdrawn | NULL | NULL
NULL | NULL | NULL | Electrical Permit | Commercial | Renovation | Draft | Installation / Repair - Commercial - wiring for data, phone, cctv and we will be done partial wiring for speakers. | Gold Knight Tech Ltd
NULL | NULL | NULL | Electrical Permit | NULL | NULL | Draft | NULL | NULL
NULL | NULL | NULL | Electrical Permit | NULL | NULL | Draft | NULL | NULL
NULL | NULL | NULL | Electrical Permit | Commercial | Tenant Improvement | Draft | Installation / Repair - Commercial - wiring of new bakery. includes receptacles, lighting and equipment hook up | Nikata Enterprises Ltd
NULL | NULL | NULL | Electrical Permit | NULL | NULL | Withdrawn | NULL | NULL
EP-2022-08762 | 2022-10-14 | NULL | Electrical Permit | Commercial | NULL | Expired | Movie Set / Filming - To allow for Movie Set/Filming Applicant shall provide completed Contractor Declaration form, and dates of filming and associated location(s) to csinspection.clerks@vancouver.ca prior to the commencement of filming. Visit vancouver.ca/inspections for more details. | Thinkingbox Media & Design Inc
NULL | NULL | NULL | Electrical Permit | NULL | NULL | Draft | NULL | NULL
NULL | NULL | NULL | Electrical Permit | NULL | NULL | Withdrawn | NULL | NULL
NULL | NULL | NULL | Plumbing Permit | NULL | NULL | Draft | NULL | NULL
NULL | NULL | NULL | Sprinkler Permit | Commercial | New | Withdrawn | Commercial - We will be installing Fire sprinkler system in the new construction | NULL
NULL | NULL | NULL | Electrical Permit | Residential | New | Draft | Installation / Repair - Residential - Re located the service for laneway house | NULL
NULL | NULL | NULL | Sprinkler Permit | NULL | NULL | Draft | NULL | NULL
NULL | NULL | NULL | Plumbing Permit | Residential | NULL | Draft | Residential - Two wall mount faucets and basins. Ice box. Shower diverter. Kitchen sink. | NULL
NULL | NULL | NULL | Electrical Permit | Residential | Renovation | Withdrawn | Installation / Repair - Residential - Electrical supply for heat pump | NULL
NULL | NULL | NULL | Gas Permit | Residential | NULL | Withdrawn | Residential | BD Plumbing
NULL | NULL | NULL | Gas Permit | NULL | NULL | Draft | NULL | NULL
NULL | NULL | NULL | Plumbing Permit | NULL | NULL | Draft | NULL | NULL
NULL | NULL | NULL | Mechanical Permit | NULL | NULL | Withdrawn | NULL | NULL
NULL | NULL | NULL | Plumbing Permit | NULL | NULL | Draft | NULL | NULL
NULL | NULL | NULL | Plumbing Permit | NULL | NULL | Draft | NULL | NULL
NULL | NULL | NULL | Gas Permit | NULL | NULL | Draft | NULL | NULL
NULL | NULL | NULL | Plumbing Permit | Residential | New | Draft | Residential - Sump | NULL
NULL | NULL | NULL | Plumbing Permit | Residential | New | Draft | Residential - Sumps | NULL
NULL | NULL | NULL | Electrical Permit | NULL | NULL | Draft | NULL | NULL
NULL | NULL | NULL | Electrical Permit | NULL | NULL | Draft | Installation / Repair - - New duplex with detached garage | NULL
NULL | NULL | NULL | Electrical Permit | NULL | NULL | Draft | NULL | NULL
NULL | NULL | NULL | Electrical Permit | Residential | New | Draft | Installation / Repair - Residential | NULL
NULL | NULL | NULL | Electrical Permit | NULL | NULL | Draft | NULL | NULL
NULL | NULL | NULL | Plumbing Permit | Commercial | Renovation | Draft | Commercial - Not yet started | NULL
NULL | NULL | NULL | Mechanical Permit | NULL | NULL | Withdrawn | NULL | Ashton Service Group/Ashton Mechanical Ltd.
NULL | NULL | NULL | Electrical Permit | NULL | NULL | Draft | NULL | NULL
NULL | NULL | NULL | Electrical Permit | Commercial | Tenant Improvement | Withdrawn | Installation / Repair - Commercial - Add LED Strip over the entrance to the parking lot. | Open Electrical Solutions Inc
NULL | NULL | NULL | Electrical Permit | Commercial | NULL | Draft | Annual / Operating - Two inspections with detailed reports and digital worklogs. | Nightingale Electric Ltd
NULL | NULL | NULL | Plumbing Permit | Residential | Addition | Draft | Residential - Installtion of a Backflow device DCVA | Burnaby Irrigation Ltd
NULL | NULL | NULL | Plumbing Permit | NULL | NULL | Draft | NULL | NULL
NULL | NULL | NULL | Sprinkler Permit | NULL | NULL | Draft | NULL | Westech Fire Protection Systems Ltd
NULL | NULL | NULL | Electrical Permit | NULL | NULL | Draft | NULL | NULL
NULL | NULL | NULL | Mechanical Permit | NULL | NULL | Draft | NULL | NULL
NULL | NULL | NULL | Electrical Permit | Residential | Renovation | Draft | Installation / Repair - Residential - I want remove the stove and electric cable by myself | NULL
NULL | NULL | NULL | Plumbing Permit | NULL | NULL | Draft | NULL | Enersolv Design & Build Ltd
NULL | NULL | NULL | Electrical Permit | NULL | NULL | Withdrawn | NULL | NULL
NULL | NULL | NULL | Electrical Permit | NULL | NULL | Draft | NULL | NULL
NULL | NULL | NULL | Plumbing Permit | NULL | NULL | Draft | NULL | NULL
NULL | NULL | NULL | Electrical Permit | Commercial | NULL | Draft | Annual / Operating - Maintenance work | NULL
NULL | NULL | NULL | Electrical Permit | Commercial | NULL | Draft | Annual / Operating | NULL
NULL | NULL | NULL | Plumbing Permit | Residential | New | Draft | Residential - Install one outside storm sump | NULL
NULL | NULL | NULL | Mechanical Permit | NULL | NULL | Draft | NULL | NULL
NULL | NULL | NULL | Electrical Permit | Residential | Renovation | Draft | Installation / Repair - Residential - installing EV outlet. | Clarus Electric Corp
NULL | NULL | NULL | Gas Permit | NULL | NULL | Draft | NULL | Urban Fireplaces Ltd
NULL | NULL | NULL | Electrical Permit | NULL | NULL | Draft | NULL | NULL
NULL | NULL | NULL | Plumbing Permit | Commercial | New | Draft | Commercial - The above ground works include the rain water piping up to the Jelly Fish Tank as well as installation of parkade drains, area drains, roof drains, Planter drains and sewer. Additionally, there will be the installation of sanitary fixtures and there drain connections. Construction of a 6-storey office building with 6 basement parking levels and ground level commercial units. STAGED CONSTRUCTION, SHELL PERMIT Stage I: excavation/ shoring and foundation to grade including station head house. This stage excludes critical Rainwater Management systems. (issued Dec.10, 2020). | Modern Niagara Vancouver Inc
NULL | NULL | NULL | Plumbing Permit | NULL | NULL | Draft | NULL | NULL
NULL | NULL | NULL | Electrical Permit | Commercial | Tenant Improvement | Draft | Installation / Repair - Commercial - -Low voltage HVAC controls installations and wiring >BP: Tenant Improvement to fit out offices at Level 19- Level 22 for Commercial Office use at 1133 Melville St. The Stack >BP: PENDING VCH APPROVAL 31-Jan-2022 tn Interior alterations to provide tenant improvements for a new office at 19th through 22nd floors and the elevator lobby at 23rd floor in this building currently under construction. Interior scope of work from the 19th through 22nd floors includes tenant suite, elevator lobby, public corridor with exclusion of base building core areas and base building washrooms. The 19th floor also includes food prep area/ kitchen and the furniture at the outdoor terrace. The scope of work on the 23rd floor is partial and only includes the elevator lobby area. Note: The sprinkler system for Commercial kitchen (Class 2) at level 19 shall be designed under NFPA 13 to OHG1. As a security measure, it is proposed to install an electromagnetic locking hardware at the entry suite door of Levels 19, 21 and 22. The electromagnetic locks will be will be installed in accordance with Sentence 3.4.6.16. (4) of the VBBL. Sequence of operation letter by Paul Gogan, Architect AIBC along with a sketch showing the proposed location of the maglocks on file. Commitment by the owner to decommission the proposed maglocks once no longer required on file. | Olympic Controls Inc
NULL | NULL | NULL | Plumbing Permit | NULL | NULL | Draft | NULL | NULL
NULL | NULL | NULL | Gas Permit | Residential | Renovation | Draft | Residential - Re&re Hot water tank (BTU 40.000) | Milani Plumbing Heating & Air Conditioning Ltd
NULL | NULL | NULL | Gas Permit | NULL | NULL | Draft | NULL | Milani Plumbing Heating & Air Conditioning Ltd
NULL | NULL | NULL | Gas Permit | Residential | Renovation | Draft | Residential - Replacing a mid-efficiency gas furnace with a high efficient gas furnace that will qualify for a rebate. | NULL
NULL | NULL | NULL | Gas Permit | Residential | Renovation | Draft | Residential - FURNACE INSTALLED S9V2-VS 60000 BTU AND TANKLESS WATER HEATER. | Sunrise Heating and Cooling Ltd
NULL | NULL | NULL | Electrical Permit | NULL | NULL | Draft | NULL | NULL
NULL | NULL | NULL | Electrical Permit | Commercial | NULL | Withdrawn | Annual / Operating | NULL
NULL | NULL | NULL | Electrical Permit | Commercial | Renovation | Draft | Installation / Repair - Commercial - Installation of Low Voltage sound masking system | NULL
NULL | NULL | NULL | Electrical Permit | NULL | NULL | Withdrawn | NULL | NULL
NULL | NULL | NULL | Mechanical Permit | NULL | NULL | Draft | NULL | NULL
NULL | NULL | NULL | Plumbing Permit | NULL | NULL | Draft | NULL | NULL
NULL | NULL | NULL | Electrical Permit | NULL | NULL | Draft | NULL | NULL
NULL | NULL | NULL | Electrical Permit | Commercial | New | Withdrawn | Temporary Power - Commercial - To provide temporary power. | Megatech Trades Corp
NULL | NULL | NULL | Gas Permit | NULL | NULL | Withdrawn | NULL | NULL
NULL | NULL | NULL | Electrical Permit | NULL | NULL | Draft | NULL | NULL
NULL | NULL | NULL | Electrical Permit | Commercial | NULL | Draft | Annual / Operating - 22/23 op permit | Colwin Electrical Group
NULL | NULL | NULL | Gas Permit | Residential | Tenant Improvement | Draft | Residential - Replace existing HWT for on hi efficiency demand water heater | NULL
NULL | NULL | NULL | Electrical Permit | NULL | NULL | Withdrawn | NULL | NULL
NULL | NULL | NULL | Plumbing Permit | Commercial | Renovation | Draft | Commercial - Replace leaking water piping | H & R Mechanical Ltd
NULL | NULL | NULL | Electrical Permit | Commercial | Renovation | Draft | Installation / Repair - Commercial - Controls for VAV's and HRV's. | ESC Automation Inc
NULL | NULL | NULL | Electrical Permit | NULL | NULL | Withdrawn | NULL | NULL
NULL | NULL | NULL | Electrical Permit | Commercial | NULL | Draft | Movie Set / Filming - To allow for Movie Set/Filming Applicant shall provide completed Contractor Declaration form, and dates of filming and associated location(s) to csinspection.clerks@vancouver.ca prior to the commencement of filming. Visit vancouver.ca/inspections for more details. | NULL
NULL | NULL | NULL | Electrical Permit | Commercial | NULL | Draft | Annual / Operating | NULL
NULL | NULL | NULL | Gas Permit | Residential | New | Draft | Residential - test | NULL
NULL | NULL | NULL | Electrical Permit | NULL | NULL | Draft | NULL | NULL
NULL | NULL | NULL | Electrical Permit | Commercial | New | Withdrawn | Installation / Repair - Commercial - E-Comm Radio system | NULL
NULL | NULL | NULL | Electrical Permit | NULL | NULL | Withdrawn | NULL | NULL
NULL | NULL | NULL | Electrical Permit | Commercial | NULL | Draft | Movie Set / Filming - To allow for Movie Set/Filming Applicant shall provide completed Contractor Declaration form, and dates of filming and associated location(s) to csinspection.clerks@vancouver.ca prior to the commencement of filming. Visit vancouver.ca/inspections for more details. | NULL
NULL | NULL | NULL | Plumbing Permit | NULL | NULL | Draft | NULL | Lucky Five Eight Plumbing & Heating Ltd
NULL | NULL | NULL | Plumbing Permit | Residential | Renovation | Withdrawn | Residential - bathroom and kitchen renovation of new plumbing fixtures | NULL
NULL | NULL | NULL | Electrical Permit | Commercial | NULL | Draft | Movie Set / Filming - To allow for Movie Set/Filming Applicant shall provide completed Contractor Declaration form, and dates of filming and associated location(s) to csinspection.clerks@vancouver.ca prior to the commencement of filming. Visit vancouver.ca/inspections for more details. | NULL
NULL | NULL | NULL | Plumbing Permit | NULL | NULL | Withdrawn | NULL | NULL
NULL | NULL | NULL | Mechanical Permit | NULL | NULL | Withdrawn | NULL | NULL
NULL | NULL | NULL | Plumbing Permit | NULL | NULL | Withdrawn | NULL | NULL
NULL | NULL | NULL | Mechanical Permit | NULL | NULL | Withdrawn | NULL | NULL
NULL | NULL | NULL | Gas Permit | NULL | NULL | Draft | NULL | NULL
NULL | NULL | NULL | Electrical Permit | Commercial | New | Draft | Installation / Repair - Commercial - Installation of sound masking devices and cables | BTM Marketing Group Ltd
NULL | NULL | NULL | Plumbing Permit | NULL | NULL | Draft | NULL | NULL
NULL | NULL | NULL | Electrical Permit | Residential | Renovation | Withdrawn | Installation / Repair - Residential - SGDSDFSDFDS | NULL
NULL | NULL | NULL | Mechanical Permit | NULL | NULL | Draft | NULL | NULL
NULL | NULL | NULL | Electrical Permit | Commercial | Renovation | Draft | Installation / Repair - Commercial - test | NULL
NULL | NULL | NULL | Mechanical Permit | NULL | NULL | Withdrawn | NULL | NULL
NULL | NULL | NULL | Electrical Permit | Commercial | New | Draft | Installation / Repair - Commercial - Rooftop Photo-Voltaic System Installation. Exterior alterations to install 25 solar photovoltaic panels on the south facing roof in this existing multiple conversion dwelling building on this site. No photovoltaic solar panels are ever to be installed at the north facing roof portions and dormers. | Penfolds Roofing Inc
NULL | NULL | NULL | Mechanical Permit | NULL | NULL | Draft | NULL | NULL
NULL | NULL | NULL | Mechanical Permit | NULL | NULL | Draft | NULL | NULL
NULL | NULL | NULL | Electrical Permit | NULL | NULL | Draft | NULL | NULL
NULL | NULL | NULL | Plumbing Permit | NULL | NULL | Draft | NULL | NULL
EP-2022-08588 | 2022-10-11 | NULL | Electrical Permit | Commercial | NULL | Expired | Movie Set / Filming - To allow for Movie Set/Filming 14 day starting October 14th 2022 Applicant shall provide completed Contractor Declaration form, and dates of filming and associated location(s) to csinspection.clerks@vancouver.ca prior to the commencement of filming. Visit vancouver.ca/inspections for more details. | The Capital Media Company Inc
NULL | NULL | NULL | Plumbing Permit | NULL | NULL | Draft | NULL | NULL
NULL | NULL | NULL | Mechanical Permit | NULL | NULL | Draft | NULL | NULL
NULL | NULL | NULL | Electrical Permit | NULL | NULL | Withdrawn | NULL | NULL
NULL | NULL | NULL | Mechanical Permit | NULL | NULL | Draft | NULL | NULL
NULL | NULL | NULL | Mechanical Permit | NULL | NULL | Withdrawn | NULL | NULL
NULL | NULL | NULL | Plumbing Permit | NULL | NULL | Withdrawn | NULL | NULL
NULL | NULL | NULL | Electrical Permit | NULL | NULL | Draft | NULL | NULL
NULL | NULL | NULL | Plumbing Permit | NULL | NULL | Withdrawn | NULL | NULL
NULL | NULL | NULL | Electrical Permit | Residential | Renovation - Dwelling Unit(s) only | Draft | Installation / Repair - Residential - Re and re PVC box and remount wth existing plugs | NULL
NULL | NULL | NULL | Plumbing Permit | NULL | NULL | Withdrawn | NULL | NULL
NULL | NULL | NULL | Electrical Permit | Commercial | NULL | Draft | Installation / Repair - Commercial - Install heat trace to domestic cold water on Level 1; electrical connections by others | NULL
NULL | NULL | NULL | Plumbing Permit | Commercial | Tenant Improvement | Draft | Commercial | CURAFLO OF BRITISH COLUMBIA LTD
NULL | NULL | NULL | Electrical Permit | Commercial | NULL | Withdrawn | Annual / Operating | NULL
NULL | NULL | NULL | Electrical Permit | Commercial | NULL | Withdrawn | Annual / Operating | NULL
NULL | NULL | NULL | Electrical Permit | Commercial | NULL | Draft | Annual / Operating | NULL
NULL | NULL | NULL | Electrical Permit | Commercial | Renovation | Withdrawn | Installation / Repair - Commercial - Demoing some circuits from walls being removed Adding some new circuits for a hair salon. | NULL
NULL | NULL | NULL | Mechanical Permit | NULL | NULL | Draft | NULL | Ashton Service Group/Ashton Mechanical Ltd.
NULL | NULL | NULL | Electrical Permit | Commercial | Renovation | Withdrawn | Installation / Repair - Commercial - Demoing some circuits in walls that are being demoed Adding some new circuits for various barber shop equipment | NULL
NULL | NULL | NULL | Mechanical Permit | NULL | NULL | Draft | NULL | DISPATCH PLUMBING INC
NULL | NULL | NULL | Electrical Permit | Commercial | Addition | Draft | Installation / Repair - Commercial - Install new single phase 60A switch and meter base for house panel in electrical room. | Silver Star Electric Ltd
NULL | NULL | NULL | Electrical Permit | Commercial | NULL | Draft | Annual / Operating - Annual / Operating - To provide general repairs and maintenance when needed. >BP; Building Permit for BP-2021-00569 Interior alterations to the the existing Taxicab or Limousine Station (Group F3) in this existing 1 storey building on this site. Building Review Branch Notes: Proposed work is limited to installation of steel stud, painting, electrical/mechanical demolition and rough in of surface mounted lighting and fire alarm devices. Refer to BP-2021-00569 for full scope of work, application documents, and drawings. | Norben Electric (2016) Ltd
NULL | NULL | NULL | Electrical Permit | NULL | NULL | Draft | NULL | NULL
NULL | NULL | NULL | Electrical Permit | Commercial | NULL | Draft | Annual / Operating - Annual / Operating - To provide general repairs and maintenance when needed. >BP; Building Permit for BP-2021-00569 Interior alterations to the the existing Taxicab or Limousine Station (Group F3) in this existing 1 storey building on this site. Building Review Branch Notes: Proposed work is limited to installation of steel stud, painting, electrical/mechanical demolition and rough in of surface mounted lighting and fire alarm devices. Refer to BP-2021-00569 for full scope of work, application documents, and drawings. | Norben Electric (2016) Ltd
NULL | NULL | NULL | Gas Permit | NULL | Renovation - Dwelling Unit(s) only | Withdrawn | - Re & Re hot water system | NULL
NULL | NULL | NULL | Electrical Permit | NULL | NULL | Draft | NULL | NULL
NULL | NULL | NULL | Electrical Permit | NULL | NULL | Draft | NULL | NULL
NULL | NULL | NULL | Electrical Permit | NULL | NULL | Draft | NULL | NULL
NULL | NULL | NULL | Sprinkler Permit | NULL | NULL | Draft | NULL | NULL
NULL | NULL | NULL | Plumbing Permit | Commercial | Tenant Improvement | Draft | Commercial - reconfiguration of the sanitary and water supply lines to suit new layout as per engineer drawing. Installation of grease interceptor and fixtures as per engineer drawings Exterior and interior alterations to provide tenant improvements and Change of Use from to this existing retail limited food space in this existing municipally designated heritage building. The scope includes to add 24"x20" louvers at the rear garage room and at the front soffit, facing Carrall Street. See Mechanical Drawing for details. | Ronald O'Neill
NULL | NULL | NULL | Electrical Permit | Commercial | New | Withdrawn | Installation / Repair - Commercial - test | NULL
NULL | NULL | NULL | Electrical Permit | Residential | Renovation | Withdrawn | Installation / Repair - Residential - Add outside plug for wifi camera and junction box for power | NULL
NULL | NULL | NULL | Gas Permit | NULL | NULL | Draft | NULL | Milani Plumbing Heating & Air Conditioning Ltd
NULL | NULL | NULL | Gas Permit | NULL | NULL | Draft | NULL | NULL
NULL | NULL | NULL | Electrical Permit | Commercial | Renovation | Draft | Installation / Repair - Commercial - Change panel | NULL
NULL | NULL | NULL | Electrical Permit | NULL | NULL | Draft | NULL | NULL
NULL | NULL | NULL | Sprinkler Permit | Commercial | Tenant Improvement | Withdrawn | Commercial - Ground floor restaurant Tenant improvement >Interior and Exterior Alterations to provide first tenant improvement for the new tenant to be used as Restaurant - Class 1 (Group A2), Lucky Taco, in this newly-demised suite on the ground floor of this mixed-use building. Scope of work includes: - Add exterior entrance door - Add operable windows at food pick-up area - New Class 1 Cooking operation, including new equipment, exhaust hood and ecologizer - Install washrooms (one universal and one unisex toilet room) - Interior finishes & furniture *** Reviewed under the VBBL 2019 *** Building Review Branch Notes: - See BP-2022-01123 for change of major occupancy and demising of the unit at 8555 River District Crossing. Mechanical Review Notes: 1. Class 1 cooking operations (Grease-Laden Vapours). 2. Commercial kitchen exhaust system to NFPA 96 (Type 1 hood). | Active Fire & Safety Services Ltd
NULL | NULL | NULL | Electrical Permit | NULL | NULL | Draft | NULL | NULL
NULL | NULL | NULL | Mechanical Permit | NULL | NULL | Withdrawn | NULL | NULL
NULL | NULL | NULL | Electrical Permit | Residential | NULL | Draft | Installation / Repair - Residential - work | NULL
NULL | NULL | NULL | Sprinkler Permit | Commercial | New | Withdrawn | Commercial - Construction Fire Safety - Temporary Standpipe | NULL
NULL | NULL | NULL | Mechanical Permit | NULL | NULL | Draft | NULL | NULL
NULL | NULL | NULL | Gas Permit | Residential | New | Draft | Residential - Whole house 3 stories gas piping | NULL
NULL | NULL | NULL | Gas Permit | NULL | NULL | Draft | NULL | NULL
NULL | NULL | NULL | Gas Permit | Residential | New | Draft | Residential - Gas piping for new housing | NULL
NULL | NULL | NULL | Gas Permit | Residential | New | Draft | Residential - Gas piping for new house | NULL
NULL | NULL | NULL | Gas Permit | Residential | New | Draft | Residential - Gas piping new house | NULL
NULL | NULL | NULL | Electrical Permit | Residential | NULL | Draft | Temporary Power - Residential - To provide temporary power. | NULL
NULL | NULL | NULL | Electrical Permit | NULL | NULL | Draft | NULL | NULL
NULL | NULL | NULL | Plumbing Permit | NULL | NULL | Draft | NULL | NULL
NULL | NULL | NULL | Plumbing Permit | Residential | Renovation | Withdrawn | Residential | NULL
NULL | NULL | NULL | Plumbing Permit | NULL | NULL | Withdrawn | NULL | Ashton Service Group/Ashton Mechanical Ltd.
NULL | NULL | NULL | Gas Permit | Residential | Renovation | Withdrawn | Residential - re-re hwt | NULL
NULL | NULL | NULL | Electrical Permit | NULL | NULL | Draft | NULL | NULL
NULL | NULL | NULL | Gas Permit | NULL | NULL | Draft | NULL | NULL
NULL | NULL | NULL | Plumbing Permit | NULL | Renovation | Draft | - New plumbing rough in | Sheri Ann Scharfe
EP-2022-08660 | 2022-10-14 | NULL | Electrical Permit | Commercial | NULL | Expired | Movie Set / Filming - To allow for Movie Set/Filming Applicant shall provide completed Contractor Declaration form, and dates of filming and associated location(s) to csinspection.clerks@vancouver.ca prior to the commencement of filming. Visit vancouver.ca/inspections for more details. >>AMEND: October 24, 2022 -Adjusting the start date to October 25, 2022 (previous start date was Oct. 3 | Animal Control TV Canada Inc
EP-2022-09566 | 2022-11-17 | NULL | Electrical Permit | Commercial | Addition | Completed | Installation / Repair - Commercial - Install receptacles for Special Occasion outdoor LED Lights on 2 buildings in Yaletown. 1168 Hamilton 1152 Mainland | Roussos Electric Ltd
NULL | NULL | NULL | Electrical Permit | Residential | NULL | Draft | Installation / Repair - Residential - work | NULL
NULL | NULL | NULL | Electrical Permit | NULL | NULL | Withdrawn | NULL | NULL
NULL | NULL | NULL | Plumbing Permit | NULL | NULL | Draft | NULL | Sun Light Plumbing And Heating Ltd
NULL | NULL | NULL | Gas Permit | Residential | Renovation | Draft | Residential - installation of on demand water heater to replace existing gas fired hot water tank | NULL
NULL | NULL | NULL | Gas Permit | NULL | NULL | Withdrawn | NULL | Milani Plumbing Heating & Air Conditioning Ltd
NULL | NULL | NULL | Electrical Permit | Commercial | NULL | Draft | Movie Set / Filming - To allow for Movie Set/Filming Applicant shall provide completed Contractor Declaration form, and dates of filming and associated location(s) to csinspection.clerks@vancouver.ca prior to the commencement of filming. Visit vancouver.ca/inspections for more details. | NULL
NULL | NULL | NULL | Plumbing Permit | NULL | NULL | Draft | NULL | NULL
NULL | NULL | NULL | Plumbing Permit | NULL | NULL | Draft | NULL | NULL
NULL | NULL | NULL | Mechanical Permit | NULL | NULL | Draft | NULL | NULL
NULL | NULL | NULL | Plumbing Permit | Residential | Renovation - Dwelling Unit(s) only | Withdrawn | Residential - I am finishing an already started basement suite addition. 1 kitchen 1 bathroom 1 washer/dryer. | NULL
NULL | NULL | NULL | Electrical Permit | Residential | Renovation - Dwelling Unit(s) only | Draft | Installation / Repair - Residential - Renovating basement suite. Adding circuits for electrical range, dryer, washing machine and refrigerator to 200A panel. | NULL
NULL | NULL | NULL | Plumbing Permit | NULL | NULL | Withdrawn | NULL | NULL
NULL | NULL | NULL | Electrical Permit | Commercial | NULL | Draft | Movie Set / Filming - To allow for Movie Set/Filming Applicant shall provide completed Contractor Declaration form, and dates of filming and associated location(s) to csinspection.clerks@vancouver.ca prior to the commencement of filming. Visit vancouver.ca/inspections for more details. | NULL
NULL | NULL | NULL | Mechanical Permit | NULL | NULL | Draft | NULL | Callaghan Heating Ltd
NULL | NULL | NULL | Plumbing Permit | NULL | NULL | Withdrawn | NULL | NULL
NULL | NULL | NULL | Gas Permit | NULL | NULL | Withdrawn | NULL | NULL
NULL | NULL | NULL | Plumbing Permit | Residential | Renovation - Dwelling Unit(s) only | Withdrawn | Residential - Basement suite addition. 1 bathroom, 1 kitchen, 1 washer/dryer. | NULL
NULL | NULL | NULL | Plumbing Permit | NULL | NULL | Withdrawn | NULL | NULL
NULL | NULL | NULL | Plumbing Permit | Residential | Renovation - Dwelling Unit(s) only | Withdrawn | Residential - Basement suite addition. 1 kitchen, 1 bathroom, 1 washer dryer. | NULL
NULL | NULL | NULL | Gas Permit | NULL | NULL | Draft | NULL | NULL
NULL | NULL | NULL | Sprinkler Permit | NULL | NULL | Withdrawn | NULL | NULL
NULL | NULL | NULL | Plumbing Permit | NULL | NULL | Withdrawn | NULL | Ashton Service Group/Ashton Mechanical Ltd.
NULL | NULL | NULL | Sprinkler Permit | NULL | NULL | Withdrawn | NULL | NULL
NULL | NULL | NULL | Electrical Permit | NULL | NULL | Draft | NULL | NULL
NULL | NULL | NULL | Electrical Permit | NULL | NULL | Draft | NULL | NULL
NULL | NULL | NULL | Electrical Permit | NULL | NULL | Draft | NULL | NULL
EP-2022-08704 | 2022-10-13 | NULL | Electrical Permit | Commercial | NULL | Expired | Movie Set / Filming - To allow for Movie Set/Filming Applicant shall provide completed Contractor Declaration form, and dates of filming and associated location(s) to csinspection.clerks@vancouver.ca prior to the commencement of filming. Visit vancouver.ca/inspections for more details. | Northkamp Enterprises Inc
NULL | NULL | NULL | Electrical Permit | Residential | Tenant Improvement | Draft | Installation / Repair - Residential - -Upgrade service from 60 to 200 amp. | NULL
NULL | NULL | NULL | Plumbing Permit | Residential | New | Draft | Residential - Sentry and storm con with sump | NULL
NULL | NULL | NULL | Electrical Permit | Commercial | New | Draft | Installation / Repair - Commercial - Low voltage cabling for Point of Sale, Telephony, Network in a retail environment | NULL
NULL | NULL | NULL | Gas Permit | NULL | NULL | Withdrawn | NULL | Ashton Service Group/Ashton Mechanical Ltd.
NULL | NULL | NULL | Plumbing Permit | NULL | NULL | Draft | NULL | NULL
NULL | NULL | NULL | Mechanical Permit | NULL | NULL | Draft | NULL | NULL
NULL | NULL | NULL | Plumbing Permit | NULL | New | Draft | - Sump, sanitary and storm connection | NULL
NULL | NULL | NULL | Gas Permit | Residential | Renovation | Draft | Residential - replace existing gas fired hot water tank with gas fired on demand hot water heater | Westmark Mechanical Contractors Inc
NULL | NULL | NULL | Electrical Permit | NULL | NULL | Draft | NULL | NULL
NULL | NULL | NULL | Sprinkler Permit | Residential | New | Draft | Residential - install new fire sprinkler system | CENTRE LINE FIRE SPRINKLERS LTD
NULL | NULL | NULL | Mechanical Permit | NULL | NULL | Draft | NULL | NULL
NULL | NULL | NULL | Electrical Permit | NULL | NULL | Draft | NULL | NULL
NULL | NULL | NULL | Mechanical Permit | NULL | NULL | Draft | NULL | NULL
NULL | NULL | NULL | Plumbing Permit | Residential | New | Draft | Residential - Plumbing and radiant heat | NULL
NULL | NULL | NULL | Mechanical Permit | NULL | NULL | Withdrawn | NULL | NULL
NULL | NULL | NULL | Sprinkler Permit | NULL | NULL | Draft | NULL | Pacific Rim Fire Protection (2008) Ltd
NULL | NULL | NULL | Electrical Permit | Commercial | New | Withdrawn | Installation / Repair - Commercial - Installation of security alarm sysyem | NULL
NULL | NULL | NULL | Plumbing Permit | Residential | Addition | Draft | Residential - Second suite | NULL
NULL | NULL | NULL | Gas Permit | Residential | Renovation | Draft | Residential - Install new gas fired on demand water heater | NULL
NULL | NULL | NULL | Gas Permit | NULL | NULL | Withdrawn | NULL | NULL
NULL | NULL | NULL | Plumbing Permit | Commercial | New | Withdrawn | Commercial - lyflic | NULL
NULL | NULL | NULL | Electrical Permit | NULL | NULL | Draft | NULL | NULL
NULL | NULL | NULL | Electrical Permit | Residential | New | Draft | Temporary Power - Residential - To provide temporary power. | NULL
NULL | NULL | NULL | Electrical Permit | Commercial | NULL | Draft | Annual / Operating | NULL
NULL | NULL | NULL | Electrical Permit | Residential | New | Draft | Temporary Power - Residential - To provide temporary power. | NULL
NULL | NULL | NULL | Electrical Permit | NULL | NULL | Draft | NULL | NULL
EP-2022-08746 | 2022-10-14 | NULL | Electrical Permit | Commercial | New | Issued | Installation / Repair - Commercial - Running under ground raceways and placing pole bases. COV will pull the cables and splice at pole bases. **Amend 12/07/2022** Adding Photos | Orion Electrical Systems Ltd
NULL | NULL | NULL | Electrical Permit | Commercial | NULL | Withdrawn | Annual / Operating | NULL
NULL | NULL | NULL | Electrical Permit | NULL | NULL | Withdrawn | NULL | NULL
NULL | NULL | NULL | Electrical Permit | Commercial | NULL | Draft | Annual / Operating - Regular and ongoing maintenance of electrical power and lighting systems | NULL
NULL | NULL | NULL | Electrical Permit | Commercial | NULL | Draft | Annual / Operating - Annual Electrical Operating Permit 2 walkthroughs per year with reports and worklog on site | Nightingale Electric Ltd
NULL | NULL | NULL | Electrical Permit | Residential | New | Draft | Installation / Repair - Residential - Security Alarm , Tv, Internet | Covert Security Solutions Inc
NULL | NULL | NULL | Electrical Permit | Residential | New | Draft | Installation / Repair - Residential - alarm, network | Covert Security Solutions Inc
NULL | NULL | NULL | Electrical Permit | NULL | NULL | Draft | NULL | NULL
NULL | NULL | NULL | Gas Permit | NULL | NULL | Draft | NULL | NULL
PP-2022-03757 | NULL | NULL | Plumbing Permit | Residential | New | Withdrawn | Residential - Construction of a 10 storey concrete rental building | NULL
NULL | NULL | NULL | Mechanical Permit | NULL | NULL | Draft | NULL | NULL
NULL | NULL | NULL | Mechanical Permit | NULL | NULL | Draft | NULL | Lucky Plumbing Heating Ltd
NULL | NULL | NULL | Mechanical Permit | NULL | NULL | Draft | NULL | Lucky Plumbing Heating Ltd
NULL | NULL | NULL | Mechanical Permit | NULL | NULL | Draft | NULL | NULL
NULL | NULL | NULL | Mechanical Permit | NULL | NULL | Draft | NULL | NULL
NULL | NULL | NULL | Electrical Permit | NULL | NULL | Draft | NULL | NULL
EP-2022-08775 | NULL | NULL | Electrical Permit | Commercial | NULL | Application Incomplete | Movie Set / Filming - To allow for Movie Set/Filming Applicant shall provide completed Contractor Declaration form, and dates of filming and associated location(s) to csinspection.clerks@vancouver.ca prior to the commencement of filming. Visit vancouver.ca/inspections for more details. | Crawford Filmworks Inc
NULL | NULL | NULL | Sprinkler Permit | Commercial | Tenant Improvement | Draft | Commercial - Tenant improvement for Restaurant Class 1 (Group A2) - Ordinary Hazard 1 For Plan Sketch and Under 20 sprinkler heads TI *****This application does not include any of the following: 1. Not more than 20 sprinklers (add, relocate, or remove), 2. hydraulic calculations, 3. change in occupancy and /or hazard classification, 4. warehouse storage arrangements, 5. mobile compact storage arrangements, 6. alternative solutions, 7. changes to the sprinkler system supply piping (e.g. valves, mains, cross-mains, branch-lines, etc.), or 8. flexible sprinkler pipe. | Active Fire & Safety Services Ltd
NULL | NULL | NULL | Plumbing Permit | NULL | NULL | Draft | NULL | NULL
NULL | NULL | NULL | Plumbing Permit | Commercial | New | Draft | Commercial - UNDERGROUND - Underground works for Phase1M at Oakridge Mall, including installation of piping, sumps and catch basins. Foundation and Level P3 Zone 08, 09, 13, 14, 15, 18 only ** Underground works for Phase1M at Oakridge Mall. To construct mixed-use development comprised of: one 32-storey tower (Building 6) and one 17-storey tower (Building 7) containing a total of 469 Dwelling Units and one 34-storey tower (Building 8) containing 286 Dwelling Units; atop a podium containing Retail/Office Uses; all over three levels of underground parking, and a portion of the future 9-acre Park. STAGED CONSTRUCTION SHELL PERMIT Amend: Aug 3, 2022 There are 7 additional drains on Level P3. | Trotter and Morton Building Technologies Inc
NULL | NULL | NULL | Sprinkler Permit | Commercial | New | Draft | Commercial - To install sprinklers to NFPA 13 2013 to change the use of the building from Multiple dwelling (3 units) to a Multiple dwelling/Restaurant Class 1 converting 2 dwelling units to Restaurant Class 1 on the 1st floor and increasing the number of dwelling units from 1 dwelling unit to 3 dwelling units on the 2nd floor, thereby requesting a relaxation in parking on this site. Commercial Kitchen Notes - Kitchen has both Class 1 and Class 5 Cooking Operations: | BC FIRE SPRINKLERS--Gordon Knight
NULL | NULL | NULL | Plumbing Permit | Residential | New | Withdrawn | Residential - plumbing | NULL
NULL | NULL | NULL | Plumbing Permit | NULL | NULL | Withdrawn | NULL | NULL
NULL | NULL | NULL | Plumbing Permit | Residential | New | Withdrawn | Residential - jhh | NULL
NULL | NULL | NULL | Gas Permit | NULL | NULL | Draft | NULL | NULL
NULL | NULL | NULL | Electrical Permit | Residential | New | Withdrawn | Installation / Repair - Residential - alarm rough in and complete | Supertech Systems Ltd
NULL | NULL | NULL | Gas Permit | Residential | New | Draft | Residential - To install boiler range fireplace BBQ There is pipping for BBQ and fireplace | JOT MECHANICAL LTD
NULL | NULL | NULL | Sprinkler Permit | NULL | NULL | Draft | NULL | NULL
NULL | NULL | NULL | Mechanical Permit | NULL | NULL | Draft | NULL | NULL
NULL | NULL | NULL | Plumbing Permit | Residential | New | Draft | Residential - 1 sump out of the Lanway house | Jewel Mini Excavating Ltd
NULL | NULL | NULL | Gas Permit | Residential | New | Draft | Residential - Whole house | NULL
NULL | NULL | NULL | Gas Permit | Residential | New | Draft | Residential - Whole house | NULL
NULL | NULL | NULL | Plumbing Permit | Residential | Renovation - Dwelling Unit(s) only | Withdrawn | Residential - hhh | Centigrade Mechanical Ltd
NULL | NULL | NULL | Electrical Permit | NULL | NULL | Draft | NULL | NULL
NULL | NULL | NULL | Plumbing Permit | Commercial | Tenant Improvement | Withdrawn | Commercial - Addition of new washroom and kitchen sinks on 28th floor. Interior alterations to the north half of the 28th floor of this new office building (first TI). | Enersolv Design & Build Ltd
NULL | NULL | NULL | Electrical Permit | NULL | NULL | Withdrawn | NULL | NULL
NULL | NULL | NULL | Electrical Permit | NULL | NULL | Withdrawn | NULL | NULL
NULL | NULL | NULL | Plumbing Permit | Residential | Renovation | Draft | Residential - Installing new jacuzzi tub in place of old soaker tub, new soaker tub in place of old steel tub and new shower pan in place of old shower pan. | Precise Plumbing & Heating Inc
NULL | NULL | NULL | Gas Permit | NULL | NULL | Withdrawn | NULL | Airstream Heating & Air Conditioning Inc
NULL | NULL | NULL | Gas Permit | Residential | NULL | Withdrawn | Residential - Remove (1) one existing 100 MBTU boiler Supply and install (1) one new 200 MBTU boiler | Airstream Heating & Air Conditioning Inc
NULL | NULL | NULL | Electrical Permit | NULL | NULL | Draft | NULL | NULL
NULL | NULL | NULL | Electrical Permit | NULL | NULL | Draft | NULL | NULL
NULL | NULL | NULL | Gas Permit | Commercial | Renovation | Withdrawn | Commercial - Replace convection oven | Western Food Equipment Repair Limited
NULL | NULL | NULL | Electrical Permit | Commercial | Renovation | Withdrawn | Installation / Repair - Commercial - - remove receptacle wiring from demo wall - relocate 4 receptacles - install one 3 way switch | BC Highlight Electric Corp
NULL | NULL | NULL | Sprinkler Permit | NULL | NULL | Draft | NULL | NULL
NULL | NULL | NULL | Gas Permit | NULL | NULL | Withdrawn | NULL | Campbell Care Plumbing, Heating & Air Ltd.
NULL | NULL | NULL | Electrical Permit | Commercial | Addition | Withdrawn | Installation / Repair - Commercial - Installation of Camera, Access and Mircom Entrephone | ACCURATE ALARMS Ltd
NULL | NULL | NULL | Electrical Permit | Commercial | Renovation | Draft | Temporary Power - Commercial - To provide temporary power. | Tritech Group Ltd
NULL | NULL | NULL | Electrical Permit | Commercial | Tenant Improvement | Draft | Installation / Repair - Commercial - Replace some switcheswith timer | NULL
NULL | NULL | NULL | Mechanical Permit | NULL | NULL | Draft | NULL | NULL
NULL | NULL | NULL | Electrical Permit | NULL | NULL | Withdrawn | NULL | NULL
NULL | NULL | NULL | Electrical Permit | NULL | NULL | Draft | NULL | NULL
NULL | NULL | NULL | Mechanical Permit | NULL | NULL | Draft | NULL | NULL
EP-2022-08818 | 2022-10-17 | NULL | Electrical Permit | Commercial | NULL | Expired | Movie Set / Filming - To allow for Movie Set/Filming Applicant shall provide completed Contractor Declaration form, and dates of filming and associated location(s) to csinspection.clerks@vancouver.ca prior to the commencement of filming. Visit vancouver.ca/inspections for more details. | Filmgroup.tv Ltd
NULL | NULL | NULL | Mechanical Permit | NULL | NULL | Draft | NULL | NULL
NULL | NULL | NULL | Plumbing Permit | NULL | NULL | Draft | NULL | NULL
NULL | NULL | NULL | Plumbing Permit | Residential | New | Draft | Residential | Aquaman Plumbing And Heating Ltd
NULL | NULL | NULL | Gas Permit | Commercial | New | Draft | Commercial - processed food | NULL
EP-2022-08825 | 2022-10-17 | NULL | Electrical Permit | Commercial | NULL | Expired | Movie Set / Filming - To allow for Movie Set/Filming Applicant shall provide completed Contractor Declaration form, and dates of filming and associated location(s) to csinspection.clerks@vancouver.ca prior to the commencement of filming. Visit vancouver.ca/inspections for more details. | The Capital Media Company Inc
NULL | NULL | NULL | Plumbing Permit | Commercial | Renovation - Dwelling Unit(s) only | Withdrawn | Commercial - Fgg | NULL
NULL | NULL | NULL | Mechanical Permit | NULL | NULL | Withdrawn | NULL | CEN'S MECHANICAL F & C ENTERPRISES LTD
NULL | NULL | NULL | Electrical Permit | Commercial | New | Draft | Temporary Power - Commercial - Temporary Power Pole Valid October 15, 2021 to October 14, 2022 EP-2020-07803: Expired (Temporary Power - Commercial) To provide temporary power to this site. | F & S Electrical Ltd
NULL | NULL | NULL | Electrical Permit | Residential | New | Withdrawn | Installation / Repair - Residential - Relocate existing 200 amp dual meter base service from private pole to new garage. Panel from main house service to be mounted in garage to service garage circuits & refeed main house panel. Existing suite service cable to be re-fed from new dual meter base on garage. Fit out garage with overhead door circuits & general lights & receptacles to code. | NULL
EP-2022-08831 | 2022-10-19 | NULL | Electrical Permit | Commercial | New | Completed | Installation / Repair - Commercial - New O/H service & connection to pole mounted service box. 15A, 120V service for Telus microcell - pole mounted. Pole ID: 9026179 BC106771 2789 Point Grey Rd | HighAngle Electrical Inc
EP-2022-08833 | 2022-10-18 | NULL | Electrical Permit | Commercial | New | Completed | Installation / Repair - Commercial - New O/H service & connection to pole mounted service box. 15A, 120V service for Telus microcell - pole mounted. Pole ID: 200704 BC106772 2644 POINT GREY ROAD | HighAngle Electrical Inc
NULL | NULL | NULL | Plumbing Permit | NULL | NULL | Draft | NULL | NULL
NULL | NULL | NULL | Plumbing Permit | NULL | NULL | Draft | NULL | NULL
EP-2022-08834 | 2022-10-18 | NULL | Electrical Permit | Commercial | New | Completed | Installation / Repair - Commercial - New O/H service & connection to pole mounted service box. 15A, 120V service for Telus microcell - pole mounted. Pole ID: 200717 BC106773 1600 Stephens St | HighAngle Electrical Inc
EP-2022-08835 | 2022-10-18 | NULL | Electrical Permit | Commercial | New | Completed | Installation / Repair - Commercial - New O/H service & connection to pole mounted service box. 15A, 120V service for Telus microcell - pole mounted. Pole ID: 210775 BC107342 3150 BLANCA ST | HighAngle Electrical Inc
EP-2022-08836 | 2022-10-18 | NULL | Electrical Permit | Commercial | New | Completed | Installation / Repair - Commercial - New O/H service & connection to pole mounted service box. 15A, 120V service for Telus microcell - pole mounted. Pole ID: 2655645 BC107348 4583 W. 15th | HighAngle Electrical Inc
EP-2022-08837 | 2022-10-18 | NULL | Electrical Permit | Commercial | New | Completed | Installation / Repair - Commercial - New O/H service & connection to pole mounted service box. 15A, 120V service for Telus microcell - pole mounted. Pole ID: 2595180 BC110555 3281 W. 27th Ave | HighAngle Electrical Inc
NULL | NULL | NULL | Electrical Permit | NULL | NULL | Draft | NULL | NULL
NULL | NULL | NULL | Electrical Permit | Commercial | Renovation | Draft | Installation / Repair - Commercial - improvement/ renovation of original restaurant of lights, plugs, bar and kitchen equipment to new chop restaurant Interior and exterior alterations for tenant improvements to this existing Restaurant Class -1 proposing a new tenant in Unit #26 at the ground and mezzanine levels of this existing high-rise mixed-use commercial building. Notes: 1. Class-1 Cooking operation 2. Application and permit reviewed and approved under the VBBL #12511 3. Patio seating to be approved under a separate permit. 4. Proposed occupant load: 313 | Shawn Electric Ltd
NULL | NULL | NULL | Electrical Permit | NULL | NULL | Withdrawn | NULL | NULL
NULL | NULL | NULL | Electrical Permit | NULL | NULL | Withdrawn | NULL | NULL
NULL | NULL | NULL | Plumbing Permit | Residential | New | Draft | Residential - Plumbing | NULL
NULL | NULL | NULL | Plumbing Permit | NULL | NULL | Draft | NULL | NULL
NULL | NULL | NULL | Plumbing Permit | NULL | NULL | Draft | NULL | NULL
NULL | NULL | NULL | Electrical Permit | Commercial | Tenant Improvement | Withdrawn | Installation / Repair - Commercial - upgrade existing service from 60 Amp to 100 Amp | ENERGY ELECTRIC LTD
NULL | NULL | NULL | Plumbing Permit | Residential | Renovation | Draft | Residential - Kitchen and bathroom reno | NULL
NULL | NULL | NULL | Electrical Permit | Commercial | Tenant Improvement | Withdrawn | Installation / Repair - Commercial - upgrade existing service from 60 Amp to 100 Amp | ENERGY ELECTRIC LTD
NULL | NULL | NULL | Electrical Permit | Commercial | Renovation | Draft | Installation / Repair - Commercial - Speaker wire repair, Camera repair/installation and video alarm installation. | NULL
NULL | NULL | NULL | Electrical Permit | NULL | NULL | Draft | NULL | NULL
NULL | NULL | NULL | Mechanical Permit | NULL | NULL | Withdrawn | NULL | NULL
NULL | NULL | NULL | Gas Permit | NULL | NULL | Draft | NULL | NULL
NULL | NULL | NULL | Electrical Permit | Commercial | New | Draft | Temporary Power - Commercial - Temporary Power Pole Valid October 15, 2021 to October 14, 2022 EP-2020-07803: Expired (Temporary Power - Commercial) To provide temporary power to this site. | F & S Electrical Ltd
NULL | NULL | NULL | Plumbing Permit | Commercial | Renovation | Draft | Commercial - Commercial Plumbing: Install new drain lines for coke and juice machine to existing drainage lines trenching | NULL
NULL | NULL | NULL | Mechanical Permit | NULL | NULL | Draft | NULL | NULL
NULL | NULL | NULL | Mechanical Permit | NULL | NULL | Withdrawn | NULL | NULL
NULL | NULL | NULL | Electrical Permit | Residential | Renovation | Draft | Installation / Repair - Residential - -Install wiring and backbox for wall mounted light fixture in Dining Room -Wall fixture backbox will be wired in-wall, above and fed from existing switched receptacle -Connect and test owner supplied wall mounted light fixture -Replace existing pot light above mantle with new 6” flat panel pot light -Remove and replace existing track heads in Kitchen and Dining Room with LED -Add 1 additional track head in the Dining Room -Replace Dimmers for track lighting, mantle pot light and new wall fixture | TDR Electric Inc
NULL | NULL | NULL | Plumbing Permit | NULL | NULL | Draft | NULL | Ridgeway Mechanical Ltd
NULL | NULL | NULL | Electrical Permit | NULL | NULL | Withdrawn | NULL | NULL
NULL | NULL | NULL | Electrical Permit | NULL | NULL | Draft | NULL | NULL
NULL | NULL | NULL | Electrical Permit | NULL | NULL | Draft | NULL | NULL
NULL | NULL | NULL | Electrical Permit | NULL | NULL | Withdrawn | NULL | NULL
NULL | NULL | NULL | Electrical Permit | NULL | NULL | Withdrawn | NULL | NULL
NULL | NULL | NULL | Gas Permit | Residential | Renovation | Withdrawn | Residential - HWT re&re | NULL
NULL | NULL | NULL | Plumbing Permit | Commercial | New | Draft | Commercial - Storm, sanitary, drainage and plumbing installation for the New Saint Paul's hospital inclusive of plumbing fixtures, drains and cleanouts. | Modern Niagara Vancouver Inc
NULL | NULL | NULL | Gas Permit | NULL | NULL | Draft | NULL | NULL
NULL | NULL | NULL | Gas Permit | Residential | Tenant Improvement | Draft | Residential - Re and re for water heater tank gas in house | NULL
NULL | NULL | NULL | Plumbing Permit | Commercial | Tenant Improvement | Withdrawn | Commercial - Fixtures | DAVIDSON BROS MECHANICAL CONTRACTORS
NULL | NULL | NULL | Plumbing Permit | NULL | NULL | Withdrawn | NULL | DAVIDSON BROS MECHANICAL CONTRACTORS
NULL | NULL | NULL | Electrical Permit | Residential | Tenant Improvement | Withdrawn | Installation / Repair - Residential - electrical to outdoor ground mounted air source heat pump unit | NULL
NULL | NULL | NULL | Plumbing Permit | Commercial | Tenant Improvement | Withdrawn | Commercial - Fixtures | DAVIDSON BROS MECHANICAL CONTRACTORS
NULL | NULL | NULL | Gas Permit | Residential | Tenant Improvement | Draft | Residential - re & re Water Heater Tank 40 US galon | NULL
NULL | NULL | NULL | Electrical Permit | NULL | NULL | Withdrawn | NULL | NULL
NULL | NULL | NULL | Plumbing Permit | Commercial | New | Draft | Commercial - Complete plumbing system at 5399 Joyce street | NULL
NULL | NULL | NULL | Electrical Permit | Commercial | NULL | Draft | Annual / Operating - Electrical Annual Permit (Operating Permit) for the maintenance and operation of electrical equipment (service high voltage electrical room). | Vikor I Electric Inc
NULL | NULL | NULL | Gas Permit | Residential | Tenant Improvement | Draft | Residential - re & re water heater tank 40 US g | NULL
NULL | NULL | NULL | Plumbing Permit | Residential | New | Draft | Residential | NULL
NULL | NULL | NULL | Plumbing Permit | Residential | New | Draft | Residential - Plumbing | NULL
NULL | NULL | NULL | Plumbing Permit | Residential | New | Draft | Residential - Plumbing | NULL
NULL | NULL | NULL | Mechanical Permit | NULL | NULL | Draft | NULL | T Paradiso Plumbing & Hot Water Heating Inc
NULL | NULL | NULL | Electrical Permit | Commercial | Renovation | Draft | Installation / Repair - Commercial - Installation / Repair - Commercial - Relocate electrical from existing area into new corridor. Electrical in new storage area for Luis Vuitton on 2 levels to be cleaned up and made safe. 1 smoke detector added in corridor. 1 smoke detector relocated on Mezzanine level. | NULL
NULL | NULL | NULL | Plumbing Permit | Residential | New | Draft | Residential - Plumbing | NULL
NULL | NULL | NULL | Electrical Permit | NULL | NULL | Draft | NULL | NULL
NULL | NULL | NULL | Sprinkler Permit | NULL | NULL | Draft | NULL | NULL
NULL | NULL | NULL | Mechanical Permit | NULL | NULL | Draft | NULL | NULL
NULL | NULL | NULL | Mechanical Permit | NULL | NULL | Draft | NULL | NULL
NULL | NULL | NULL | Gas Permit | Commercial | Renovation | Draft | Commercial - Replace convection oven | Western Food Equipment Repair Limited
NULL | NULL | NULL | Electrical Permit | NULL | NULL | Withdrawn | NULL | NULL
NULL | NULL | NULL | Gas Permit | Residential | Tenant Improvement | Draft | Residential - re & re water heater tank 40 US | NULL
NULL | NULL | NULL | Gas Permit | Residential | Tenant Improvement | Draft | Residential - re & re water heater tank | NULL
NULL | NULL | NULL | Plumbing Permit | NULL | NULL | Withdrawn | NULL | NULL
NULL | NULL | NULL | Gas Permit | Residential | Tenant Improvement | Draft | Residential - replace W.H.T | NULL
NULL | NULL | NULL | Electrical Permit | NULL | NULL | Draft | NULL | NULL
NULL | NULL | NULL | Electrical Permit | NULL | NULL | Draft | NULL | NULL
NULL | NULL | NULL | Plumbing Permit | Commercial | New | Draft | Commercial - Install complete plumbing system | NULL
NULL | NULL | NULL | Electrical Permit | NULL | NULL | Withdrawn | NULL | NULL
NULL | NULL | NULL | Plumbing Permit | NULL | NULL | Draft | NULL | NULL
NULL | NULL | NULL | Mechanical Permit | NULL | NULL | Withdrawn | NULL | ROYAN MECHANICAL LTD
NULL | NULL | NULL | Gas Permit | Residential | Tenant Improvement | Draft | Residential - re & re water heater tank 40.000 | NULL
NULL | NULL | NULL | Electrical Permit | NULL | NULL | Draft | NULL | NULL
NULL | NULL | NULL | Electrical Permit | Commercial | NULL | Draft | Annual / Operating | NULL
NULL | NULL | NULL | Electrical Permit | NULL | NULL | Draft | NULL | NULL
NULL | NULL | NULL | Mechanical Permit | NULL | NULL | Draft | NULL | NULL
NULL | NULL | NULL | Plumbing Permit | NULL | NULL | Draft | NULL | Inlet Mechanical Services Ltd
NULL | NULL | NULL | Plumbing Permit | NULL | New | Draft | NULL | Superstar Plumbing Heating & Sprinkler Supplies Ltd
NULL | NULL | NULL | Plumbing Permit | Residential | New | Draft | Residential - plumbing for walking in shower, toilet, sinks etc in addition and existing area when plumbing to be relocated to accommodate changes | NULL
NULL | NULL | NULL | Mechanical Permit | NULL | NULL | Withdrawn | NULL | NULL
NULL | NULL | NULL | Plumbing Permit | NULL | NULL | Draft | NULL | NULL
EP-2022-08985 | 2022-10-21 | NULL | Electrical Permit | Commercial | NULL | Expired | Movie Set / Filming - To allow for Movie Set/Filming Applicant shall provide completed Contractor Declaration form, and dates of filming and associated location(s) to csinspection.clerks@vancouver.ca prior to the commencement of filming. Visit vancouver.ca/inspections for more details. | TDG Film Inc
NULL | NULL | NULL | Gas Permit | NULL | NULL | Draft | NULL | Milani Plumbing Heating & Air Conditioning Ltd
NULL | NULL | NULL | Mechanical Permit | NULL | NULL | Withdrawn | NULL | NULL
NULL | NULL | NULL | Gas Permit | Residential | Renovation | Draft | Residential - Re&re boiler (90.000btu) | Milani Plumbing Heating & Air Conditioning Ltd
NULL | NULL | NULL | Mechanical Permit | NULL | NULL | Withdrawn | NULL | NULL
NULL | NULL | NULL | Electrical Permit | Residential | New | Withdrawn | Temporary Power - Residential - To provide temporary power. | NULL
NULL | NULL | NULL | Electrical Permit | Residential | New | Withdrawn | Temporary Power - Residential - To provide temporary power. | NULL
NULL | NULL | NULL | Electrical Permit | NULL | NULL | Withdrawn | NULL | NULL
NULL | NULL | NULL | Electrical Permit | Residential | New | Withdrawn | Installation / Repair - Residential - New house wiring and finishing including service install 200A And legal suite | NULL
NULL | NULL | NULL | Electrical Permit | Residential | New | Withdrawn | Installation / Repair - Residential - New Duplex Construction | NULL
NULL | NULL | NULL | Electrical Permit | Commercial | Renovation | Withdrawn | Installation / Repair - Commercial - Relocate 4 receptacle and two switches | NULL
NULL | NULL | NULL | Electrical Permit | Residential | New | Draft | Installation / Repair - Residential - Wiring and service for Duplex. | G.S.G. Electric Ltd.
NULL | NULL | NULL | Electrical Permit | Commercial | Renovation | Withdrawn | Installation / Repair - Commercial - Relocate 4 receptacle inside gym Relocate two switch | NULL
NULL | NULL | NULL | Plumbing Permit | NULL | NULL | Withdrawn | NULL | NULL
PP-2022-03846 | NULL | NULL | Plumbing Permit | Commercial | Renovation | Draft | Commercial - Installation of prv valve. | NULL
PP-2022-03849 | NULL | NULL | Plumbing Permit | Commercial | Renovation | Draft | Commercial - Installation of prv valve. | NULL
NULL | NULL | NULL | Electrical Permit | NULL | NULL | Withdrawn | NULL | NULL
NULL | NULL | NULL | Plumbing Permit | NULL | NULL | Withdrawn | NULL | NULL
PP-2022-03842 | NULL | NULL | Plumbing Permit | Commercial | Renovation | Draft | Commercial - Installation of prv valve cew1589480. | Water Design-COV - Paolo Bandiera
PP-2022-03841 | NULL | NULL | Plumbing Permit | Commercial | Renovation | Draft | Commercial - Installation of prv valve cew1589480. | Water Design-COV - Paolo Bandiera
PP-2022-03840 | NULL | NULL | Plumbing Permit | Commercial | Renovation | Draft | Commercial - Installation of prv valve cew1589480. | Water Design-COV - Paolo Bandiera
NULL | NULL | NULL | Gas Permit | NULL | NULL | Withdrawn | NULL | NULL
NULL | NULL | NULL | Electrical Permit | Commercial | New | Withdrawn | Temporary Power - Commercial - To provide temporary power. | Colwin Electrical Group
NULL | NULL | NULL | Mechanical Permit | NULL | NULL | Draft | NULL | Jian Zhou Huang
PP-2022-03835 | NULL | NULL | Plumbing Permit | Commercial | Renovation | Draft | Commercial - Installation of prv valve cew1589480. | Water Design-COV - Paolo Bandiera
NULL | NULL | NULL | Gas Permit | NULL | NULL | Draft | NULL | Reid Brothers Plumbing & Heating Ltd
NULL | NULL | NULL | Electrical Permit | Commercial | NULL | Withdrawn | Movie Set / Filming - To allow for Movie Set/Filming Applicant shall provide completed Contractor Declaration form, and dates of filming and associated location(s) to csinspection.clerks@vancouver.ca prior to the commencement of filming. Visit vancouver.ca/inspections for more details. | NULL
NULL | NULL | NULL | Mechanical Permit | NULL | NULL | Withdrawn | NULL | BD Plumbing
NULL | NULL | NULL | Electrical Permit | Residential | New | Draft | Installation / Repair - Residential - Install a 100 amp service on detached garage for car charger | NULL
NULL | NULL | NULL | Gas Permit | Commercial | New | Draft | Commercial - Provide gas connection | NULL
NULL | NULL | NULL | Plumbing Permit | NULL | NULL | Draft | NULL | NULL
NULL | NULL | NULL | Gas Permit | NULL | NULL | Withdrawn | NULL | Han Appliances & Refrigeration Ltd
NULL | NULL | NULL | Gas Permit | Commercial | New | Draft | Commercial - Gas connections | NULL
NULL | NULL | NULL | Electrical Permit | NULL | NULL | Draft | NULL | NULL
NULL | NULL | NULL | Electrical Permit | Commercial | NULL | Draft | Annual / Operating - Building maintenance Effective October 09/2021 -October 08/2022 EP-2020-07176: Expired ( Annual/Operating) | Mac's Electric Ltd
NULL | NULL | NULL | Electrical Permit | Commercial | New | Draft | Temporary Power - Commercial - To provide temporary power. | 0777792 BC Ltd
NULL | NULL | NULL | Electrical Permit | Residential | New | Draft | Installation / Repair - Residential - New house wiring and finishing including service install 200 A And legal suite | NULL
NULL | NULL | NULL | Plumbing Permit | Commercial | Renovation | Draft | Commercial - Adding a handwash sink in the back of house & replacing existing sink in front of house | NULL
EP-2022-08961 | 2022-10-21 | NULL | Electrical Permit | Commercial | NULL | Expired | Movie Set / Filming - To allow for Movie Set/Filming Applicant shall provide completed Contractor Declaration form, and dates of filming and associated location(s) to csinspection.clerks@vancouver.ca prior to the commencement of filming. Visit vancouver.ca/inspections for more details. | Front Street Pictures Inc
NULL | NULL | NULL | Electrical Permit | NULL | NULL | Withdrawn | NULL | NULL
NULL | NULL | NULL | Gas Permit | NULL | NULL | Draft | NULL | NULL
NULL | NULL | NULL | Electrical Permit | Residential | Tenant Improvement | Withdrawn | Installation / Repair - Residential - Change 2x Existing Smoke Detectors to Smoke/C0 Combo. Add 2x Smoke/C0 detectors in suite bedrooms. | AJ's Electrical Contractors LTD
NULL | NULL | NULL | Mechanical Permit | NULL | NULL | Draft | NULL | NULL
NULL | NULL | NULL | Gas Permit | Residential | Renovation - Dwelling Unit(s) only | Withdrawn | Residential - Furnace replacement | Heatco Furnace Services Ltd
NULL | NULL | NULL | Plumbing Permit | NULL | NULL | Withdrawn | NULL | NULL
NULL | NULL | NULL | Mechanical Permit | NULL | NULL | Withdrawn | NULL | NULL
NULL | NULL | NULL | Plumbing Permit | NULL | NULL | Withdrawn | NULL | NULL
NULL | NULL | NULL | Plumbing Permit | Residential | Renovation | Withdrawn | Residential - Re pipe, water pipe and drainage piping | NULL
NULL | NULL | NULL | Electrical Permit | NULL | NULL | Draft | NULL | NULL
NULL | NULL | NULL | Electrical Permit | NULL | NULL | Draft | NULL | NULL
NULL | NULL | NULL | Electrical Permit | NULL | NULL | Draft | NULL | NULL
NULL | NULL | NULL | Electrical Permit | NULL | NULL | Draft | NULL | NULL
NULL | NULL | NULL | Plumbing Permit | NULL | NULL | Draft | NULL | NULL
NULL | NULL | NULL | Electrical Permit | Commercial | Tenant Improvement | Draft | Installation / Repair - Commercial - Provide 3 new electrical outlets for AV equipment. | Corporate Electric Limited
NULL | NULL | NULL | Electrical Permit | Commercial | New | Draft | Temporary Power - Commercial - To provide temporary power. | 0777792 BC Ltd
NULL | NULL | NULL | Mechanical Permit | NULL | NULL | Draft | NULL | NULL
NULL | NULL | NULL | Mechanical Permit | NULL | NULL | Draft | NULL | NULL
EP-2022-08981 | 2022-10-24 | NULL | Electrical Permit | Commercial | New | Completed | Installation / Repair - Commercial - u/g ducting & installation of junction boxes / retrofit existing 150w HPS fixture with 1 x 36w LED new fixture & 2 x 25w LED pedestrian light / retrofit existing 200w HPS streetlight with new 70w LED new fixture | Trans-Western Electric Ltd
NULL | NULL | NULL | Plumbing Permit | Commercial | New | Draft | Commercial - install complete plumbing system in new construction project | NULL
NULL | NULL | NULL | Plumbing Permit | Commercial | Addition | Draft | Commercial - Plumbing | NULL
NULL | NULL | NULL | Plumbing Permit | NULL | NULL | Draft | NULL | NULL
NULL | NULL | NULL | Plumbing Permit | NULL | NULL | Draft | NULL | NULL
NULL | NULL | NULL | Electrical Permit | NULL | NULL | Draft | NULL | NULL
NULL | NULL | NULL | Electrical Permit | NULL | NULL | Withdrawn | Installation / Repair - - Fire occurred in the master bedroom. Roof was determined that it needed to be replaced. we pulled all wires running through trusses back so roofers could truss repairs. We will connect wires to their original state. As well as replace any burnt wiring in general area of fire. | NULL
NULL | NULL | NULL | Plumbing Permit | Residential | New | Draft | Residential - test | NULL
NULL | NULL | NULL | Electrical Permit | NULL | NULL | Draft | NULL | NULL
NULL | NULL | NULL | Mechanical Permit | NULL | NULL | Draft | NULL | NULL
NULL | NULL | NULL | Mechanical Permit | NULL | NULL | Draft | NULL | NULL
NULL | NULL | NULL | Electrical Permit | NULL | NULL | Withdrawn | NULL | NULL
NULL | NULL | NULL | Electrical Permit | Residential | New | Withdrawn | Temporary Power - Residential - To provide temporary power. | Keystone Electric Ltd
NULL | NULL | NULL | Electrical Permit | NULL | NULL | Draft | NULL | NULL
NULL | NULL | NULL | Sprinkler Permit | NULL | NULL | Draft | NULL | Allright Sprinklers Ltd
NULL | NULL | NULL | Gas Permit | NULL | NULL | Draft | NULL | NULL
NULL | NULL | NULL | Mechanical Permit | NULL | NULL | Draft | NULL | NULL
NULL | NULL | NULL | Electrical Permit | NULL | NULL | Withdrawn | NULL | NULL
NULL | NULL | NULL | Electrical Permit | NULL | NULL | Withdrawn | NULL | NULL
NULL | NULL | NULL | Gas Permit | NULL | NULL | Draft | NULL | NULL
NULL | NULL | NULL | Plumbing Permit | Commercial | Renovation - Dwelling Unit(s) only | Draft | Commercial - Will be replacing the bathtub and shower diverter valve. Will also be installing a new dishwasher. | Salvatore Borello
NULL | NULL | NULL | Mechanical Permit | NULL | NULL | Draft | NULL | NULL
NULL | NULL | NULL | Electrical Permit | NULL | NULL | Draft | NULL | NULL
NULL | NULL | NULL | Mechanical Permit | NULL | NULL | Draft | NULL | NULL
NULL | NULL | NULL | Electrical Permit | Commercial | New | Draft | Temporary Power - Commercial - To provide temporary power. | New-Way Electric Ltd
NULL | NULL | NULL | Plumbing Permit | NULL | NULL | Draft | NULL | RAHELU PLUMBING & HEATING LTD.
NULL | NULL | NULL | Gas Permit | NULL | NULL | Draft | NULL | Milani Plumbing Heating & Air Conditioning Ltd
NULL | NULL | NULL | Sprinkler Permit | Commercial | Renovation | Draft | Commercial - To Install 11 Sprinkler Heads Interior alterations to provide tenant improvements for a new Cannabis Retail store (Group E) on the 1st and 2nd storey (entire building) occupied by a single tenant, in this existing Retail building on this site. Scope of work includes: Interior demolition - two (2) stairs (area of 2nd fl to remain open to below), remove beam, partitions, doors, storage area at rear; Build one new stair, two entry vestibules, install new security gates and a man door at rear (lane), new walls, doors, storage, lighting, power and millwork for display units, new finishes, paint and flooring where needed. Structural - new beams and handrail/guardrails installed. *****This application does not include any of the following: 1. Not more than 20 sprinklers (add, relocate, or remove), 2. hydraulic calculations, 3. change in occupancy and /or hazard classification, 4. warehouse storage arrangements, 5. mobile compact storage arrangements, 6. alternative solutions, 7. changes to the sprinkler system supply piping (e.g. valves, mains, cross-mains, branch-lines, etc.), or 8. flexible sprinkler pipe. | General Sprinkler Systems Ltd
EP-2022-09033 | NULL | NULL | Electrical Permit | Commercial | NULL | Application Incomplete | Special Event - 120v power distribution 7k gensets 1585 Johnson | Riviers Electric Services Inc
NULL | NULL | NULL | Electrical Permit | Commercial | NULL | Draft | Annual / Operating | NULL
NULL | NULL | NULL | Plumbing Permit | Commercial | New | Draft | Commercial - backflow installation | Mainstream Backflow
NULL | NULL | NULL | Electrical Permit | NULL | NULL | Withdrawn | NULL | NULL
NULL | NULL | NULL | Plumbing Permit | NULL | NULL | Draft | NULL | NULL
NULL | NULL | NULL | Plumbing Permit | Commercial | Addition | Draft | Commercial - install backflow in parkade | Mainstream Backflow
NULL | NULL | NULL | Mechanical Permit | NULL | NULL | Draft | NULL | NULL
NULL | NULL | NULL | Plumbing Permit | NULL | NULL | Draft | NULL | NULL
NULL | NULL | NULL | Sprinkler Permit | NULL | NULL | Draft | NULL | NULL
NULL | NULL | NULL | Electrical Permit | NULL | NULL | Draft | NULL | NULL
NULL | NULL | NULL | Sprinkler Permit | Commercial | New | Draft | Commercial - 5t5 | NULL
NULL | NULL | NULL | Electrical Permit | Commercial | NULL | Draft | Movie Set / Filming - To allow for Movie Set/Filming Applicant shall provide completed Contractor Declaration form, and dates of filming and associated location(s) to csinspection.clerks@vancouver.ca prior to the commencement of filming. Visit vancouver.ca/inspections for more details. | NULL
NULL | NULL | NULL | Electrical Permit | Commercial | New | Withdrawn | Installation / Repair - Commercial - 1 | HighAngle Electrical Inc
NULL | NULL | NULL | Electrical Permit | Commercial | NULL | Draft | Movie Set / Filming - To allow for Movie Set/Filming Applicant shall provide completed Contractor Declaration form, and dates of filming and associated location(s) to csinspection.clerks@vancouver.ca prior to the commencement of filming. Visit vancouver.ca/inspections for more details. | NULL
NULL | NULL | NULL | Gas Permit | Residential | Tenant Improvement | Draft | Residential - Re and Re water heater tank 40 U S gallon | NULL
NULL | NULL | NULL | Gas Permit | NULL | NULL | Draft | NULL | NULL
NULL | NULL | NULL | Plumbing Permit | NULL | NULL | Draft | NULL | NULL
NULL | NULL | NULL | Sprinkler Permit | NULL | NULL | Draft | NULL | NULL
NULL | NULL | NULL | Sprinkler Permit | NULL | NULL | Draft | NULL | NULL
NULL | NULL | NULL | Plumbing Permit | NULL | NULL | Withdrawn | NULL | Drips & Drains Plumbing and Heating Ltd
NULL | NULL | NULL | Sprinkler Permit | Commercial | Renovation | Withdrawn | Commercial - enter building | NULL
NULL | NULL | NULL | Gas Permit | Residential | Tenant Improvement | Draft | Residential - Re and Re water heater tank 40 US G | Shirzad Akhgarian O/A Highgate Plumbing, Gas & Heating
NULL | NULL | NULL | Electrical Permit | Commercial | Tenant Improvement | Withdrawn | Installation / Repair - Commercial - No change to existing service MP-2022-00472 (Issued) Electrical install of Heat pump Building permit not required | NULL
NULL | NULL | NULL | Plumbing Permit | Residential | New | Draft | Residential - Laneway house all plumbing, drainage, roughin and finishing | NULL
NULL | NULL | NULL | Mechanical Permit | NULL | NULL | Draft | NULL | NULL
NULL | NULL | NULL | Electrical Permit | Commercial | NULL | Withdrawn | Annual / Operating | NULL
NULL | NULL | NULL | Gas Permit | NULL | NULL | Withdrawn | NULL | Han Appliances & Refrigeration Ltd
NULL | NULL | NULL | Mechanical Permit | NULL | NULL | Draft | NULL | T Paradiso Plumbing & Hot Water Heating Inc
NULL | NULL | NULL | Electrical Permit | NULL | NULL | Draft | NULL | NULL
NULL | NULL | NULL | Electrical Permit | Residential | New | Draft | Installation / Repair - Residential - Extra Low Voltage prewire and finishing | NULL
NULL | NULL | NULL | Electrical Permit | Commercial | NULL | Draft | Annual / Operating | NULL
NULL | NULL | NULL | Electrical Permit | Commercial | Addition | Draft | Installation / Repair - Commercial - 1. Install new VAV controls with programming 2. Wiring 5 base building Thermostats 3. Wiring 9 VAV diffuser thermostats and interconnecting units. | NULL
NULL | NULL | NULL | Gas Permit | NULL | NULL | Draft | NULL | Schmidt Bros Mechanical Ltd
NULL | NULL | NULL | Plumbing Permit | NULL | NULL | Draft | NULL | NULL
NULL | NULL | NULL | Sprinkler Permit | Commercial | New | Draft | Commercial - installing a new fire sprinkler system | Secure Fire Mechanical Ltd
NULL | NULL | NULL | Mechanical Permit | NULL | NULL | Draft | NULL | Salvatore Borello
NULL | NULL | NULL | Plumbing Permit | NULL | NULL | Withdrawn | NULL | NULL
NULL | NULL | NULL | Plumbing Permit | NULL | NULL | Draft | NULL | Bison Plumbing & Heating Ltd
NULL | NULL | NULL | Electrical Permit | NULL | NULL | Draft | NULL | NULL
NULL | NULL | NULL | Plumbing Permit | NULL | NULL | Withdrawn | NULL | NULL
NULL | NULL | NULL | Electrical Permit | NULL | NULL | Draft | NULL | NULL
NULL | NULL | NULL | Electrical Permit | NULL | NULL | Draft | NULL | NULL
NULL | NULL | NULL | Electrical Permit | NULL | NULL | Draft | NULL | NULL
NULL | NULL | NULL | Plumbing Permit | NULL | NULL | Draft | NULL | NULL
NULL | NULL | NULL | Electrical Permit | Commercial | New | Withdrawn | Temporary Power - Commercial - To provide temporary power. | BUSY BOYS ELECTRICAL LTD
NULL | NULL | NULL | Electrical Permit | NULL | NULL | Withdrawn | NULL | NULL
NULL | NULL | NULL | Gas Permit | Residential | Renovation | Draft | Residential - Furnace & Tankless replacement | NULL
NULL | NULL | NULL | Gas Permit | Residential | Renovation | Draft | Residential - Tankless and furnace replacement | NULL
NULL | NULL | NULL | Gas Permit | Residential | Renovation | Draft | Residential - tankless replacement | Angels Heating & Cooling Ltd
NULL | NULL | NULL | Plumbing Permit | NULL | NULL | Withdrawn | NULL | Rain Coast Plumbing & Heating Ltd
NULL | NULL | NULL | Gas Permit | Residential | Renovation | Withdrawn | Residential - Re&re Tankless | Milani Plumbing Heating & Air Conditioning Ltd
NULL | NULL | NULL | Mechanical Permit | NULL | NULL | Withdrawn | NULL | NULL
NULL | NULL | NULL | Electrical Permit | Residential | New | Withdrawn | Temporary Power - Residential - To provide temporary power. | GV ELECTRICAL INC
NULL | NULL | NULL | Gas Permit | Residential | Renovation | Withdrawn | Residential - Re&re Tankless | Milani Plumbing Heating & Air Conditioning Ltd
NULL | NULL | NULL | Gas Permit | NULL | NULL | Withdrawn | NULL | NULL
NULL | NULL | NULL | Electrical Permit | Commercial | Tenant Improvement | Withdrawn | Installation / Repair - Commercial - Installation of audio visual system in conference room #1700 - 17th floor (full floor tenant) Interior alterations for a first tenant improvement to this office shell for a new full floor office tenant on the 17th floor (#1700) in this existing commercial building on the site. Scope of work: complete tenant fit out including new partition walls, doors, lighting, floors, finishes, staff kitchen, electrical, plumbing and sprinkler work. | Western Audio Visual Enterprises Ltd
NULL | NULL | NULL | Mechanical Permit | NULL | NULL | Draft | NULL | NULL
NULL | NULL | NULL | Gas Permit | Residential | New | Draft | Residential - Install gas fireplace with vent & hook up | NULL
NULL | NULL | NULL | Electrical Permit | NULL | NULL | Withdrawn | NULL | NULL
NULL | NULL | NULL | Gas Permit | Residential | Tenant Improvement | Draft | Residential - Re and Re Hot Water Tank | NULL
NULL | NULL | NULL | Electrical Permit | Residential | New | Draft | Installation / Repair - Residential - Wiring up new lane way building and putting a new panel in there from house. Also adding a meter to house for Laneway building and upgrading service to 200 amp | NULL
NULL | NULL | NULL | Sprinkler Permit | Residential | New | Draft | Residential - Install sprinklers in lwh | NULL
NULL | NULL | NULL | Electrical Permit | Residential | New | Draft | Installation / Repair - Residential - Wiring up a new lane way building for 2nd dwelling on property. Also upgrading service to 200 amp and installing a double meter base at house now | NULL
NULL | NULL | NULL | Electrical Permit | Residential | NULL | Draft | Installation / Repair - Residential - Adding meter to house for new lane way suite which we will be wiring to code | NULL
NULL | NULL | NULL | Plumbing Permit | NULL | NULL | Draft | NULL | Reid Brothers Plumbing & Heating Ltd
NULL | NULL | NULL | Electrical Permit | Residential | New | Draft | Installation / Repair - Residential - Wiring up a new lane way suite and running in a new 100 amp service to lane way suite from house and upgrading house meter from 100 amp to 200 amp and installing a dual meter base | NULL
NULL | NULL | NULL | Plumbing Permit | NULL | NULL | Draft | NULL | NULL
NULL | NULL | NULL | Electrical Permit | NULL | Renovation | Draft | Installation / Repair - - Service upgrade from 100 Amp to 200 Amp to accommodate a future AC unit or EV charger | NULL
NULL | NULL | NULL | Electrical Permit | Commercial | NULL | Draft | Annual / Operating - Fire Panel Annual permit for maintenance throughout building. Valid: October 8, 2021 to October 7, 2022 EP-2020-07137: Expired | Centurion Electric Ltd
NULL | NULL | NULL | Mechanical Permit | NULL | NULL | Draft | NULL | Milani Plumbing Heating & Air Conditioning Ltd
NULL | NULL | NULL | Electrical Permit | Commercial | NULL | Withdrawn | Annual / Operating | NULL
NULL | NULL | NULL | Electrical Permit | NULL | NULL | Withdrawn | NULL | NULL
NULL | NULL | NULL | Gas Permit | NULL | NULL | Withdrawn | NULL | NULL
NULL | NULL | NULL | Sprinkler Permit | NULL | NULL | Withdrawn | NULL | NULL
EP-2022-09174 | 2022-10-27 | NULL | Electrical Permit | Commercial | NULL | Expired | Movie Set / Filming - To allow for Movie Set/Filming Applicant shall provide completed Contractor Declaration form, and dates of filming and associated location(s) to csinspection.clerks@vancouver.ca prior to the commencement of filming. Visit vancouver.ca/inspections for more details. | Yellowjackets 2 Productions BC Inc
NULL | NULL | NULL | Electrical Permit | NULL | NULL | Draft | NULL | NULL
NULL | NULL | NULL | Electrical Permit | Commercial | NULL | Draft | Annual / Operating - Fire Panel Annual permit for maintenance throughout building. Valid: October 8, 2021 to October 7, 2022 EP-2020-07137: Expired | Centurion Electric Ltd
NULL | NULL | NULL | Electrical Permit | NULL | NULL | Draft | Installation / Repair - - Extra low voltage ,Pulling 14 cat6 cables | NULL
NULL | NULL | NULL | Electrical Permit | NULL | NULL | Withdrawn | NULL | NULL
NULL | NULL | NULL | Gas Permit | NULL | NULL | Withdrawn | NULL | NULL
NULL | NULL | NULL | Electrical Permit | Commercial | NULL | Draft | Movie Set / Filming - To allow for Movie Set/Filming Applicant shall provide completed Contractor Declaration form, and dates of filming and associated location(s) to csinspection.clerks@vancouver.ca prior to the commencement of filming. Visit vancouver.ca/inspections for more details. Filming of various scenes 55 E CORDOVA STREET #311, Vancouver, BC V6A 0A5 | PICO Productions (BC) Limited
NULL | NULL | NULL | Gas Permit | Residential | New | Draft | Residential - Venting and hookup only | REAL LIGHTING & FIREPLACES LTD
NULL | NULL | NULL | Electrical Permit | NULL | NULL | Draft | NULL | NULL
NULL | NULL | NULL | Gas Permit | Residential | Renovation | Draft | Residential - Decommission and remove furnace | Ashton Service Group/Ashton Mechanical Ltd.
NULL | NULL | NULL | Plumbing Permit | NULL | NULL | Draft | NULL | NULL
NULL | NULL | NULL | Electrical Permit | Commercial | Renovation | Draft | Installation / Repair - Commercial - Run Cat6, 22/4 and 16/2 cabling from the Server room on the 25th floor to the Large Boardroom and the large Meeting Room on the 25th floor. Install TV’s, speakers and microphones in both rooms. Connect and terminate cables at the rack in the Server Room and at the audio visual TV’s, microphones and speakers in the Boardroom and the Large Meeting room (on the 25th floor). FYI, the prewiring is completed. >BP: Interior tenant improvement work to 24th, 25th, and part of 26th floor in a new commercial office tower (first TI). | Tsawwassen Electric Inc
NULL | NULL | NULL | Sprinkler Permit | NULL | NULL | Draft | NULL | RAHELU PLUMBING & HEATING LTD.
NULL | NULL | NULL | Plumbing Permit | NULL | NULL | Withdrawn | NULL | NULL
NULL | NULL | NULL | Plumbing Permit | NULL | NULL | Withdrawn | NULL | NULL
NULL | NULL | NULL | Gas Permit | Residential | Tenant Improvement | Draft | Residential - Re and Re water Heater Tank | Shirzad Akhgarian O/A Highgate Plumbing, Gas & Heating
NULL | NULL | NULL | Gas Permit | Residential | New | Draft | Residential - replace gas heating boiler with a high efficiency wall mount boiler | NULL
NULL | NULL | NULL | Electrical Permit | Commercial | Addition | Draft | Installation / Repair - Commercial - extra low voltage pulling 14 cat 6 cables only | NULL
NULL | NULL | NULL | Gas Permit | Residential | New | Draft | Residential - New gas fireplace with vent & hook up | Fastgo System 2011 Inc DBA Fireplaces Unlimited
NULL | NULL | NULL | Electrical Permit | NULL | NULL | Draft | NULL | NULL
NULL | NULL | NULL | Electrical Permit | NULL | NULL | Draft | NULL | NULL
NULL | NULL | NULL | Electrical Permit | NULL | NULL | Withdrawn | NULL | NULL
NULL | NULL | NULL | Electrical Permit | Commercial | Renovation | Draft | Installation / Repair - Commercial - The existing security system is going to be upgraded | NULL
NULL | NULL | NULL | Gas Permit | Residential | Renovation | Withdrawn | Residential - Replacement of the boiler. | NULL
NULL | NULL | NULL | Electrical Permit | Commercial | Renovation | Withdrawn | Installation / Repair - Commercial - Install 2 - 20Amp 208V and 1 - 30Amp 208V Receptacles for equipment in Microbiology Lab. I am just install 3 new circuits with outlets in the ceiling for some lab equipment to be plugged into. There is a partition wall with some wiremolding on it. I will be removing the wiremolding and the circuits that are in it. I myself will not be removing the partition wall and no walls are being built. | LIGHTSIDE ELECTRICAL SERVICES INC.
NULL | NULL | NULL | Electrical Permit | NULL | NULL | Draft | NULL | NULL
NULL | NULL | NULL | Gas Permit | Residential | Renovation | Withdrawn | Residential - Boiler replacement | NULL
NULL | NULL | NULL | Mechanical Permit | NULL | NULL | Draft | NULL | NULL
NULL | NULL | NULL | Sprinkler Permit | NULL | NULL | Withdrawn | NULL | Active Fire & Safety Services Ltd
NULL | NULL | NULL | Plumbing Permit | Residential | New | Draft | Residential - sump permit | NULL
NULL | NULL | NULL | Plumbing Permit | NULL | NULL | Draft | NULL | NULL
NULL | NULL | NULL | Plumbing Permit | NULL | NULL | Draft | NULL | NULL
NULL | NULL | NULL | Plumbing Permit | Residential | Renovation | Draft | Residential - Installing a new sump | Kerr Construction Inc
NULL | NULL | NULL | Electrical Permit | Commercial | NULL | Withdrawn | Annual / Operating | NULL
NULL | NULL | NULL | Sprinkler Permit | NULL | NULL | Withdrawn | NULL | Active Fire & Safety Services Ltd
NULL | NULL | NULL | Electrical Permit | NULL | Renovation | Draft | Installation / Repair - - Service upgrade from 100 Amp to 200 Amp to accommodate a future AC unit or EV charger. | NULL
NULL | NULL | NULL | Sprinkler Permit | Commercial | New | Draft | Commercial - 16 story mixed-use building consisting Levels 1 & 2 - retail use with mezzanines (shell only) and 3 dwelling units (2 storeys) Levels 3 to 15 - 161 dwelling units Level 16 - Amenity space all over three levels of underground parking and storage rooms, having vehicular access from the lane. | Active Fire & Safety Services Ltd
NULL | NULL | NULL | Electrical Permit | NULL | NULL | Draft | NULL | NULL
NULL | NULL | NULL | Electrical Permit | NULL | NULL | Draft | NULL | NULL
NULL | NULL | NULL | Electrical Permit | NULL | NULL | Draft | NULL | NULL
NULL | NULL | NULL | Electrical Permit | NULL | NULL | Draft | Installation / Repair - - Service upgrade from 100 Amps to 200 Amps to accommodate a future AC unit or EV charger. | NULL
NULL | NULL | NULL | Electrical Permit | NULL | NULL | Draft | NULL | NULL
NULL | NULL | NULL | Gas Permit | NULL | NULL | Withdrawn | NULL | NULL
NULL | NULL | NULL | Gas Permit | Residential | Renovation | Withdrawn | Residential - Boiler replacement | NULL
NULL | NULL | NULL | Electrical Permit | NULL | NULL | Draft | NULL | NULL
NULL | NULL | NULL | Mechanical Permit | NULL | NULL | Draft | NULL | NULL
NULL | NULL | NULL | Electrical Permit | Commercial | New | Withdrawn | Installation / Repair - Commercial - Swap out the existing panel for a new larger panel. Install electrical conduit, cabling, and two EV charger. Install TWO (2) 2P-60A BREAKERS IN EXISTING PANEL FOR TWO NEW EV CHARGERS. | Mott Electric General Partnership
NULL | NULL | NULL | Plumbing Permit | Residential | Renovation | Draft | Residential - install out-side sump for drain-tiles and rwl to be directed into sump.Sewer and stormline to be installed to propertyline | NULL
NULL | NULL | NULL | Mechanical Permit | NULL | NULL | Draft | NULL | NULL
NULL | NULL | NULL | Plumbing Permit | Residential | New | Withdrawn | Residential - Installation of plumbing fixtures | Century Twenty One Gas & Heating Co. Ltd
NULL | NULL | NULL | Plumbing Permit | NULL | NULL | Withdrawn | NULL | NULL
NULL | NULL | NULL | Plumbing Permit | Residential | Renovation | Draft | Residential - I am installing an outside sump. Storm and sewer lines to the property line. | NULL
EP-2022-09246 | 2022-11-23 | NULL | Electrical Permit | Commercial | Renovation | Issued | Installation / Repair - Commercial - Project consists of replacing a control panel and auto-sampler kiosk -It is an existing underground service to a Kiosk for flow monitoring Metro Vancouver sort of on corner of Balaclava and Beach Ave. | Ross Morrison Electrical Ltd
NULL | NULL | NULL | Electrical Permit | Commercial | New | Draft | Temporary Power - Commercial - To provide temporary power. | New-Way Electric Ltd
NULL | NULL | NULL | Electrical Permit | Commercial | New | Draft | Temporary Power - Commercial - To provide temporary power. | New-Way Electric Ltd
NULL | NULL | NULL | Mechanical Permit | NULL | NULL | Draft | NULL | NULL
NULL | NULL | NULL | Plumbing Permit | NULL | NULL | Draft | NULL | NULL
NULL | NULL | NULL | Gas Permit | NULL | NULL | Draft | NULL | NULL
NULL | NULL | NULL | Mechanical Permit | NULL | NULL | Draft | NULL | NULL
NULL | NULL | NULL | Mechanical Permit | NULL | NULL | Draft | NULL | East West Plumbing (2007) Ltd
NULL | NULL | NULL | Electrical Permit | Commercial | NULL | Draft | Annual / Operating | NULL
NULL | NULL | NULL | Electrical Permit | NULL | NULL | Draft | NULL | NULL
NULL | NULL | NULL | Electrical Permit | NULL | NULL | Draft | NULL | NULL
NULL | NULL | NULL | Electrical Permit | Commercial | NULL | Draft | Annual / Operating - Annual Operating Permit Renewal of EP-2020-08792 Valid: Oct. 29, 2021 - Oct. 28, 2022 | Colwin Electrical Group
NULL | NULL | NULL | Gas Permit | Residential | Renovation | Draft | Residential - Replace old deficient furnace with new high efficiency furnace | NULL
NULL | NULL | NULL | Electrical Permit | Residential | NULL | Draft | Temporary Power - Residential - To provide temporary power. | NULL
NULL | NULL | NULL | Plumbing Permit | Residential | Addition | Draft | Residential - Upgrade to plumbing after breakage at beginning of year | NULL
NULL | NULL | NULL | Electrical Permit | Commercial | Addition | Draft | Installation / Repair - Commercial - we need install 18 units LED track light 120v 135w/unit and 9 units strip light. install switch and power control wire. all job for show room | We Do Electrical Ltd
NULL | NULL | NULL | Electrical Permit | NULL | NULL | Draft | NULL | NULL
NULL | NULL | NULL | Plumbing Permit | NULL | NULL | Draft | NULL | NULL
NULL | NULL | NULL | Sprinkler Permit | Residential | New | Draft | Residential - Install sprinklers in lwh | NULL
NULL | NULL | NULL | Electrical Permit | NULL | NULL | Draft | NULL | NULL
NULL | NULL | NULL | Electrical Permit | NULL | NULL | Draft | NULL | NULL
EP-2022-09275 | 2022-11-03 | NULL | Electrical Permit | Commercial | Addition | Completed | Installation / Repair - Commercial - Replace Flow Monitoring Kiosk, Add new enclosure with updated SCADA equipment, clean up all electrical. It is a no-address site across the street from 3848 W. 1st ave. in the boulevard. It is a Metro Vancouver Sewer Monitoring Kiosk. | J A Electric Inc
NULL | NULL | NULL | Electrical Permit | NULL | NULL | Withdrawn | NULL | NULL
NULL | NULL | NULL | Gas Permit | Residential | Renovation | Draft | Residential - Installation of the B- Vent and HWT . | NULL
NULL | NULL | NULL | Gas Permit | Residential | Renovation | Draft | Residential - Installation of B-Vent and New HWT. | NULL
NULL | NULL | NULL | Electrical Permit | NULL | NULL | Draft | NULL | NULL
NULL | NULL | NULL | Plumbing Permit | Residential | Renovation | Draft | Residential - water piping, some DWV venting from attic to through the roof, plumbing fixtures installation, HWT. | NULL
NULL | NULL | NULL | Sprinkler Permit | NULL | NULL | Draft | NULL | NULL
NULL | NULL | NULL | Gas Permit | NULL | NULL | Withdrawn | NULL | NULL
NULL | NULL | NULL | Plumbing Permit | Residential | Renovation | Draft | Residential - kitchen renovation | NULL
NULL | NULL | NULL | Electrical Permit | NULL | NULL | Draft | NULL | NULL
NULL | NULL | NULL | Electrical Permit | NULL | NULL | Draft | NULL | NULL
NULL | NULL | NULL | Gas Permit | Residential | Renovation | Draft | Residential - Installation of the B-Vent and HWT. | NULL
NULL | NULL | NULL | Plumbing Permit | NULL | NULL | Draft | NULL | NULL
NULL | NULL | NULL | Gas Permit | Residential | Renovation | Draft | Residential - Furnace replacement | High Mark Mechanical Services Ltd
NULL | NULL | NULL | Electrical Permit | Commercial | NULL | Draft | Annual / Operating | Sasco Contractors Ltd
NULL | NULL | NULL | Plumbing Permit | NULL | NULL | Withdrawn | NULL | Langara Mechanical Plumbing & Heating Ltd
NULL | NULL | NULL | Electrical Permit | Residential | New | Withdrawn | Temporary Power - Residential - To provide temporary power. | NULL
NULL | NULL | NULL | Electrical Permit | NULL | NULL | Draft | NULL | NULL
NULL | NULL | NULL | Electrical Permit | Commercial | New | Draft | Installation / Repair - Commercial - wiring for korean restaurant | NULL
NULL | NULL | NULL | Electrical Permit | NULL | NULL | Withdrawn | NULL | NULL
NULL | NULL | NULL | Plumbing Permit | NULL | NULL | Draft | NULL | NULL
NULL | NULL | NULL | Electrical Permit | Commercial | New | Draft | Installation / Repair - Commercial - wiring for restaurant | NULL
NULL | NULL | NULL | Gas Permit | NULL | NULL | Draft | NULL | NULL
NULL | NULL | NULL | Plumbing Permit | NULL | NULL | Draft | NULL | NULL
NULL | NULL | NULL | Mechanical Permit | NULL | NULL | Draft | NULL | NULL
NULL | NULL | NULL | Electrical Permit | NULL | NULL | Withdrawn | NULL | NULL
NULL | NULL | NULL | Mechanical Permit | NULL | NULL | Draft | NULL | NULL
NULL | NULL | NULL | Mechanical Permit | NULL | NULL | Draft | NULL | NULL
NULL | NULL | NULL | Electrical Permit | NULL | NULL | Withdrawn | NULL | NULL
NULL | NULL | NULL | Plumbing Permit | NULL | NULL | Draft | NULL | ALI & ALI PLUMBING & HEATING LTD
NULL | NULL | NULL | Plumbing Permit | NULL | NULL | Draft | NULL | NULL
NULL | NULL | NULL | Mechanical Permit | NULL | NULL | Withdrawn | NULL | NULL
NULL | NULL | NULL | Sprinkler Permit | Commercial | Tenant Improvement | Withdrawn | Commercial - lower down sprinklers by celling height changed >BP: Interior alterations to change the use from school - arts or self-improvement (group D) to Retail store (group E). Scope of work includes: relocating lightings and sprinkler system, adding dropped ceiling, and removing non-load bearing walls. Letters of assurance submitted: Sch B (Str): Roger De Villa, P.Eng., 778.316.2871 Notes: 1. Sprinkler contractor: Spectrum Sprinklers 2. Energy upgrade triggers: E2 - Lighting - Upgrade to Local Control (per 9.4.1.1.(a) of ASHRAE 90.1-2016). | Spectrum Fire Protection Ltd
NULL | NULL | NULL | Gas Permit | NULL | NULL | Withdrawn | NULL | NULL
NULL | NULL | NULL | Electrical Permit | NULL | NULL | Withdrawn | NULL | NULL
NULL | NULL | NULL | Plumbing Permit | Commercial | Tenant Improvement | Draft | Commercial - Site servicing - new 6" DR28 PVC sanitary line from building to property line | NULL
NULL | NULL | NULL | Gas Permit | NULL | NULL | Draft | NULL | NULL
NULL | NULL | NULL | Electrical Permit | Commercial | NULL | Withdrawn | Annual / Operating - Maintenance of existing operating electrical equipment. A 10 storey mixed-use building. | Ozz Electric BC Inc
NULL | NULL | NULL | Electrical Permit | NULL | NULL | Draft | NULL | NULL
NULL | NULL | NULL | Electrical Permit | Residential | New | Draft | Installation / Repair - Residential | NULL
NULL | NULL | NULL | Plumbing Permit | NULL | NULL | Draft | NULL | KC's Plumbing & Heating
NULL | NULL | NULL | Electrical Permit | Commercial | New | Draft | Installation / Repair - Commercial - wiring for resturant | NULL
NULL | NULL | NULL | Mechanical Permit | NULL | NULL | Draft | NULL | NULL
NULL | NULL | NULL | Plumbing Permit | NULL | NULL | Draft | NULL | NULL
NULL | NULL | NULL | Mechanical Permit | NULL | NULL | Draft | NULL | NULL
NULL | NULL | NULL | Electrical Permit | Residential | New | Draft | Installation / Repair - Residential - lv wiring or alarm, data, cable, speakers, lv lighting | NULL
NULL | NULL | NULL | Electrical Permit | Commercial | New | Withdrawn | Installation / Repair - Commercial - 108 unit wood frame residential low rise building built on a concrete parkade with 2 levels. 10 CRU units on the main floor. | Allwest Electric Ltd
NULL | NULL | NULL | Electrical Permit | Commercial | Renovation | Withdrawn | Installation / Repair - Commercial - refeed the panel (replace the cables to panel) of unit 309 | NULL
NULL | NULL | NULL | Plumbing Permit | NULL | NULL | Draft | NULL | NULL
NULL | NULL | NULL | Sprinkler Permit | NULL | NULL | Draft | NULL | NULL
NULL | NULL | NULL | Sprinkler Permit | NULL | NULL | Draft | NULL | NULL
NULL | NULL | NULL | Electrical Permit | NULL | NULL | Withdrawn | NULL | NULL
NULL | NULL | NULL | Mechanical Permit | NULL | NULL | Draft | NULL | NULL
NULL | NULL | NULL | Sprinkler Permit | NULL | NULL | Withdrawn | NULL | NULL
NULL | NULL | NULL | Plumbing Permit | NULL | NULL | Draft | NULL | ALI & ALI PLUMBING & HEATING LTD
NULL | NULL | NULL | Electrical Permit | Commercial | New | Withdrawn | Installation / Repair - Commercial - Low voltage installation of CCTV and security alarm system | NULL
NULL | NULL | NULL | Mechanical Permit | NULL | NULL | Draft | NULL | NULL
NULL | NULL | NULL | Plumbing Permit | NULL | NULL | Draft | NULL | NULL
NULL | NULL | NULL | Sprinkler Permit | NULL | NULL | Draft | NULL | NULL
NULL | NULL | NULL | Electrical Permit | Commercial | Addition | Withdrawn | Installation / Repair - Commercial - Install Sub panel, Oven, relocate appliances, HRV | Prowatt Electric Inc
NULL | NULL | NULL | Sprinkler Permit | NULL | NULL | Draft | NULL | NULL
NULL | NULL | NULL | Plumbing Permit | NULL | New | Draft | - Plumbing and heating | NULL
NULL | NULL | NULL | Plumbing Permit | Residential | New | Draft | Residential - Duplex | NULL
NULL | NULL | NULL | Plumbing Permit | NULL | New | Draft | - Plumbing and heating | NULL
NULL | NULL | NULL | Plumbing Permit | Residential | New | Draft | Residential - Plumbing and heating | NULL
NULL | NULL | NULL | Plumbing Permit | Commercial | Renovation | Withdrawn | Commercial - It's just RE&RE one compartment sink two toilet one vanity and one mop sink No any piping changes or relocate | NULL
NULL | NULL | NULL | Electrical Permit | Commercial | NULL | Draft | Annual / Operating - General maintenance and upkeep/repairs. | Tech 3 Electric Ltd
NULL | NULL | NULL | Plumbing Permit | NULL | NULL | Draft | NULL | NULL
NULL | NULL | NULL | Gas Permit | Residential | Renovation | Withdrawn | Residential - Re + re boiler | NULL
NULL | NULL | NULL | Gas Permit | Residential | New | Withdrawn | Residential - Installation of Gas Range on Main kitchen and in Basement suite kitchen. | NULL
NULL | NULL | NULL | Gas Permit | Residential | Renovation | Withdrawn | Residential - Re & re furnace + hot water | NULL
NULL | NULL | NULL | Gas Permit | NULL | New | Draft | - Venting for gas furnace | NULL
NULL | NULL | NULL | Electrical Permit | Residential | New | Draft | Installation / Repair - Residential | Covert Security Solutions Inc
NULL | NULL | NULL | Mechanical Permit | NULL | NULL | Draft | NULL | NULL
NULL | NULL | NULL | Plumbing Permit | NULL | NULL | Draft | NULL | NULL
NULL | NULL | NULL | Plumbing Permit | NULL | NULL | Draft | NULL | NULL
NULL | NULL | NULL | Plumbing Permit | Commercial | Renovation | Draft | Commercial | J & L Ferda Electrical and Plumbing
NULL | NULL | NULL | Gas Permit | NULL | NULL | Draft | NULL | NULL
NULL | NULL | NULL | Plumbing Permit | NULL | NULL | Draft | NULL | NULL
NULL | NULL | NULL | Plumbing Permit | Residential | New | Withdrawn | Residential | NULL
NULL | NULL | NULL | Gas Permit | NULL | NULL | Draft | NULL | Milani Plumbing Heating & Air Conditioning Ltd
NULL | NULL | NULL | Mechanical Permit | NULL | NULL | Draft | NULL | NULL
NULL | NULL | NULL | Plumbing Permit | Commercial | Addition | Withdrawn | Commercial - Installing a new dishwasher. | NULL
NULL | NULL | NULL | Electrical Permit | Commercial | NULL | Draft | Movie Set / Filming - To allow for Movie Set/Filming Applicant shall provide completed Contractor Declaration form, and dates of filming and associated location(s) to csinspection.clerks@vancouver.ca prior to the commencement of filming. Visit vancouver.ca/inspections for more details. | NULL
NULL | NULL | NULL | Electrical Permit | Residential | New | Withdrawn | Installation / Repair - Residential - low voltage ( E-comm System ) | NULL
NULL | NULL | NULL | Plumbing Permit | NULL | NULL | Draft | NULL | NULL
NULL | NULL | NULL | Electrical Permit | NULL | NULL | Withdrawn | NULL | NULL
NULL | NULL | NULL | Electrical Permit | NULL | NULL | Draft | NULL | NULL
NULL | NULL | NULL | Plumbing Permit | NULL | NULL | Draft | NULL | NULL
NULL | NULL | NULL | Mechanical Permit | NULL | NULL | Draft | NULL | NULL
NULL | NULL | NULL | Electrical Permit | Residential | Renovation | Withdrawn | Installation / Repair - Residential - Aaaassssssaaaa | Powerlink Electric Ltd
NULL | NULL | NULL | Electrical Permit | NULL | NULL | Draft | NULL | NULL
NULL | NULL | NULL | Electrical Permit | NULL | NULL | Draft | NULL | NULL
NULL | NULL | NULL | Plumbing Permit | NULL | NULL | Draft | NULL | NULL
NULL | NULL | NULL | Gas Permit | Residential | New | Draft | Residential | Symbolistic Heating Ltd
NULL | NULL | NULL | Electrical Permit | NULL | NULL | Draft | NULL | NULL
NULL | NULL | NULL | Plumbing Permit | Commercial | Tenant Improvement | Draft | Commercial - Plumbing >BP: Interior alterations for a new retail limited food tenant in the commercial building on this site. tenant: DB8888 Limited Partnership (Dragon Bowl) Work to include layout changes, new kitchen equipment, mechanical, plumbing, lighting to suite new layout, new t-bar and drywall ceiling. OK for field review per D. Langevin Schedule B - Mechanical & Plumbing - Alex Z.Q. Li - 778.323.1368 Notes: 1. This building is sprinklered. DBI to confirm if SP is required 2, Energy Upgrade: E2 - Lighting - Upgrade to Bilevel Lighting Control (per 9.4.1.1.(d) of ASHRAE 90.1-2016) | FANGXIN PLUMBING
NULL | NULL | NULL | Electrical Permit | Residential | Addition | Draft | Installation / Repair - Residential - • Install 40A double pole breaker and run #8/3 AWG Cu TECK cable from panel located in house. Trenched approximately 65ft towards separate garage. • Install 30A double pole breaker and run #10/3 AWG Cu TECK cable from panel to A/C disconnect, Approximately 8ft | NULL
NULL | NULL | NULL | Plumbing Permit | NULL | NULL | Draft | NULL | NULL
NULL | NULL | NULL | Gas Permit | NULL | NULL | Draft | NULL | NULL
NULL | NULL | NULL | Plumbing Permit | Commercial | Renovation | Draft | Commercial - Re-doing an office in a tower and adding two washrooms and a knichen | Rock Mechanical Inc
NULL | NULL | NULL | Electrical Permit | Commercial | Tenant Improvement | Draft | Installation / Repair - Commercial - Office space Tenant improvement | NULL
NULL | NULL | NULL | Plumbing Permit | NULL | NULL | Draft | NULL | NULL
NULL | NULL | NULL | Electrical Permit | Commercial | Renovation - Dwelling Unit(s) only | Draft | Installation / Repair - Commercial - adding new circuit for mini split | Bisco Electrical Contracting Ltd.
NULL | NULL | NULL | Plumbing Permit | Commercial | Tenant Improvement | Draft | Commercial - Re and re new office | Rock Mechanical Inc
NULL | NULL | NULL | Plumbing Permit | Residential | New | Draft | Residential - installation of drain tile, sanitary and storm | NULL
NULL | NULL | NULL | Mechanical Permit | NULL | NULL | Draft | NULL | NULL
NULL | NULL | NULL | Gas Permit | NULL | NULL | Draft | NULL | Urban Fireplaces Ltd
EP-2022-09411 | 2022-11-04 | NULL | Electrical Permit | Commercial | New | Completed | Installation / Repair - Commercial - Shaw power supply mounted on BC Hydro pole close to premises POLE close to 1549 Kitchener Street, Vancouver | Harbourview Electric Ltd
NULL | NULL | NULL | Electrical Permit | Commercial | Renovation | Withdrawn | Installation / Repair - Commercial | Fina Electrical Systems Ltd
NULL | NULL | NULL | Mechanical Permit | NULL | NULL | Draft | NULL | NULL
NULL | NULL | NULL | Mechanical Permit | NULL | NULL | Draft | NULL | Evergreen Plumbing & Heating Ltd
NULL | NULL | NULL | Electrical Permit | Commercial | NULL | Draft | Movie Set / Filming - To allow for Movie Set/Filming Applicant shall provide completed Contractor Declaration form, and dates of filming and associated location(s) to csinspection.clerks@vancouver.ca prior to the commencement of filming. Visit vancouver.ca/inspections for more details. | NULL
NULL | NULL | NULL | Electrical Permit | Commercial | NULL | Draft | Movie Set / Filming - To allow for Movie Set/Filming Applicant shall provide completed Contractor Declaration form, and dates of filming and associated location(s) to csinspection.clerks@vancouver.ca prior to the commencement of filming. Visit vancouver.ca/inspections for more details. ** Amendment 10/14/2022** There was an error on the electrical contractor It shoule day Todd | TB Productions Inc
NULL | NULL | NULL | Electrical Permit | NULL | NULL | Draft | Installation / Repair - | NULL
NULL | NULL | NULL | Plumbing Permit | NULL | Renovation | Draft | NULL | NULL
NULL | NULL | NULL | Electrical Permit | Commercial | New | Draft | Installation / Repair - Commercial | NULL
NULL | NULL | NULL | Mechanical Permit | NULL | NULL | Draft | NULL | NULL
NULL | NULL | NULL | Electrical Permit | Commercial | Addition | Draft | Installation / Repair - Commercial | NULL
NULL | NULL | NULL | Electrical Permit | NULL | NULL | Draft | NULL | NULL
NULL | NULL | NULL | Plumbing Permit | Residential | Renovation | Draft | Residential - Water piping, vent pipe, HWT and fixtures installation. | NULL
NULL | NULL | NULL | Plumbing Permit | Commercial | New | Draft | Commercial - Install one handicap toilet and one hand sink | NULL
NULL | NULL | NULL | Electrical Permit | Residential | Addition | Draft | Interim - Residential - legalize Basement- One secondary suite. | NULL
NULL | NULL | NULL | Electrical Permit | NULL | NULL | Draft | NULL | NULL
NULL | NULL | NULL | Electrical Permit | NULL | NULL | Draft | NULL | NULL
NULL | NULL | NULL | Electrical Permit | NULL | NULL | Withdrawn | NULL | NULL
NULL | NULL | NULL | Electrical Permit | NULL | NULL | Draft | NULL | NULL
NULL | NULL | NULL | Electrical Permit | NULL | NULL | Draft | NULL | NULL
NULL | NULL | NULL | Gas Permit | NULL | NULL | Draft | NULL | NULL
NULL | NULL | NULL | Plumbing Permit | Commercial | Tenant Improvement | Draft | Commercial - re and re two bathrooms and a kitchen #900 - 9th Floor Interior alterations to provide tenant improvements to a new office tenant on the 9th floor (#900) in this existing commercial building on site. Scope of work: Demolish all partition walls, glazing and framing, doors, floor finishes, plumbing fixtures. Construct new interior walls, new doors, electrical, plumbing and sprinkler work. TENANT: Beedie Development Corp | Rock Mechanical Inc
NULL | NULL | NULL | Plumbing Permit | Commercial | New | Draft | Commercial - Install drain pipes and water supply lines | NULL
NULL | NULL | NULL | Sprinkler Permit | Commercial | Tenant Improvement | Withdrawn | Commercial - Add and Relocated Sprinkler Heads | Viking Fire Protection Inc
NULL | NULL | NULL | Electrical Permit | NULL | NULL | Withdrawn | NULL | NULL
NULL | NULL | NULL | Plumbing Permit | NULL | NULL | Draft | NULL | NULL
NULL | NULL | NULL | Sprinkler Permit | Commercial | New | Draft | Commercial - Oakridge - Phase 1 Mid Podium Sprinkler Permit | Johnson Controls Canada LP
NULL | NULL | NULL | Electrical Permit | NULL | NULL | Draft | NULL | NULL
EP-2022-09453 | 2022-11-07 | NULL | Electrical Permit | Commercial | NULL | Expired | Movie Set / Filming - To allow for Movie Set/Filming Applicant shall provide completed Contractor Declaration form, and dates of filming and associated location(s) to csinspection.clerks@vancouver.ca prior to the commencement of filming. Visit vancouver.ca/inspections for more details. ** Amend 11/08/2022* Amend address to 14 days permit | Means of Production Inc
NULL | NULL | NULL | Plumbing Permit | NULL | NULL | Draft | NULL | NULL
NULL | NULL | NULL | Mechanical Permit | NULL | NULL | Withdrawn | NULL | NULL
NULL | NULL | NULL | Sprinkler Permit | Commercial | Tenant Improvement | Draft | Commercial - Fire Sprinkler tenant improvement Interior alterations for this first tenant improvement within the existing restaurant shell space on Level 1 of this high rise mixed use building for a restaurant with 13 commercial kitchens that will be leased out to local restauranteurs for creating take out orders (similar to a food court). There are 6 dining seats inside and 52 seats proposed on the outside patio (patio to be applied for under separate permits). | Gisborne Industrial Construction Ltd
NULL | NULL | NULL | Mechanical Permit | NULL | NULL | Withdrawn | NULL | NULL
NULL | NULL | NULL | Mechanical Permit | NULL | NULL | Withdrawn | NULL | NULL
NULL | NULL | NULL | Plumbing Permit | NULL | NULL | Withdrawn | NULL | NULL
NULL | NULL | NULL | Plumbing Permit | NULL | NULL | Withdrawn | NULL | NULL
NULL | NULL | NULL | Mechanical Permit | NULL | NULL | Withdrawn | NULL | NULL
NULL | NULL | NULL | Mechanical Permit | NULL | NULL | Withdrawn | NULL | NULL
NULL | NULL | NULL | Mechanical Permit | NULL | NULL | Withdrawn | NULL | NULL
NULL | NULL | NULL | Mechanical Permit | NULL | NULL | Withdrawn | NULL | NULL
NULL | NULL | NULL | Sprinkler Permit | NULL | NULL | Draft | NULL | NULL
EP-2022-09470 | 2022-11-08 | NULL | Electrical Permit | Commercial | NULL | Expired | Movie Set / Filming - To allow for Movie Set/Filming Applicant shall provide completed Contractor Declaration form, and dates of filming and associated location(s) to csinspection.clerks@vancouver.ca prior to the commencement of filming. Visit vancouver.ca/inspections for more details. | Frozenman Inc
NULL | NULL | NULL | Plumbing Permit | Commercial | Renovation | Draft | Commercial | NULL
NULL | NULL | NULL | Plumbing Permit | NULL | NULL | Draft | NULL | NULL
NULL | NULL | NULL | Electrical Permit | NULL | NULL | Draft | NULL | NULL
NULL | NULL | NULL | Gas Permit | Residential | New | Withdrawn | Residential - replace HWT with a tankless demand heater | Glenn Murray Archibald
NULL | NULL | NULL | Electrical Permit | Residential | New | Draft | Installation / Repair - Residential - Rough wiring for Security, CATV, Ethernet and CCTV. Includes finish jacks and finish of Security, | Techline Security & Sound Inc
NULL | NULL | NULL | Electrical Permit | NULL | NULL | Draft | NULL | NULL
NULL | NULL | NULL | Plumbing Permit | Residential | Renovation | Draft | Residential - rework waste and water lines in home | NULL
NULL | NULL | NULL | Electrical Permit | NULL | NULL | Draft | NULL | NULL
NULL | NULL | NULL | Electrical Permit | NULL | NULL | Draft | NULL | NULL
NULL | NULL | NULL | Electrical Permit | Commercial | Renovation | Draft | Installation / Repair - Commercial - Installation of a Nema 6-50 receptacle on a preexisting dedicated EV charger panel in parking stall | Wespac Electrical Contractor Ltd
NULL | NULL | NULL | Electrical Permit | Residential | NULL | Withdrawn | Temporary Power - Residential - To provide temporary power. | NULL
NULL | NULL | NULL | Electrical Permit | NULL | NULL | Draft | NULL | NULL
NULL | NULL | NULL | Sprinkler Permit | Commercial | Addition | Draft | Commercial - Install 3 new sprinkler | PML Professional Mechanical Ltd
NULL | NULL | NULL | Gas Permit | Residential | New | Withdrawn | Residential - replace a gas HWT with a tankless water heater | Glenn Murray Archibald
NULL | NULL | NULL | Gas Permit | NULL | NULL | Withdrawn | NULL | Glenn Murray Archibald
NULL | NULL | NULL | Electrical Permit | NULL | NULL | Draft | NULL | NULL
NULL | NULL | NULL | Gas Permit | NULL | NULL | Draft | NULL | NULL
NULL | NULL | NULL | Electrical Permit | Residential | Addition | Draft | Installation / Repair - Residential - Installing Hot tub | NULL
NULL | NULL | NULL | Electrical Permit | Residential | Addition | Draft | Installation / Repair - Residential - Hot tub installation | NULL
NULL | NULL | NULL | Electrical Permit | Commercial | NULL | Withdrawn | Annual / Operating | NULL
NULL | NULL | NULL | Electrical Permit | Residential | Renovation - Dwelling Unit(s) only | Withdrawn | Installation / Repair - Residential - Hot tub installation | NULL
NULL | NULL | NULL | Mechanical Permit | NULL | NULL | Withdrawn | NULL | NULL
NULL | NULL | NULL | Mechanical Permit | NULL | NULL | Withdrawn | NULL | NULL
NULL | NULL | NULL | Mechanical Permit | NULL | NULL | Withdrawn | NULL | NULL
NULL | NULL | NULL | Plumbing Permit | Residential | Tenant Improvement | Draft | Residential - Sewer Seperation | KC's Plumbing & Heating
NULL | NULL | NULL | Electrical Permit | Commercial | New | Withdrawn | Temporary Power - Commercial - To provide temporary power. | SAAB ELECTRIC LTD
NULL | NULL | NULL | Gas Permit | NULL | NULL | Draft | NULL | Vancouver Gas Fireplaces Ltd
NULL | NULL | NULL | Electrical Permit | Commercial | New | Draft | Temporary Power - Commercial - To provide temporary power. | 0777792 BC Ltd
NULL | NULL | NULL | Electrical Permit | Commercial | New | Draft | Temporary Power - Commercial - To provide temporary power. | 0777792 BC Ltd
NULL | NULL | NULL | Electrical Permit | Commercial | New | Draft | Temporary Power - Commercial - To provide temporary power. | 0777792 BC Ltd
NULL | NULL | NULL | Gas Permit | NULL | NULL | Draft | NULL | NULL
NULL | NULL | NULL | Mechanical Permit | NULL | NULL | Withdrawn | NULL | ARCON HEATING AND AIR CONDITIONING
NULL | NULL | NULL | Plumbing Permit | Commercial | Renovation | Draft | Commercial - installed 11 area drains | Concept Plumbing & Gas Ltd
NULL | NULL | NULL | Electrical Permit | Residential | New | Draft | Installation / Repair - Residential - rough in and completion for alarm, cctv, data, tel . video and intercom | NULL
NULL | NULL | NULL | Electrical Permit | Commercial | New | Withdrawn | Temporary Power - Commercial - To provide temporary power. | SAAB ELECTRIC LTD
NULL | NULL | NULL | Plumbing Permit | NULL | NULL | Draft | NULL | NULL
NULL | NULL | NULL | Sprinkler Permit | NULL | NULL | Draft | NULL | Haven Fire Protection Ltd
NULL | NULL | NULL | Plumbing Permit | NULL | NULL | Draft | NULL | NULL
NULL | NULL | NULL | Plumbing Permit | Commercial | New | Draft | Commercial - Run water pipes and drain pipes for handicap washroom | NULL
NULL | NULL | NULL | Plumbing Permit | NULL | NULL | Draft | NULL | NULL
NULL | NULL | NULL | Electrical Permit | Residential | Renovation | Withdrawn | Installation / Repair - Residential - Low voltage permit being applied for utility fiber optic installation. | NULL
NULL | NULL | NULL | Electrical Permit | Commercial | New | Withdrawn | Temporary Power - Commercial - To provide temporary power. | SAAB ELECTRIC LTD
NULL | NULL | NULL | Electrical Permit | Commercial | Renovation | Draft | Installation / Repair - Commercial - installing plugs for office and changing lighting. | NULL
NULL | NULL | NULL | Electrical Permit | Commercial | Tenant Improvement | Draft | Installation / Repair - Commercial - Replace aged FA panel and outdoor annunciator (matrix design box) n electrical room. | 0777792 BC Ltd
NULL | NULL | NULL | Plumbing Permit | Commercial | New | Draft | Commercial - Install one handicap toilet and basin | NULL
NULL | NULL | NULL | Plumbing Permit | Commercial | New | Draft | Commercial - Install one handicap toilet and basin | NULL
NULL | NULL | NULL | Plumbing Permit | NULL | NULL | Draft | NULL | NULL
NULL | NULL | NULL | Electrical Permit | NULL | NULL | Withdrawn | NULL | NULL
NULL | NULL | NULL | Electrical Permit | Commercial | NULL | Draft | Interim - Commercial | Mac's Electric Ltd
NULL | NULL | NULL | Electrical Permit | Residential | NULL | Withdrawn | Installation / Repair - Residential | Nelcan Electric Ltd
NULL | NULL | NULL | Electrical Permit | NULL | NULL | Withdrawn | Installation / Repair - | Nelcan Electric Ltd
NULL | NULL | NULL | Electrical Permit | Residential | Addition | Draft | Installation / Repair - Residential - service repair | Mac's Electric Ltd
EP-2022-09535 | 2022-11-09 | NULL | Electrical Permit | Commercial | NULL | Expired | Movie Set / Filming - To allow for Movie Set/Filming Applicant shall provide completed Contractor Declaration form, and dates of filming and associated location(s) to csinspection.clerks@vancouver.ca prior to the commencement of filming. Visit vancouver.ca/inspections for more details. | Suneeva Ltd
NULL | NULL | NULL | Mechanical Permit | NULL | NULL | Draft | NULL | NULL
NULL | NULL | NULL | Electrical Permit | NULL | NULL | Draft | NULL | NULL
NULL | NULL | NULL | Plumbing Permit | NULL | NULL | Draft | NULL | NULL
NULL | NULL | NULL | Sprinkler Permit | Residential | New | Draft | Residential - Original inspection failed because no PRV was installed. Pulling permit to install PRV for irrigation system. | NULL
NULL | NULL | NULL | Plumbing Permit | Residential | NULL | Draft | Residential - Installed PRV on irrigation system | NULL
NULL | NULL | NULL | Plumbing Permit | Commercial | Renovation | Draft | Commercial - Rough in and finishing for above ground fixtures. Plumbing >BP: Interior and exterior alterations: Interior and exterior alterations and a change of use from poultry processing to commissary kitchen and provide tenant improvements to this existing 2 storey building. No alteration proposed to the 2nd floor except to provide one new mechanical shaft to the new roof top make-up air unit. New roof top make up air unit added. Revision No. 2. 1) interior alteration to the 2nd floor area and, 2) adding 5 workstations, one cooking line, 3) adding on walk-in cooler and freezer, 4) adding coffee roasting area to previous storage area, 5) adding dishwashing area and additional 3-compartment sink near west stair area. | Advantage Home Service Ltd
NULL | NULL | NULL | Electrical Permit | Residential | New | Withdrawn | Installation / Repair - Residential - Parking CO/NO2/Comb. Gas Detection System Temperature Controls for Elevator Shaft Ventilation (supply 2 MD’s) Aquastats for DHW Re-Circ. Pumps Duct Thermostat for DH Duct Sensors for MAU-1, 2 Thermostats for VRF Fan Coil Units, wire VRF communications Controls for DHW Pre-Heat (VRF Hydro Kit) Timer Switches for ERV’s (65 ERV’s) Remote Readout for Water Meter | NULL
NULL | NULL | NULL | Gas Permit | NULL | NULL | Withdrawn | NULL | NULL
NULL | NULL | NULL | Gas Permit | NULL | NULL | Draft | NULL | NULL
NULL | NULL | NULL | Gas Permit | NULL | NULL | Withdrawn | NULL | NULL
NULL | NULL | NULL | Electrical Permit | Commercial | Tenant Improvement | Draft | Installation / Repair - Commercial - Full floor tenant improvement. Demolition of existing electrical 208v distribution panelboards and branch ccts. Installation: New distribution- 200A safety switch, 208Y/120V 225A PNL 'D', 208Y/120V 100A PNL 'D-A' Lighting; Retro-fit 347v LED inserts to existing fixtures. Supply and installation of new 120v LED Lighting fixtures. Branch: Installation of new 120/208V branch circuits, conduits, and finishing devices as required. Conduits for Data/Tel, Security. Mechanical: Branch CCTs and Disconnecting means. Fire-Alarm. Demolition and re-installation of NEW fire alarm indicating and annunciating devices as shown. | Nightingale Electric Ltd
NULL | NULL | NULL | Electrical Permit | Commercial | Tenant Improvement | Draft | Installation / Repair - Commercial - 2 additional exit signs and battery back-up +EM head of existing light circuit. | NULL
NULL | NULL | NULL | Electrical Permit | Commercial | NULL | Draft | Movie Set / Filming - To allow for Movie Set/Filming Applicant shall provide completed Contractor Declaration form, and dates of filming and associated location(s) to csinspection.clerks@vancouver.ca prior to the commencement of filming. Visit vancouver.ca/inspections for more details. | NULL
NULL | NULL | NULL | Plumbing Permit | Commercial | Renovation - Dwelling Unit(s) only | Draft | Commercial - Will be replacing the bathtub and mixing valve. Will also be replacing the fixtures in the kitchen. The location will not change. | Salvatore Borello
NULL | NULL | NULL | Plumbing Permit | Residential | Renovation | Draft | Residential - Plumbing woek | NULL
NULL | NULL | NULL | Electrical Permit | Commercial | NULL | Draft | Annual / Operating | NULL
EP-2022-09558 | 2022-11-16 | NULL | Electrical Permit | Commercial | Renovation | Completed | Installation / Repair - Commercial - Relocation of a Telus Micro Cell to a new pole. Its a Telus microcell being relocated from an existing pole to a new pole. Where Hydro will reconnect the 120v lines. 2975 PRINCE EDWARD ST | HighAngle Electrical Inc
EP-2022-09559 | 2022-11-16 | NULL | Electrical Permit | Commercial | Renovation | Completed | Installation / Repair - Commercial - Relocation of a Telus Micro Cell to a new pole. 8582 CARTIER ST | HighAngle Electrical Inc
NULL | NULL | NULL | Mechanical Permit | NULL | NULL | Draft | NULL | Callaghan Heating Ltd
NULL | NULL | NULL | Plumbing Permit | NULL | NULL | Draft | NULL | NULL
NULL | NULL | NULL | Plumbing Permit | NULL | NULL | Draft | NULL | NULL
NULL | NULL | NULL | Electrical Permit | NULL | NULL | Withdrawn | NULL | NULL
NULL | NULL | NULL | Mechanical Permit | NULL | NULL | Withdrawn | NULL | NULL
NULL | NULL | NULL | Gas Permit | NULL | NULL | Draft | NULL | Schmidt Bros Mechanical Ltd
NULL | NULL | NULL | Electrical Permit | Residential | New | Draft | Temporary Power - Residential - To provide temporary power. | NULL
NULL | NULL | NULL | Mechanical Permit | NULL | NULL | Draft | NULL | United Mechanical Ltd
NULL | NULL | NULL | Mechanical Permit | NULL | NULL | Draft | NULL | Thomson Industries Ltd
NULL | NULL | NULL | Plumbing Permit | NULL | NULL | Withdrawn | NULL | DAVIDSON BROS MECHANICAL CONTRACTORS
NULL | NULL | NULL | Electrical Permit | Residential | New | Draft | Installation / Repair - Residential - New house power installation | NULL
NULL | NULL | NULL | Sprinkler Permit | NULL | NULL | Withdrawn | NULL | NULL
NULL | NULL | NULL | Plumbing Permit | Commercial | New | Draft | Commercial - The above ground works include the rain water piping up to the Jelly Fish Tank as well as installation of parkade drains, area drains, roof drains, Planter drains and sewer. Additionally, there will be the installation of sanitary fixtures and there drain connections. Construction of a 6-storey office building with 6 basement parking levels and ground level commercial units. STAGED CONSTRUCTION, SHELL PERMIT Stage I: excavation/ shoring and foundation to grade including station head house. This stage excludes critical Rainwater Management systems. (issued Dec.10, 2020). | Modern Niagara Vancouver Inc
NULL | NULL | NULL | Plumbing Permit | NULL | NULL | Draft | NULL | NULL
NULL | NULL | NULL | Plumbing Permit | NULL | NULL | Draft | NULL | NULL
NULL | NULL | NULL | Sprinkler Permit | NULL | NULL | Draft | NULL | East West Plumbing (2007) Ltd
NULL | NULL | NULL | Electrical Permit | Commercial | Tenant Improvement | Withdrawn | Installation / Repair - Commercial - - Install a new DCC-9 unit in the electrical room (parking area on P1) - Run a conduit from the electrical room to the stall (roughly 50 feet) and wire to a junction box - Install a new 50 Amp receptacle and mount Juicebox EV charger - All existing chargers are networked and controlled on an automatic load consumption program. The incoming service is 800A and all the chargers hooked up to DCC9 boxes, to prevent the individual panels from tripping and then all chargers are networked and the load consumption controlled to not exceed certain parameters to prevent the main power from tripping. - The Strata have wifi installed in the parkade and all the chargers are connected and a member of strata administers the program and sets the maximum load consumption so that the main breaker doesn't get tripped. The maximum consumption is set and that amount gets distributed to all plugged in chargers. - The EVSE the Strata have selected is the JuiceBox Pro 40. They use the JuiceNet protocol, which is compatible with OCPP V1.5, over a local WiFi network which can communicate with the JuiceNet servers. - Install 15 Amp general receptacel for modem power (wired in AC90) - Wire 2 x CAT6 wires from Comm's room to modem | Rainforest Electrical and Solar Ltd
NULL | NULL | NULL | Sprinkler Permit | NULL | NULL | Draft | NULL | Haven Fire Protection Ltd
NULL | NULL | NULL | Plumbing Permit | NULL | NULL | Draft | NULL | NULL
NULL | NULL | NULL | Plumbing Permit | NULL | NULL | Draft | NULL | NULL
NULL | NULL | NULL | Plumbing Permit | Residential | Renovation | Draft | Residential - Replacement of 40 atmospheric hot water tank | Modern Niagara Vancouver Inc
NULL | NULL | NULL | Electrical Permit | Residential | New | Draft | Installation / Repair - Residential - Wiring up a new Laneway living space, adding a service to new Laneway building and upgrading service to whole property from 100 to 200 amps | NULL
NULL | NULL | NULL | Electrical Permit | NULL | NULL | Draft | NULL | NULL
NULL | NULL | NULL | Sprinkler Permit | Residential | New | Draft | Residential - LWH WITH NEW SPRINKLERS | NULL
NULL | NULL | NULL | Plumbing Permit | NULL | NULL | Withdrawn | NULL | NULL
NULL | NULL | NULL | Electrical Permit | Commercial | Addition | Draft | Installation / Repair - Commercial - To disconnect & relocate the deli cases and add receptacles Amend; to rewiring deli area; Re & re lighting; increase fee from 2800.00 to 16,800.00 per contractor. Feb 9/18 | West-Side Electric Co Ltd
NULL | NULL | NULL | Electrical Permit | Commercial | Addition | Draft | Installation / Repair - Commercial - To disconnect & relocate the deli cases and add receptacles Amend; to rewiring deli area; Re & re lighting; increase fee from 2800.00 to 16,800.00 per contractor. Feb 9/18 | West-Side Electric Co Ltd
NULL | NULL | NULL | Plumbing Permit | NULL | NULL | Draft | NULL | NULL
NULL | NULL | NULL | Mechanical Permit | NULL | NULL | Draft | NULL | NULL
NULL | NULL | NULL | Gas Permit | Residential | New | Withdrawn | Residential - Work | NULL
NULL | NULL | NULL | Electrical Permit | Commercial | NULL | Draft | Annual / Operating | NULL
EP-2022-09614 | 2022-11-17 | NULL | Electrical Permit | Commercial | NULL | Expired | Movie Set / Filming - To allow for Movie Set/Filming Applicant shall provide completed Contractor Declaration form, and dates of filming and associated location(s) to csinspection.clerks@vancouver.ca prior to the commencement of filming. Visit vancouver.ca/inspections for more details. | 3253 Production Services Inc
NULL | NULL | NULL | Sprinkler Permit | NULL | NULL | Draft | NULL | NULL
NULL | NULL | NULL | Electrical Permit | Residential | Renovation | Draft | Installation / Repair - Residential | NULL
PP-2022-04111 | NULL | NULL | Plumbing Permit | Residential | New | Draft | Residential - Irrigation system installed. Failed inspection because no PRV was installed. Its since been installed so opening new permit for inspection. | NULL
NULL | NULL | NULL | Plumbing Permit | NULL | NULL | Draft | NULL | NULL
NULL | NULL | NULL | Plumbing Permit | Commercial | New | Withdrawn | Commercial - To complete the mechanical and plumbing installation for three (3) levels of Office space, located on L3-5, Building 6, Oakridge Phase 1 South. Address: 6001 Cambie St - Office / Commercial Lobby | Pitt Meadows Plumbing & Mechanical Systems (2001) Ltd
NULL | NULL | NULL | Electrical Permit | Commercial | NULL | Withdrawn | Annual / Operating - Annual operating. | NULL
NULL | NULL | NULL | Sprinkler Permit | NULL | NULL | Withdrawn | NULL | NULL
NULL | NULL | NULL | Electrical Permit | Residential | Renovation | Draft | Installation / Repair - Residential | NULL
EP-2022-09620 | 2022-11-15 | NULL | Electrical Permit | Commercial | NULL | Expired | Movie Set / Filming - To allow for Movie Set/Filming Applicant shall provide completed Contractor Declaration form, and dates of filming and associated location(s) to csinspection.clerks@vancouver.ca prior to the commencement of filming. Visit vancouver.ca/inspections for more details. | Animals TV
NULL | NULL | NULL | Plumbing Permit | NULL | NULL | Draft | - sump for infill building | NULL
NULL | NULL | NULL | Electrical Permit | NULL | New | Withdrawn | Installation / Repair - - New house wiring fixture & fitting with sec-suit. | NULL
NULL | NULL | NULL | Electrical Permit | NULL | NULL | Draft | NULL | NULL
NULL | NULL | NULL | Electrical Permit | NULL | NULL | Withdrawn | NULL | NULL
NULL | NULL | NULL | Electrical Permit | NULL | NULL | Withdrawn | NULL | NULL
NULL | NULL | NULL | Electrical Permit | NULL | NULL | Withdrawn | NULL | NULL
NULL | NULL | NULL | Gas Permit | NULL | NULL | Draft | NULL | NULL
EP-2022-09758 | 2022-11-18 | NULL | Electrical Permit | Commercial | NULL | Expired | Movie Set / Filming - To allow for Movie Set/Filming Applicant shall provide completed Contractor Declaration form, and dates of filming and associated location(s) to csinspection.clerks@vancouver.ca prior to the commencement of filming. Visit vancouver.ca/inspections for more details. | Under The Bridge
NULL | NULL | NULL | Electrical Permit | Commercial | NULL | Draft | Movie Set / Filming - To allow for Movie Set/Filming Applicant shall provide completed Contractor Declaration form, and dates of filming and associated location(s) to csinspection.clerks@vancouver.ca prior to the commencement of filming. Visit vancouver.ca/inspections for more details. | NULL
NULL | NULL | NULL | Mechanical Permit | NULL | NULL | Draft | NULL | NULL
NULL | NULL | NULL | Gas Permit | NULL | NULL | Draft | NULL | JARED REED PLUMBING
NULL | NULL | NULL | Gas Permit | NULL | NULL | Draft | NULL | JARED REED PLUMBING
NULL | NULL | NULL | Mechanical Permit | NULL | NULL | Draft | NULL | NULL
NULL | NULL | NULL | Mechanical Permit | NULL | NULL | Draft | NULL | HPL Plumbing & Heating Ltd
NULL | NULL | NULL | Electrical Permit | Commercial | NULL | Draft | Annual / Operating | NULL
NULL | NULL | NULL | Electrical Permit | NULL | NULL | Draft | NULL | NULL
NULL | NULL | NULL | Gas Permit | NULL | NULL | Withdrawn | NULL | NULL
NULL | NULL | NULL | Electrical Permit | Commercial | Renovation | Draft | Installation / Repair - Commercial - testest | NULL
NULL | NULL | NULL | Plumbing Permit | NULL | NULL | Draft | NULL | NULL
NULL | NULL | NULL | Gas Permit | Residential | Renovation | Withdrawn | Residential - Re &re Boiler | Milani Plumbing Heating & Air Conditioning Ltd
NULL | NULL | NULL | Electrical Permit | NULL | NULL | Draft | NULL | NULL
NULL | NULL | NULL | Electrical Permit | NULL | NULL | Draft | NULL | NULL
EP-2022-09664 | 2022-11-16 | NULL | Electrical Permit | Commercial | NULL | Expired | Movie Set / Filming - To allow for Movie Set/Filming Applicant shall provide completed Contractor Declaration form, and dates of filming and associated location(s) to csinspection.clerks@vancouver.ca prior to the commencement of filming. Visit vancouver.ca/inspections for more details. | TB Productions Inc
NULL | NULL | NULL | Gas Permit | Residential | Renovation | Draft | Residential - Replacing a B-Vent Gas Insert | NULL
NULL | NULL | NULL | Electrical Permit | Residential | Renovation | Draft | Installation / Repair - Residential - Adding pot lights in Master room and Living room, | NULL
NULL | NULL | NULL | Electrical Permit | NULL | NULL | Withdrawn | NULL | NULL
NULL | NULL | NULL | Electrical Permit | Commercial | NULL | Draft | Annual / Operating - Annual Permit Renewal of EP-2020-08522 Nov 14/2021 to Nov 13/2022 | Corporate Electric Limited
EP-2022-09679 | NULL | NULL | Electrical Permit | Commercial | NULL | Withdrawn | Annual / Operating - Operating permit only. | Canucks Electric Inc
NULL | NULL | NULL | Electrical Permit | NULL | NULL | Withdrawn | NULL | NULL
NULL | NULL | NULL | Gas Permit | Residential | Renovation | Draft | Residential - Replacing a B-Vent Gas Insert | NULL
NULL | NULL | NULL | Electrical Permit | NULL | NULL | Draft | NULL | NULL
NULL | NULL | NULL | Gas Permit | NULL | NULL | Draft | NULL | NULL
NULL | NULL | NULL | Electrical Permit | Residential | Renovation | Withdrawn | Installation / Repair - Residential - Home owner want to upgrade to 200 amp service | NULL
NULL | NULL | NULL | Plumbing Permit | NULL | NULL | Draft | NULL | NULL
NULL | NULL | NULL | Mechanical Permit | NULL | NULL | Draft | NULL | NULL
NULL | NULL | NULL | Gas Permit | Residential | Renovation | Draft | Residential - A gas water heater was replaced for a tankless water heater, this process is to create more space for the newly added HeatPump system that was installed. All work is adapted to the previous installation settings. | NULL
NULL | NULL | NULL | Electrical Permit | NULL | NULL | Draft | NULL | NULL
NULL | NULL | NULL | Electrical Permit | Commercial | Tenant Improvement | Draft | Installation / Repair - Commercial - Installation of new Lighting(track lighting), Receptacles and switches if the unit | NULL
NULL | NULL | NULL | Gas Permit | NULL | NULL | Draft | NULL | NULL
NULL | NULL | NULL | Plumbing Permit | Commercial | New | Draft | Commercial - Below Grade Plumbing >BP: To construct a 3-storey building consisting of: 1st storey - partially underground parking (102 parking spaces) accessed from street 2nd storey - chemical manufacturing, laboratory and office (shell only) 3rd storey - chemical manufacturing, laboratory and office (shell only) | Broadway Refrigeration & Air Conditioning Co
NULL | NULL | NULL | Electrical Permit | Commercial | Tenant Improvement | Draft | Installation / Repair - Commercial - Install new track lights, switches and receptacles | NULL
EP-2022-09695 | 2022-11-17 | NULL | Electrical Permit | Commercial | Tenant Improvement | Completed | Installation / Repair - Commercial - Add a 3R load center to a parking lot pole service to facilitate powering a temporary shipping container. Add panel to existing 30 amp fused disconnect switch Existing service on an existing pole in parking lot for pay parking and lamp standard. New load centre added off an existing disconnect and re-fed lamp standard + pay parking as well added a new load which is a stand alone farming container “Farm Anywhere” that will be growing mushrooms for the Keg. Pictures have been uploaded to the final inspection. Amend: Jan 16, 2023 Removing cab-tyre whip from panel and adding a 30-amp twist lock receptacle below. | Sean T Gallagher
NULL | NULL | NULL | Plumbing Permit | NULL | NULL | Draft | NULL | NULL
NULL | NULL | NULL | Gas Permit | NULL | NULL | Draft | NULL | AKAL Plumbing & Heating Ltd
NULL | NULL | NULL | Gas Permit | Residential | Renovation | Withdrawn | Residential - Re&re boiler | Milani Plumbing Heating & Air Conditioning Ltd
NULL | NULL | NULL | Electrical Permit | Commercial | NULL | Draft | Annual / Operating | NULL
NULL | NULL | NULL | Electrical Permit | Residential | NULL | Draft | Temporary Power - Residential - To provide temporary power. | NULL
NULL | NULL | NULL | Gas Permit | NULL | NULL | Withdrawn | NULL | NULL
NULL | NULL | NULL | Electrical Permit | Commercial | New | Draft | Installation / Repair - Commercial - resturant | NULL
NULL | NULL | NULL | Electrical Permit | NULL | NULL | Draft | NULL | NULL
NULL | NULL | NULL | Electrical Permit | Commercial | NULL | Draft | Annual / Operating | NULL
NULL | NULL | NULL | Sprinkler Permit | NULL | NULL | Withdrawn | NULL | NULL
NULL | NULL | NULL | Mechanical Permit | NULL | NULL | Withdrawn | NULL | NULL
NULL | NULL | NULL | Electrical Permit | NULL | NULL | Draft | NULL | NULL
NULL | NULL | NULL | Electrical Permit | NULL | NULL | Draft | NULL | NULL
NULL | NULL | NULL | Sprinkler Permit | NULL | NULL | Draft | NULL | Active Fire & Safety Services Ltd
NULL | NULL | NULL | Gas Permit | Residential | New | Withdrawn | Residential - Venting, installation and final hook up of a gas fireplace | NULL
NULL | NULL | NULL | Mechanical Permit | NULL | NULL | Withdrawn | NULL | NULL
NULL | NULL | NULL | Gas Permit | Residential | New | Withdrawn | Residential - Fisher & Paykel 36" Dual Fuel Range | Han Appliances & Refrigeration Ltd
NULL | NULL | NULL | Sprinkler Permit | NULL | NULL | Draft | NULL | NULL
NULL | NULL | NULL | Plumbing Permit | NULL | NULL | Draft | NULL | NULL
NULL | NULL | NULL | Sprinkler Permit | NULL | NULL | Draft | NULL | NULL
NULL | NULL | NULL | Plumbing Permit | NULL | NULL | Draft | NULL | NULL
NULL | NULL | NULL | Plumbing Permit | Residential | Addition | Draft | Residential - Original permit was pulled but failed for not having PRV on irrigation system. PRVs are now installed | Tom's Sprinklers
NULL | NULL | NULL | Sprinkler Permit | Commercial | New | Withdrawn | Commercial - Installation of fire sprinkler system | Ultra Fire Protection Ltd
NULL | NULL | NULL | Electrical Permit | Residential | New | Withdrawn | Installation / Repair - Residential - New Construction | NULL
NULL | NULL | NULL | Gas Permit | Residential | Addition | Draft | Residential - Gas generator | Aquaman Plumbing And Heating Ltd
NULL | NULL | NULL | Electrical Permit | Commercial | Renovation | Draft | Installation / Repair - Commercial - Demolition of the Pharmacy and installation of lighting and receptacles and two panels. Remove and reinstall 5 new panels in the mechanical room level 6 | Status Electrical Corporation
NULL | NULL | NULL | Electrical Permit | Commercial | New | Draft | Installation / Repair - Commercial - Security Alarm, Tv, Tel, Internet, Intercom | NULL
NULL | NULL | NULL | Electrical Permit | NULL | NULL | Draft | NULL | NULL
NULL | NULL | NULL | Electrical Permit | Commercial | New | Withdrawn | Installation / Repair - Commercial | NULL
NULL | NULL | NULL | Gas Permit | NULL | NULL | Draft | NULL | Urban Fireplaces Ltd
NULL | NULL | NULL | Electrical Permit | Commercial | Renovation | Draft | Installation / Repair - Commercial - EVSEs installed to existing EV Ready infrastructure for 23 stalls (314, 333 & 334, 302, 331 & 332, 566, 465, 443 & 444, 561, 562, 513, 563, 539 & 540, 625, 640, 701, 615, 321 & 322, 633, 505 & 506, 469 & 470, 454 & 455, 511 & 512, 651) | Berts Electric (2001) Ltd
NULL | NULL | NULL | Electrical Permit | NULL | NULL | Withdrawn | NULL | NULL
NULL | NULL | NULL | Plumbing Permit | NULL | NULL | Withdrawn | NULL | CENTRE LINE FIRE SPRINKLERS LTD
NULL | NULL | NULL | Electrical Permit | Commercial | NULL | Draft | Annual / Operating - Annual Operating Electrical permit Expired EP-2020-07992 Valid Nov 09/2021 to Nov 08/2022 | Bemister Electric Ltd.
NULL | NULL | NULL | Electrical Permit | NULL | NULL | Draft | NULL | NULL
NULL | NULL | NULL | Electrical Permit | Commercial | NULL | Draft | Movie Set / Filming - To allow for Movie Set/Filming Applicant shall provide completed Contractor Declaration form, and dates of filming and associated location(s) to csinspection.clerks@vancouver.ca prior to the commencement of filming. Visit vancouver.ca/inspections for more details. | NULL
NULL | NULL | NULL | Electrical Permit | Commercial | NULL | Draft | Movie Set / Filming - To allow for Movie Set/Filming Applicant shall provide completed Contractor Declaration form, and dates of filming and associated location(s) to csinspection.clerks@vancouver.ca prior to the commencement of filming. Visit vancouver.ca/inspections for more details. | NULL
NULL | NULL | NULL | Gas Permit | NULL | NULL | Draft | NULL | NULL
NULL | NULL | NULL | Plumbing Permit | Residential | Renovation | Draft | Residential | Cypress Plumbing And Heating Ltd
NULL | NULL | NULL | Electrical Permit | NULL | NULL | Draft | NULL | NULL
EP-2022-09773 | 2022-11-17 | NULL | Electrical Permit | Commercial | NULL | Expired | Movie Set / Filming - To allow for Movie Set/Filming Applicant shall provide completed Contractor Declaration form, and dates of filming and associated location(s) to csinspection.clerks@vancouver.ca prior to the commencement of filming. Visit vancouver.ca/inspections for more details. | Project Binged TD Entertainment Inc
NULL | NULL | NULL | Electrical Permit | Commercial | Tenant Improvement | Withdrawn | Installation / Repair - Commercial - Lightings, some branch circuits, low voltage such as data and security, fire alarm connection, appliances feeds, sign power, interlock system, walking cooler wiring. | Canucks Electric Inc
NULL | NULL | NULL | Plumbing Permit | NULL | NULL | Draft | NULL | NULL
NULL | NULL | NULL | Electrical Permit | Residential | New | Withdrawn | Installation / Repair - Residential - INSTALLATION OF TEMPORARY SECURITY CAMERAS | NULL
NULL | NULL | NULL | Electrical Permit | NULL | NULL | Draft | NULL | NULL
NULL | NULL | NULL | Electrical Permit | Commercial | NULL | Draft | Special Event - Plugging in decor lighting 15 amp circuit | NULL
NULL | NULL | NULL | Mechanical Permit | NULL | NULL | Withdrawn | NULL | GOODWILL PLUMBING & HEATING LTD
NULL | NULL | NULL | Plumbing Permit | NULL | NULL | Withdrawn | NULL | GOODWILL PLUMBING & HEATING LTD
NULL | NULL | NULL | Sprinkler Permit | Commercial | Tenant Improvement | Draft | Commercial - Sprinkler main replacement | Gisborne Industrial Construction Ltd
NULL | NULL | NULL | Mechanical Permit | NULL | NULL | Withdrawn | NULL | GOODWILL PLUMBING & HEATING LTD
NULL | NULL | NULL | Electrical Permit | Commercial | NULL | Draft | Movie Set / Filming - To allow for Movie Set/Filming Applicant shall provide completed Contractor Declaration form, and dates of filming and associated location(s) to csinspection.clerks@vancouver.ca prior to the commencement of filming. Visit vancouver.ca/inspections for more details. | NULL
NULL | NULL | NULL | Electrical Permit | Commercial | NULL | Draft | Movie Set / Filming - To allow for Movie Set/Filming Applicant shall provide completed Contractor Declaration form, and dates of filming and associated location(s) to csinspection.clerks@vancouver.ca prior to the commencement of filming. Visit vancouver.ca/inspections for more details. | NULL
EP-2022-09795 | 2022-11-18 | NULL | Electrical Permit | Commercial | NULL | Expired | Movie Set / Filming - To allow for Movie Set/Filming Applicant shall provide completed Contractor Declaration form, and dates of filming and associated location(s) to csinspection.clerks@vancouver.ca prior to the commencement of filming. Visit vancouver.ca/inspections for more details. | Louie Blue Productions Inc
NULL | NULL | NULL | Electrical Permit | Commercial | Addition | Withdrawn | Installation / Repair - Commercial - Installation of ULC Fire Monitoring equipment for the fire panel on site | NULL
EP-2022-09815 | 2022-11-21 | NULL | Electrical Permit | Commercial | NULL | Expired | Movie Set / Filming - To allow for Movie Set/Filming Applicant shall provide completed Contractor Declaration form, and dates of filming and associated location(s) to csinspection.clerks@vancouver.ca prior to the commencement of filming. Visit vancouver.ca/inspections for more details. | Strength of a Woman Productions Ltd
NULL | NULL | NULL | Electrical Permit | NULL | NULL | Draft | NULL | NULL
NULL | NULL | NULL | Gas Permit | NULL | NULL | Draft | NULL | NULL
NULL | NULL | NULL | Mechanical Permit | NULL | NULL | Draft | NULL | NULL
NULL | NULL | NULL | Electrical Permit | Commercial | NULL | Withdrawn | Annual / Operating | NULL
NULL | NULL | NULL | Electrical Permit | Residential | Renovation | Draft | Installation / Repair - Residential - Replace out door fire alarm annunciator with new | 0777792 BC Ltd
NULL | NULL | NULL | Gas Permit | NULL | NULL | Draft | NULL | Your Professional Plumber Ltd
EP-2022-09872 | 2022-11-22 | NULL | Electrical Permit | Commercial | NULL | Expired | Movie Set / Filming - To allow for Movie Set/Filming Applicant shall provide completed Contractor Declaration form, and dates of filming and associated location(s) to csinspection.clerks@vancouver.ca prior to the commencement of filming. Visit vancouver.ca/inspections for more details. | Pico Productions (BC) Limited
NULL | NULL | NULL | Sprinkler Permit | NULL | NULL | Withdrawn | NULL | NULL
NULL | NULL | NULL | Plumbing Permit | NULL | NULL | Draft | NULL | NULL
NULL | NULL | NULL | Mechanical Permit | NULL | NULL | Draft | NULL | Laxmi Plumbing
NULL | NULL | NULL | Plumbing Permit | Residential | New | Withdrawn | Residential - Install of new Plumbing, heating and water pipe | NULL
NULL | NULL | NULL | Sprinkler Permit | Commercial | Tenant Improvement | Draft | Commercial - Adding and relocating sprinkler heads. Interior alterations to demise this existing retail store #620 into #620 and #622 and provide first TI to the newly created #620 for a health care office on the ground floor of this existing mixed-use building. Scope of work includes coring of the slab and a new condensing unit at the parking level. | Pacific Rim Fire Protection (2008) Ltd
NULL | NULL | NULL | Sprinkler Permit | Commercial | New | Withdrawn | Commercial - we will be installing fire sprinkler system in the new construction. | NULL
NULL | NULL | NULL | Plumbing Permit | NULL | NULL | Draft | NULL | NULL
NULL | NULL | NULL | Plumbing Permit | Residential | Renovation | Draft | Residential - Upgrading bathrooms, laundry and kitchen fixtures | NULL
NULL | NULL | NULL | Mechanical Permit | NULL | NULL | Withdrawn | NULL | NULL
NULL | NULL | NULL | Gas Permit | Residential | Addition | Draft | Residential - gas supply for back up generator | NULL
NULL | NULL | NULL | Gas Permit | NULL | NULL | Withdrawn | NULL | NULL
NULL | NULL | NULL | Sprinkler Permit | Commercial | New | Draft | Commercial - we will be installing fire sprinkler system in the building | Ultra Fire Protection Ltd
NULL | NULL | NULL | Electrical Permit | Commercial | Tenant Improvement | Draft | Installation / Repair - Commercial - Install new Track lights, switches and some receptacles in existing office spaces | NULL
NULL | NULL | NULL | Plumbing Permit | Commercial | New | Draft | Commercial - Below Grade Plumbing >BP: To construct a 3-storey building consisting of: 1st storey - partially underground parking (102 parking spaces) accessed from street 2nd storey - chemical manufacturing, laboratory and office (shell only) 3rd storey - chemical manufacturing, laboratory and office (shell only) | Broadway Refrigeration & Air Conditioning Co
NULL | NULL | NULL | Gas Permit | NULL | NULL | Draft | NULL | NULL
EP-2022-09839 | NULL | NULL | Electrical Permit | Commercial | NULL | Application Incomplete | Special Event - 400amp tie in 120 208 distribution for special event 2901 east hastings | Riviers Electric Services Inc
NULL | NULL | NULL | Electrical Permit | NULL | NULL | Draft | NULL | NULL
NULL | NULL | NULL | Gas Permit | NULL | NULL | Draft | NULL | Thomson Industries Ltd
NULL | NULL | NULL | Plumbing Permit | NULL | NULL | Draft | NULL | NULL
NULL | NULL | NULL | Sprinkler Permit | NULL | NULL | Draft | NULL | NULL
NULL | NULL | NULL | Gas Permit | Residential | New | Draft | Residential - NEW GAS LINES | K & E Gas Services Ltd
NULL | NULL | NULL | Gas Permit | Residential | New | Draft | Residential - NEW GAS LINES | K & E Gas Services Ltd
NULL | NULL | NULL | Gas Permit | Residential | New | Draft | Residential - NEW GAS | K & E Gas Services Ltd
NULL | NULL | NULL | Gas Permit | NULL | NULL | Withdrawn | NULL | Reid Brothers Plumbing & Heating Ltd
NULL | NULL | NULL | Gas Permit | NULL | NULL | Draft | NULL | NULL
NULL | NULL | NULL | Gas Permit | NULL | NULL | Draft | NULL | NULL
NULL | NULL | NULL | Gas Permit | Residential | NULL | Draft | Residential | NULL
NULL | NULL | NULL | Gas Permit | NULL | NULL | Draft | NULL | NULL
NULL | NULL | NULL | Gas Permit | NULL | NULL | Draft | NULL | NULL
NULL | NULL | NULL | Mechanical Permit | NULL | NULL | Draft | NULL | NULL
NULL | NULL | NULL | Plumbing Permit | NULL | NULL | Draft | NULL | NULL
NULL | NULL | NULL | Electrical Permit | NULL | NULL | Draft | NULL | NULL
NULL | NULL | NULL | Gas Permit | NULL | NULL | Draft | NULL | NULL
NULL | NULL | NULL | Electrical Permit | Residential | NULL | Withdrawn | Installation / Repair - Residential - new house and lane house wiring | Ema Electric Ltd
NULL | NULL | NULL | Sprinkler Permit | NULL | NULL | Draft | NULL | NULL
NULL | NULL | NULL | Plumbing Permit | Residential | New | Draft | Residential - Lawn irrigation system | NULL
NULL | NULL | NULL | Mechanical Permit | NULL | NULL | Draft | NULL | NULL
NULL | NULL | NULL | Mechanical Permit | NULL | NULL | Draft | NULL | NULL
NULL | NULL | NULL | Plumbing Permit | Commercial | Addition | Draft | Commercial - The elevator lobby fan coils' (on the 2nd 3rd and 4th floors) condensate lines were connected to the adjacent washroom sink p-trap. | Modern Niagara Vancouver Inc
NULL | NULL | NULL | Gas Permit | Residential | Renovation | Draft | Residential - install-new-furnace | NULL
NULL | NULL | NULL | Gas Permit | Residential | NULL | Draft | Residential - Install boiler | NULL
EP-2022-09873 | 2022-11-22 | NULL | Electrical Permit | Commercial | NULL | Expired | Movie Set / Filming - To allow for Movie Set/Filming Applicant shall provide completed Contractor Declaration form, and dates of filming and associated location(s) to csinspection.clerks@vancouver.ca prior to the commencement of filming. Visit vancouver.ca/inspections for more details. | Filmgroup.tv Ltd
NULL | NULL | NULL | Electrical Permit | Commercial | Tenant Improvement | Withdrawn | Installation / Repair - Commercial - Install of new track lights, new switches and receptacles in open areas of office | NULL
NULL | NULL | NULL | Electrical Permit | Commercial | Tenant Improvement | Draft | Installation / Repair - Commercial - Installation of new track lights, exit lighting, lights switches and receptacles in open office and closed office areas | NULL
NULL | NULL | NULL | Plumbing Permit | Commercial | Renovation | Draft | Commercial - Rough in and install two tubs and hwtank | NULL
NULL | NULL | NULL | Plumbing Permit | Residential | NULL | Draft | Residential | NULL
NULL | NULL | NULL | Gas Permit | Commercial | Renovation | Draft | Commercial - Installation of fireplace. Venting and hookup only | Urban Fireplaces Ltd
NULL | NULL | NULL | Electrical Permit | NULL | NULL | Draft | NULL | NULL
NULL | NULL | NULL | Plumbing Permit | NULL | NULL | Draft | NULL | NULL
NULL | NULL | NULL | Sprinkler Permit | NULL | NULL | Draft | NULL | NULL
NULL | NULL | NULL | Electrical Permit | NULL | NULL | Draft | NULL | NULL
NULL | NULL | NULL | Electrical Permit | Commercial | NULL | Draft | Annual / Operating | NULL
NULL | NULL | NULL | Electrical Permit | Commercial | Tenant Improvement | Draft | Installation / Repair - Commercial - WRSDFEC | NULL
NULL | NULL | NULL | Gas Permit | NULL | NULL | Withdrawn | NULL | ALL TIME HEATING PLUMBING & AIR CONDITIONING
NULL | NULL | NULL | Electrical Permit | Commercial | Tenant Improvement | Draft | Installation / Repair - Commercial - Installations of new track lights, exit signs, switching and receptacles | NULL
NULL | NULL | NULL | Gas Permit | NULL | NULL | Draft | NULL | Ashton Service Group/Ashton Mechanical Ltd.
EP-2022-09907 | 2022-11-24 | NULL | Electrical Permit | Commercial | NULL | Expired | Special Event - Provide electrical distribution from existing services for special event "The Bare Naked Ladies" at The Centre one day only, Dec 1, 2022. location 777 Homer st The Centre -stage | 0880441 BC Ltd
NULL | NULL | NULL | Electrical Permit | Commercial | Tenant Improvement | Draft | Installation / Repair - Commercial - Ugguvuvuv | NULL
NULL | NULL | NULL | Gas Permit | Residential | New | Draft | Residential - Install furnace & water heater + rough-in BBQ box (x2), fire pit & fireplace (rough-in only) | Northwind Heating Ltd
NULL | NULL | NULL | Gas Permit | NULL | NULL | Withdrawn | NULL | NULL
NULL | NULL | NULL | Electrical Permit | NULL | NULL | Draft | NULL | NULL
NULL | NULL | NULL | Gas Permit | Residential | Renovation | Draft | Residential - Decommission and remove furnace | Ashton Service Group/Ashton Mechanical Ltd.
NULL | NULL | NULL | Gas Permit | Residential | Renovation | Withdrawn | Residential - re/re Boiler | NULL
NULL | NULL | NULL | Plumbing Permit | Residential | Renovation | Draft | Residential | NULL
NULL | NULL | NULL | Electrical Permit | Commercial | NULL | Draft | Annual / Operating | NULL
NULL | NULL | NULL | Plumbing Permit | NULL | NULL | Withdrawn | NULL | NULL
NULL | NULL | NULL | Electrical Permit | Commercial | Tenant Improvement | Draft | Installation / Repair - Commercial - asdfaf | NULL
NULL | NULL | NULL | Electrical Permit | NULL | NULL | Withdrawn | NULL | NULL
NULL | NULL | NULL | Electrical Permit | NULL | NULL | Draft | NULL | NULL
NULL | NULL | NULL | Plumbing Permit | NULL | NULL | Draft | NULL | NULL
NULL | NULL | NULL | Gas Permit | NULL | NULL | Draft | NULL | Milani Plumbing Heating & Air Conditioning Ltd
EP-2022-09938 | 2022-11-23 | NULL | Electrical Permit | Commercial | NULL | Expired | Movie Set / Filming - To allow for Movie Set/Filming Applicant shall provide completed Contractor Declaration form, and dates of filming and associated location(s) to csinspection.clerks@vancouver.ca prior to the commencement of filming. Visit vancouver.ca/inspections for more details. | Filmgroup.tv Ltd
NULL | NULL | NULL | Mechanical Permit | NULL | NULL | Draft | NULL | NULL
NULL | NULL | NULL | Plumbing Permit | NULL | NULL | Draft | NULL | Milani Plumbing Heating & Air Conditioning Ltd
EP-2022-09942 | 2022-11-24 | NULL | Electrical Permit | Commercial | NULL | Expired | Movie Set / Filming - To allow for Movie Set/Filming Applicant shall provide completed Contractor Declaration form, and dates of filming and associated location(s) to csinspection.clerks@vancouver.ca prior to the commencement of filming. Visit vancouver.ca/inspections for more details. | Filmgroup.tv Ltd
NULL | NULL | NULL | Plumbing Permit | Commercial | Renovation | Draft | Commercial - Two tubs installing | NULL
NULL | NULL | NULL | Electrical Permit | Commercial | NULL | Withdrawn | Annual / Operating - ANNUAL OPERATING PERMIT FOR FIRE ALARM -renewal of EP-2020-09021 -valid: October 22, 2021 - October 21, 2022 | Megatech Trades Corp
NULL | NULL | NULL | Electrical Permit | NULL | NULL | Withdrawn | NULL | NULL
NULL | NULL | NULL | Electrical Permit | Commercial | NULL | Draft | Annual / Operating | NULL
NULL | NULL | NULL | Electrical Permit | Residential | New | Draft | Temporary Power - Residential - To provide temporary power. | NULL
NULL | NULL | NULL | Electrical Permit | Commercial | New | Draft | Temporary Power - Commercial - To provide temporary power. | Adept Electrical Services Ltd
NULL | NULL | NULL | Mechanical Permit | NULL | NULL | Draft | NULL | NULL
NULL | NULL | NULL | Electrical Permit | Commercial | NULL | Withdrawn | Annual / Operating | NULL
NULL | NULL | NULL | Electrical Permit | Residential | New | Withdrawn | Installation / Repair - Residential - Low voltage pre wire | NULL
NULL | NULL | NULL | Gas Permit | NULL | NULL | Draft | NULL | NULL
NULL | NULL | NULL | Gas Permit | Residential | New | Draft | Residential - new home gas connections | NULL
NULL | NULL | NULL | Plumbing Permit | NULL | NULL | Draft | NULL | NULL
NULL | NULL | NULL | Plumbing Permit | NULL | NULL | Draft | NULL | Mainland Plumbing & Heating
NULL | NULL | NULL | Mechanical Permit | NULL | NULL | Draft | NULL | Mainland Plumbing & Heating
NULL | NULL | NULL | Plumbing Permit | Commercial | Renovation | Draft | Commercial - Two tubs installation | NULL
NULL | NULL | NULL | Electrical Permit | NULL | NULL | Draft | NULL | NULL
NULL | NULL | NULL | Electrical Permit | Commercial | NULL | Draft | Annual / Operating | NULL
NULL | NULL | NULL | Electrical Permit | Commercial | NULL | Draft | Annual / Operating - Electrical Annual Operating Permit Expired EP-2020-07919 VALID: OCT 30/21 TO OCT 29/22 | All In Electric Inc
NULL | NULL | NULL | Gas Permit | Residential | Renovation | Withdrawn | Residential - Re + re boiler | NULL
NULL | NULL | NULL | Mechanical Permit | NULL | NULL | Withdrawn | NULL | NULL
NULL | NULL | NULL | Sprinkler Permit | Residential | New | Draft | Residential - Installing sprinkler system | NULL
NULL | NULL | NULL | Mechanical Permit | NULL | NULL | Withdrawn | NULL | NULL
NULL | NULL | NULL | Electrical Permit | NULL | NULL | Draft | NULL | NULL
NULL | NULL | NULL | Electrical Permit | NULL | NULL | Draft | NULL | NULL
NULL | NULL | NULL | Electrical Permit | Commercial | Addition | Draft | Installation / Repair - Commercial - Power / potlight instillation | NULL
NULL | NULL | NULL | Plumbing Permit | NULL | NULL | Draft | NULL | Superstar Plumbing Heating & Sprinkler Supplies Ltd
NULL | NULL | NULL | Electrical Permit | NULL | NULL | Draft | NULL | NULL
NULL | NULL | NULL | Electrical Permit | NULL | NULL | Draft | NULL | NULL
NULL | NULL | NULL | Electrical Permit | NULL | NULL | Draft | NULL | NULL
NULL | NULL | NULL | Gas Permit | NULL | NULL | Draft | NULL | Fraser Valley Heating Co Ltd
NULL | NULL | NULL | Mechanical Permit | NULL | NULL | Draft | NULL | Fraser Valley Heating Co Ltd
EP-2022-09983 | 2022-11-25 | NULL | Electrical Permit | Commercial | New | Completed | Installation / Repair - Commercial - Shaw power supply on BC Hydro pole # 2547811 at back of premises -at 1248-11th Ave East | Harbourview Electric Ltd
NULL | NULL | NULL | Mechanical Permit | NULL | NULL | Draft | NULL | Ashton Service Group/Ashton Mechanical Ltd.
NULL | NULL | NULL | Plumbing Permit | NULL | NULL | Draft | NULL | NULL
NULL | NULL | NULL | Electrical Permit | Commercial | Renovation | Draft | Installation / Repair - Commercial - Additional ceiling lighting and recetacles | NULL
NULL | NULL | NULL | Plumbing Permit | Residential | New | Draft | Residential - sdfsd | NULL
NULL | NULL | NULL | Electrical Permit | NULL | NULL | Draft | NULL | NULL
NULL | NULL | NULL | Plumbing Permit | Commercial | New | Draft | Commercial - Installation of a new 3 inch DCVA Backflow premise isolation | Ashton Service Group/Ashton Mechanical Ltd.
NULL | NULL | NULL | Plumbing Permit | Residential | Renovation | Draft | Residential - Change the new fixtures | NULL
NULL | NULL | NULL | Electrical Permit | NULL | NULL | Draft | NULL | NULL
NULL | NULL | NULL | Plumbing Permit | Commercial | Tenant Improvement | Draft | Commercial - Install two backflows | Marpole Plumbing & Heating Inc
NULL | NULL | NULL | Plumbing Permit | Commercial | Addition | Draft | Commercial - Install (4) water closets, (4) lavatories. >DB: Exterior and Interior alterations to provide improvements for a new packing plant with ancillary office single tenant space in this existing commercial building on this site. Scope of work: 3 new windows on south elevation, remove interior partition walls/doors, remove stairs and construct new stairs to accommodate new layout, remove portion of the floor and install a new slab to match level of lower floor, rebuild a portion of the wall/floor assembly, new shelving and racking throughout, construct new offices and washrooms on second floor | Westin Plumbing & Heating Ltd
NULL | NULL | NULL | Sprinkler Permit | NULL | NULL | Draft | NULL | NULL
NULL | NULL | NULL | Electrical Permit | Residential | Renovation | Withdrawn | Installation / Repair - Residential - upgrading existing 100amp service to 200amps..install metered disconnect in ally on outside of garge to accommidate overhead hydro connection and then install overhead wiring to house and then down new conduit to new panel. | NULL
NULL | NULL | NULL | Gas Permit | Residential | Renovation | Draft | Residential - Replacing a gas furnace with a 96% high efficient furnace | Leonard Steven Walton
NULL | NULL | NULL | Electrical Permit | Commercial | New | Withdrawn | Installation / Repair - Commercial - ROUGH IN AND FINISH MULTI DWELLING 3 UNIT >BP: To construct (1) rowhouse multiple dwelling building ( Bldg. #1), having three-storeys and three dwelling units , with attached single-car garages (3 total), having vehicular access off the North and East lanes and internal carriage courtyard. Bldg.#1 (Front Bldg.) 1377, 1381 and 1385 E. 24th Ave. Bldg. #2 (Rear Bldg.) Primary Address 1365 E. 24th Av., Under separate BP-2021-06070 1365, 1369, and 1373 E.24th Ave. NOTE: ALL FILES AND DOCUMENTATIONS ARE FILED UNDER 1365 E. 24th Ave. (BP-2021-06070.) Related to DP-2019-00797 and MA. DP-2022-00238 Note: Consolidating lots 1349 + 1385 E 24th Av | Cara Electric Ltd
NULL | NULL | NULL | Electrical Permit | NULL | NULL | Draft | NULL | NULL
NULL | NULL | NULL | Plumbing Permit | NULL | NULL | Withdrawn | NULL | NULL
NULL | NULL | NULL | Plumbing Permit | Commercial | Tenant Improvement | Draft | Commercial - Two tubs installation | NULL
NULL | NULL | NULL | Electrical Permit | NULL | NULL | Draft | NULL | NULL
NULL | NULL | NULL | Mechanical Permit | NULL | NULL | Draft | NULL | NULL
NULL | NULL | NULL | Mechanical Permit | NULL | NULL | Draft | NULL | Busy Boys Plumbing & Heating Limited
NULL | NULL | NULL | Electrical Permit | NULL | NULL | Draft | NULL | NULL
NULL | NULL | NULL | Plumbing Permit | NULL | NULL | Withdrawn | NULL | NULL
NULL | NULL | NULL | Gas Permit | NULL | NULL | Draft | NULL | NULL
NULL | NULL | NULL | Plumbing Permit | NULL | NULL | Draft | NULL | NULL
NULL | NULL | NULL | Gas Permit | NULL | NULL | Draft | NULL | NULL
NULL | NULL | NULL | Electrical Permit | Commercial | NULL | Draft | Annual / Operating | NULL
NULL | NULL | NULL | Plumbing Permit | NULL | NULL | Withdrawn | NULL | NULL
NULL | NULL | NULL | Electrical Permit | NULL | NULL | Draft | NULL | NULL
NULL | NULL | NULL | Electrical Permit | NULL | NULL | Draft | NULL | NULL
NULL | NULL | NULL | Gas Permit | Residential | Renovation | Withdrawn | Residential - Re and re boiler | NULL
NULL | NULL | NULL | Electrical Permit | NULL | NULL | Withdrawn | NULL | NULL
EP-2022-10052 | 2022-11-30 | NULL | Electrical Permit | Commercial | NULL | Expired | Special Event - Electrical distribution for the Vancouver Gem Show at the PNE Forum from December 2-4, 2022. 2901 E Hastings PNE | Nonis Electrical Services Inc
NULL | NULL | NULL | Electrical Permit | Residential | Renovation | Withdrawn | Installation / Repair - Residential - Network wiring throughout home | NULL
NULL | NULL | NULL | Gas Permit | NULL | NULL | Withdrawn | NULL | SKYREACH PLUMBING & HEATING LTD
NULL | NULL | NULL | Electrical Permit | Residential | New | Draft | Installation / Repair - Residential - New Laneway house wiring | A-Class Electrical Ltd
NULL | NULL | NULL | Electrical Permit | Residential | New | Draft | Installation / Repair - Residential - New house and secondary suite wiring | A-Class Electrical Ltd
NULL | NULL | NULL | Electrical Permit | NULL | NULL | Withdrawn | NULL | NULL
NULL | NULL | NULL | Mechanical Permit | NULL | NULL | Draft | NULL | NULL
NULL | NULL | NULL | Electrical Permit | Commercial | Addition | Draft | Installation / Repair - Commercial - Add 16 Tbar ceiling ,track lite and 4 dedicated receptacle | Frimae Electric Ltd
NULL | NULL | NULL | Mechanical Permit | NULL | NULL | Withdrawn | NULL | NULL
NULL | NULL | NULL | Gas Permit | Residential | Tenant Improvement | Draft | Residential - Boiler installation | NULL
NULL | NULL | NULL | Electrical Permit | NULL | NULL | Draft | NULL | NULL
NULL | NULL | NULL | Electrical Permit | Commercial | NULL | Draft | Installation / Repair - Commercial - East side of main floor | Frimae Electric Ltd
NULL | NULL | NULL | Plumbing Permit | Residential | Renovation | Draft | Residential - chang the fixtures | JMC Plumbing & Heating Ltd
NULL | NULL | NULL | Electrical Permit | NULL | NULL | Draft | NULL | NULL
NULL | NULL | NULL | Electrical Permit | Commercial | New | Withdrawn | Installation / Repair - Commercial - electrical installation of new 19 sty 20 unit residential tower with 2 CRU spaces. Building permit work description: Construction of a new 19 storey building with Retail Store on the second floor, 20 dwelling units on the 3rd through 19th floors, and 3 levels of underground parking accessed from West Hastings Street. Stage I (excavation/shoring) issued December 13, 2017. Stage I (revision 1): drawings revised to incorporate underpinning at the west face. (issued April 6, 2018) Stage II (full structure) issued July 12, 2018. Stage III (Full construction) issued February 6, 2019. | Ozz Electric BC Inc
NULL | NULL | NULL | Electrical Permit | NULL | NULL | Withdrawn | NULL | NULL
NULL | NULL | NULL | Plumbing Permit | NULL | NULL | Draft | NULL | NULL
NULL | NULL | NULL | Electrical Permit | NULL | NULL | Draft | NULL | NULL
NULL | NULL | NULL | Electrical Permit | Commercial | NULL | Draft | Annual / Operating | NULL
NULL | NULL | NULL | Gas Permit | NULL | NULL | Draft | NULL | Superstar Plumbing Heating & Sprinkler Supplies Ltd
NULL | NULL | NULL | Gas Permit | NULL | NULL | Draft | NULL | Milani Plumbing Heating & Air Conditioning Ltd
NULL | NULL | NULL | Gas Permit | NULL | NULL | Draft | NULL | Milani Plumbing Heating & Air Conditioning Ltd
NULL | NULL | NULL | Gas Permit | Residential | New | Withdrawn | Residential - Installation of gas appliances | Century Twenty One Gas & Heating Co. Ltd
NULL | NULL | NULL | Electrical Permit | NULL | NULL | Draft | NULL | NULL
NULL | NULL | NULL | Gas Permit | NULL | NULL | Withdrawn | NULL | House Smart Home Improvements Ltd
NULL | NULL | NULL | Electrical Permit | Commercial | New | Withdrawn | Installation / Repair - Commercial - New wiring | NULL
NULL | NULL | NULL | Electrical Permit | Commercial | New | Withdrawn | Installation / Repair - Commercial - Infill house building | NULL
NULL | NULL | NULL | Electrical Permit | Commercial | New | Withdrawn | Installation / Repair - Commercial - infill house | NULL
NULL | NULL | NULL | Gas Permit | NULL | NULL | Draft | NULL | NULL
NULL | NULL | NULL | Gas Permit | Residential | Renovation | Withdrawn | Residential - re & re boiler | NULL
NULL | NULL | NULL | Electrical Permit | Residential | New | Draft | Installation / Repair - Residential - new wiring for a duplex | NULL
NULL | NULL | NULL | Electrical Permit | NULL | NULL | Draft | NULL | NULL
NULL | NULL | NULL | Gas Permit | Residential | Renovation | Draft | Residential - installation of 1 gas fireplace - venting and hook up only | Urban Fireplaces Ltd
NULL | NULL | NULL | Electrical Permit | NULL | NULL | Draft | NULL | NULL
EP-2022-10112 | 2022-11-30 | NULL | Electrical Permit | Commercial | NULL | Expired | Movie Set / Filming - To allow for Movie Set/Filming Applicant shall provide completed Contractor Declaration form, and dates of filming and associated location(s) to csinspection.clerks@vancouver.ca prior to the commencement of filming. Visit vancouver.ca/inspections for more details. | Suneeva Ltd
NULL | NULL | NULL | Electrical Permit | Commercial | New | Withdrawn | Temporary Power - Commercial - To provide temporary power. | INT Electrical Ltd
NULL | NULL | NULL | Electrical Permit | Residential | New | Withdrawn | Installation / Repair - Residential - New residential house with legal suite | RBM Electric Ltd
NULL | NULL | NULL | Electrical Permit | NULL | NULL | Withdrawn | NULL | NULL
NULL | NULL | NULL | Mechanical Permit | NULL | NULL | Withdrawn | NULL | MILKYWAY INDUSTRY LTD
NULL | NULL | NULL | Electrical Permit | NULL | NULL | Draft | NULL | NULL
NULL | NULL | NULL | Electrical Permit | NULL | New | Withdrawn | Installation / Repair - - Rough-In and Installation of -Alarm Systems -Telephone -TV -Data | NULL
NULL | NULL | NULL | Plumbing Permit | NULL | NULL | Draft | NULL | NULL
NULL | NULL | NULL | Plumbing Permit | Commercial | New | Draft | Commercial - Plumbing work for 6 Commercial rental units and 35 Residential units. To construct a four-storey mixed-use commercial and residential building containing six retail units at grade and a total of 35 dwelling units all over 2 levels of underground parkade. | Any Kind Plumbing & Heating Ltd
NULL | NULL | NULL | Mechanical Permit | NULL | NULL | Draft | NULL | NULL
NULL | NULL | NULL | Electrical Permit | Commercial | NULL | Draft | Annual / Operating - regular inspection to operate and maintain regulated electrical equipment and systems Valid 11/30/2022 until 11/29/2023 | NTEC Electric Ltd
NULL | NULL | NULL | Electrical Permit | Commercial | NULL | Draft | Annual / Operating - regular inspection to operate and maintain regulated electrical equipment and systems Valid 11/30/2022 until 11/29/2023 | NTEC Electric Ltd
NULL | NULL | NULL | Gas Permit | Residential | New | Draft | Residential - Gas pipe and vent | NULL
NULL | NULL | NULL | Electrical Permit | NULL | NULL | Draft | Installation / Repair - | NULL
NULL | NULL | NULL | Mechanical Permit | NULL | NULL | Withdrawn | NULL | MCKIM MECHANICAL
NULL | NULL | NULL | Sprinkler Permit | NULL | NULL | Draft | NULL | 0777792 BC Ltd
NULL | NULL | NULL | Electrical Permit | Commercial | NULL | Draft | Annual / Operating | NULL
NULL | NULL | NULL | Electrical Permit | NULL | NULL | Draft | NULL | NULL
NULL | NULL | NULL | Gas Permit | Residential | New | Withdrawn | Residential - Installation of gas appliances | Century Twenty One Gas & Heating Co. Ltd
NULL | NULL | NULL | Gas Permit | NULL | NULL | Draft | NULL | NULL
NULL | NULL | NULL | Gas Permit | NULL | NULL | Draft | NULL | NULL
NULL | NULL | NULL | Plumbing Permit | NULL | NULL | Draft | NULL | NULL
NULL | NULL | NULL | Mechanical Permit | NULL | NULL | Withdrawn | NULL | MCKIM MECHANICAL
NULL | NULL | NULL | Electrical Permit | NULL | NULL | Draft | NULL | NULL
NULL | NULL | NULL | Mechanical Permit | NULL | NULL | Draft | NULL | MILKYWAY INDUSTRY LTD
NULL | NULL | NULL | Gas Permit | NULL | NULL | Draft | NULL | NULL
NULL | NULL | NULL | Electrical Permit | Residential | New | Withdrawn | Temporary Power - Residential - To provide temporary power. | NULL
NULL | NULL | NULL | Electrical Permit | Commercial | NULL | Draft | Annual / Operating | NULL
NULL | NULL | NULL | Electrical Permit | NULL | NULL | Draft | NULL | NULL
NULL | NULL | NULL | Electrical Permit | Residential | New | Draft | Installation / Repair - Residential - low voltage security system including things such as enterphones, CCTV etc | NULL
NULL | NULL | NULL | Electrical Permit | Residential | New | Draft | Installation / Repair - Residential - CCTV, enterphone (low voltage security systems) | NULL
NULL | NULL | NULL | Plumbing Permit | NULL | NULL | Draft | NULL | Shimon Cohen
NULL | NULL | NULL | Electrical Permit | Residential | New | Draft | Installation / Repair - Residential - low voltage security | NULL
NULL | NULL | NULL | Electrical Permit | NULL | NULL | Withdrawn | NULL | NULL
EP-2022-10152 | 2022-12-05 | NULL | Electrical Permit | Commercial | Renovation | Expired | Special Event - Burn Fund Charity Event at Stanley Park. Dec. 1st, 2022 thru to Jan 2nd, 2023 ***If work on this site could lead to the disturbance of soil advise applicant to contact the Provincial Archeology Branch at 250-953-3334 for necessary permits. In addition, please be advised that reports from an Archeologist (AIA, AOA) and permits from the First Nations may be necessary prior to the release of your City of Vancouver permits. FSR Dave Lippmann. Contact 604-968-0845 or 604-968-0696 | Ino-Tek Electric Ltd.
NULL | NULL | NULL | Electrical Permit | Residential | New | Draft | Temporary Power - Residential - To provide temporary power. | NULL
NULL | NULL | NULL | Plumbing Permit | NULL | NULL | Draft | NULL | NULL
NULL | NULL | NULL | Electrical Permit | NULL | NULL | Draft | NULL | NULL
NULL | NULL | NULL | Plumbing Permit | NULL | NULL | Draft | NULL | NULL
NULL | NULL | NULL | Plumbing Permit | NULL | NULL | Withdrawn | NULL | NULL
NULL | NULL | NULL | Plumbing Permit | Commercial | Tenant Improvement | Withdrawn | Commercial - Installation of 5 pedicure chairs, mop sink, cloth washer & dryer, relocation of double kitchen sink, addition of 2 lavatory basins | NULL
NULL | NULL | NULL | Mechanical Permit | NULL | NULL | Draft | NULL | NULL
NULL | NULL | NULL | Electrical Permit | NULL | NULL | Draft | NULL | NULL
NULL | NULL | NULL | Electrical Permit | Commercial | NULL | Draft | Annual / Operating - ANNUAL OPERATING PERMIT VALID: NOV.21/2021 TIL NOV.20/2022 EXPIRED PERMIT: EP-2020-08945 | Canem Systems Ltd
NULL | NULL | NULL | Plumbing Permit | Commercial | New | Draft | Commercial - install fixtures 3 level Elementary School with Child Day Care >>BP: To construct a new 3-storey school building, Henry Hudson Elementary, including City funded childcare on L3, preschool and out of school care facilities on L1, with surface parking. The southeast classrooms on L1 (2 classrooms) and L2 (4 classrooms), as noted on the drawings, will be completed as shell space only. Fit out of these shell space will require separate permit. L1 & L2 - Elementary School to accommodate 514 persons including children and staff. Preschool and out-of-school-program will also operate on L1, separate licenses required. L3 - childcare facility incl fit out, will support 87 children between under 18 months to 12 years old, plus up to 20 staff. The existing school will be maintained until construction is complete. Demolition of the existing school and auxiliary buildings must be demolished once the new school building obtains occupancy. Spatial separation from existing buildings are not considered. Demolition will be under a separate permit. This permit has been reviewed under the 2019 Vancouver Building By-law (#12511). Building to be sprinklered to NFPA 13 requirements. Stage 1 - Full Construction, include ground improvement per Geotechnical drawings by Thurber Engineering. Waterproofing foundation is required. - issued May 16, 2022 **CONDITIONAL APPROVAL - THE FOLLOWING ITEMS MUST BE ADDRESSED PRIOR TO OCCUPANCY.** 1. Building envelope vestibule requirement at south corridor facing York St on Level 1. 2. Bi-directional door swing on path of access to exit, including double doors at building and landscape fences on Level 3. | Ridgeway Mechanical Ltd
NULL | NULL | NULL | Plumbing Permit | NULL | NULL | Withdrawn | NULL | NULL
NULL | NULL | NULL | Plumbing Permit | NULL | NULL | Draft | NULL | NULL
NULL | NULL | NULL | Gas Permit | NULL | NULL | Withdrawn | NULL | NULL
NULL | NULL | NULL | Electrical Permit | Residential | New | Draft | Installation / Repair - Residential - new wiring for duplex house | NULL
NULL | NULL | NULL | Plumbing Permit | NULL | NULL | Draft | NULL | NULL
NULL | NULL | NULL | Gas Permit | NULL | NULL | Draft | NULL | NULL
NULL | NULL | NULL | Plumbing Permit | NULL | NULL | Withdrawn | NULL | NULL
NULL | NULL | NULL | Gas Permit | Residential | NULL | Draft | Residential | NULL
NULL | NULL | NULL | Gas Permit | NULL | NULL | Draft | NULL | NULL
NULL | NULL | NULL | Plumbing Permit | NULL | NULL | Draft | NULL | NULL
NULL | NULL | NULL | Electrical Permit | NULL | NULL | Draft | NULL | NULL
NULL | NULL | NULL | Electrical Permit | NULL | NULL | Draft | NULL | NULL
NULL | NULL | NULL | Electrical Permit | NULL | NULL | Draft | NULL | NULL
NULL | NULL | NULL | Electrical Permit | NULL | NULL | Draft | NULL | NULL
NULL | NULL | NULL | Electrical Permit | NULL | NULL | Withdrawn | NULL | NULL
NULL | NULL | NULL | Electrical Permit | NULL | NULL | Withdrawn | NULL | NULL
NULL | NULL | NULL | Electrical Permit | Commercial | New | Draft | Installation / Repair - Commercial - Multifamily building 1 level underground parking and 5 levels above ground with 35 units. | NULL
NULL | NULL | NULL | Sprinkler Permit | Commercial | Tenant Improvement | Withdrawn | Commercial - Add and Relocated Sprinkler Heads | Viking Fire Protection Inc
NULL | NULL | NULL | Gas Permit | Residential | Renovation | Withdrawn | Residential - Re and re boiler | NULL
NULL | NULL | NULL | Mechanical Permit | NULL | NULL | Draft | NULL | NULL
NULL | NULL | NULL | Mechanical Permit | NULL | NULL | Draft | NULL | NULL
NULL | NULL | NULL | Mechanical Permit | NULL | NULL | Draft | NULL | Ashton Service Group/Ashton Mechanical Ltd.
NULL | NULL | NULL | Sprinkler Permit | NULL | NULL | Draft | NULL | NULL
NULL | NULL | NULL | Gas Permit | NULL | NULL | Withdrawn | NULL | NULL
NULL | NULL | NULL | Gas Permit | NULL | NULL | Withdrawn | NULL | NULL
NULL | NULL | NULL | Gas Permit | Residential | New | Draft | Residential - Single family home gas piping | NULL
NULL | NULL | NULL | Electrical Permit | NULL | Renovation | Draft | Interim - - ghjmgj | TDR Electric Inc
EP-2022-10211 | 2022-12-02 | NULL | Electrical Permit | Commercial | NULL | Expired | Movie Set / Filming - To allow for Movie Set/Filming Applicant shall provide completed Contractor Declaration form, and dates of filming and associated location(s) to csinspection.clerks@vancouver.ca prior to the commencement of filming. Visit vancouver.ca/inspections for more details. | Circle Productions Ltd
NULL | NULL | NULL | Plumbing Permit | Commercial | Renovation - Dwelling Unit(s) only | Draft | Commercial - Moving a toilet 15 inches to the south part of the renovated bathroom. | NULL
NULL | NULL | NULL | Electrical Permit | Residential | Renovation - Dwelling Unit(s) only | Withdrawn | Installation / Repair - Residential - Remove old glass plug fuse sub panel insert and replace with Schneider Homeline insert and new circuit breakers. | NULL
NULL | NULL | NULL | Gas Permit | NULL | NULL | Draft | NULL | R J Gas Ltd
NULL | NULL | NULL | Gas Permit | NULL | NULL | Draft | NULL | R J Gas Ltd
NULL | NULL | NULL | Electrical Permit | Commercial | New | Draft | Installation / Repair - Commercial - Electrical for Multi family building with 1 level under ground parking and 5 levels above ground with 35 residential units. | Allwest Electric Ltd
NULL | NULL | NULL | Electrical Permit | Commercial | New | Withdrawn | Installation / Repair - Commercial - Electrical for Multi family building with 1 level under ground parking and 5 levels above ground with 35 residential units. | Allwest Electric Ltd
NULL | NULL | NULL | Gas Permit | NULL | NULL | Withdrawn | NULL | NULL
NULL | NULL | NULL | Mechanical Permit | NULL | NULL | Withdrawn | NULL | NULL
NULL | NULL | NULL | Gas Permit | NULL | NULL | Withdrawn | NULL | NULL
NULL | NULL | NULL | Mechanical Permit | NULL | NULL | Draft | NULL | NULL
NULL | NULL | NULL | Plumbing Permit | Commercial | Addition | Draft | Commercial - As per Sheldon Stevenson, Cross Connection Control Inspector, Olympia restaurant needs to install backflows for dishwasher, ice machine and coffee machine | Maestro Plumbing Heating & Air Conditioning Ltd
NULL | NULL | NULL | Sprinkler Permit | Residential | New | Draft | Residential - residential system in laneway house | J L Munro Fire Protection Ltd
NULL | NULL | NULL | Sprinkler Permit | NULL | New | Draft | - residential sprinklers in laneway | J L Munro Fire Protection Ltd
NULL | NULL | NULL | Sprinkler Permit | Residential | New | Draft | Residential - sprinkler system for laneway house | J L Munro Fire Protection Ltd
EP-2022-10221 | 2022-12-05 | NULL | Electrical Permit | Commercial | Renovation | Completed | Installation / Repair - Commercial - repair existing concrete encased ductbank, repair/replace, 3-103mm, 1-53mm & 1-35mm RPVC conduits that are in the way of new construction. Remove & reinstall teck cables running through conduits. -repair of the conduits between the flow monitoring kiosk and the under ground chamber. | J A Electric Inc
NULL | NULL | NULL | Electrical Permit | NULL | NULL | Draft | NULL | NULL
NULL | NULL | NULL | Plumbing Permit | Residential | Addition | Withdrawn | Residential - There has been an addition added to the house where I will be tying into the existing 4-in stack in order to install a new water closet, lavatory, shower and relocate the kitchen sink and dishwasher. I am required to run both drainage and water pipe to all these new locations. | NULL
NULL | NULL | NULL | Plumbing Permit | NULL | NULL | Draft | NULL | NULL
NULL | NULL | NULL | Gas Permit | NULL | NULL | Draft | NULL | NULL
NULL | NULL | NULL | Mechanical Permit | NULL | NULL | Withdrawn | NULL | NULL
NULL | NULL | NULL | Mechanical Permit | NULL | NULL | Withdrawn | NULL | NULL
NULL | NULL | NULL | Electrical Permit | Residential | Renovation | Draft | Installation / Repair - Residential - Install plugs, switches and 3 heaters | O J ELECTRIC LTD
NULL | NULL | NULL | Electrical Permit | NULL | NULL | Draft | NULL | NULL
NULL | NULL | NULL | Plumbing Permit | Residential | New | Draft | Residential - dwv | A1 Kam Plumbing Heating & Gas Ltd
NULL | NULL | NULL | Gas Permit | Residential | Renovation | Draft | Residential - RE & RE High Efficiency oiler | Superstar Plumbing Heating & Sprinkler Supplies Ltd
NULL | NULL | NULL | Sprinkler Permit | NULL | NULL | Draft | NULL | NULL
NULL | NULL | NULL | Mechanical Permit | NULL | NULL | Withdrawn | NULL | NULL
NULL | NULL | NULL | Plumbing Permit | NULL | NULL | Draft | NULL | NULL
NULL | NULL | NULL | Gas Permit | NULL | NULL | Withdrawn | NULL | House Smart Home Improvements Ltd
NULL | NULL | NULL | Mechanical Permit | NULL | NULL | Draft | NULL | NULL
NULL | NULL | NULL | Gas Permit | NULL | NULL | Draft | NULL | NULL
NULL | NULL | NULL | Mechanical Permit | NULL | NULL | Draft | NULL | NULL
NULL | NULL | NULL | Electrical Permit | NULL | NULL | Withdrawn | NULL | NULL
NULL | NULL | NULL | Electrical Permit | NULL | NULL | Withdrawn | NULL | NULL
NULL | NULL | NULL | Mechanical Permit | NULL | NULL | Draft | NULL | NULL
NULL | NULL | NULL | Electrical Permit | NULL | NULL | Draft | NULL | NULL
NULL | NULL | NULL | Plumbing Permit | NULL | NULL | Draft | NULL | NULL
NULL | NULL | NULL | Electrical Permit | Commercial | Renovation | Draft | Installation / Repair - Commercial - Installation of access control card reader on the newly constructed door between corridor 01 and corridor 01B on 1st floor. | PALADIN TECHNOLOGIES INC
NULL | NULL | NULL | Plumbing Permit | NULL | NULL | Draft | NULL | NULL
NULL | NULL | NULL | Gas Permit | NULL | NULL | Draft | NULL | Bawn Plumbing Ltd
NULL | NULL | NULL | Electrical Permit | NULL | NULL | Draft | NULL | NULL
NULL | NULL | NULL | Electrical Permit | Commercial | New | Draft | Installation / Repair - Commercial - Installation of sound masking devices and cables | NULL
NULL | NULL | NULL | Electrical Permit | Commercial | New | Withdrawn | Temporary Power - Commercial - To provide temporary power. | Glenco Electric Ltd
NULL | NULL | NULL | Mechanical Permit | NULL | NULL | Draft | NULL | NULL
NULL | NULL | NULL | Gas Permit | NULL | NULL | Withdrawn | NULL | NULL
NULL | NULL | NULL | Gas Permit | NULL | NULL | Withdrawn | NULL | The LM Fireplace Warehouse Ltd.
NULL | NULL | NULL | Electrical Permit | NULL | NULL | Draft | NULL | NULL
NULL | NULL | NULL | Electrical Permit | NULL | NULL | Withdrawn | NULL | NULL
NULL | NULL | NULL | Plumbing Permit | NULL | NULL | Draft | NULL | NULL
NULL | NULL | NULL | Electrical Permit | NULL | NULL | Draft | NULL | NULL
NULL | NULL | NULL | Electrical Permit | NULL | Addition | Draft | Installation / Repair - - njkjnkj | TDR Electric Inc
NULL | NULL | NULL | Electrical Permit | NULL | NULL | Draft | NULL | NULL
NULL | NULL | NULL | Plumbing Permit | Residential | New | Draft | Residential - New house plumbing and finishing | Plumko Plumbing & Heating Services Ltd
NULL | NULL | NULL | Plumbing Permit | NULL | NULL | Draft | NULL | Plumko Plumbing & Heating Services Ltd
NULL | NULL | NULL | Electrical Permit | Commercial | NULL | Draft | Annual / Operating - testing fees 2023 | First Choice Security & Audio Systems (2000) Ltd
NULL | NULL | NULL | Gas Permit | Residential | Renovation | Withdrawn | Residential - Run a new gas line for a stove and a dryer | M&M Plumbing And Heating Ltd
NULL | NULL | NULL | Gas Permit | NULL | NULL | Draft | NULL | NULL
NULL | NULL | NULL | Gas Permit | Residential | New | Draft | Residential - New Under ground gas and Gas rough-in | NULL
NULL | NULL | NULL | Electrical Permit | NULL | NULL | Draft | NULL | NULL
NULL | NULL | NULL | Electrical Permit | Commercial | Renovation | Draft | Installation / Repair - Commercial - Renovating a room at UBC. It is one big room right now and they are adding 3 smaller rooms and living some of the big area still. Scope of work is demo all lights and add 9 new ones and re locate and add 10 new plugs and run pipe in for low voltage guy. Thanks | NULL
NULL | NULL | NULL | Electrical Permit | NULL | NULL | Draft | NULL | NULL
NULL | NULL | NULL | Sprinkler Permit | NULL | NULL | Draft | NULL | Allright Sprinklers Ltd
NULL | NULL | NULL | Gas Permit | NULL | NULL | Withdrawn | NULL | NULL
NULL | NULL | NULL | Gas Permit | NULL | NULL | Withdrawn | NULL | NULL
NULL | NULL | NULL | Plumbing Permit | NULL | NULL | Draft | NULL | NULL
EP-2022-10328 | 2022-12-07 | NULL | Electrical Permit | Commercial | New | Completed | Installation / Repair - Commercial - 1 x 36w LED new streetlight / 1 x 49w LED new streetlight / 2 x 25w LED new streetlights added to existing service including installation of all u/g streetlight ducting & bases | Trans-Western Electric Ltd
NULL | NULL | NULL | Electrical Permit | Commercial | Renovation | Withdrawn | Installation / Repair - Commercial - - demo wires from walls being removed - add 1 receptacle for printer - add 1 Cat6 data outlet for printer - separate lighting between kitchen and printer areas - install vacancy sensor for kitchen - separate lighting between new Office 1 and open area - install vacancy sensor in new Office 1 - separate lighting between new demising wall - separate lighting between new Office 4 and open area - install vacancy sensor in new Office 4 - add 1 utility receptacle in open area - add 3 receptacles for work stations in open area | Ino-Tek Electric Ltd.
NULL | NULL | NULL | Electrical Permit | Commercial | NULL | Draft | Annual / Operating | NULL
NULL | NULL | NULL | Electrical Permit | Commercial | NULL | Draft | Annual / Operating - 200amp temporary construction service | PRO D Electric Ltd
NULL | NULL | NULL | Electrical Permit | Residential | New | Draft | Installation / Repair - Residential - prewire & completion of security, telephone, cable, smart home, data, audio, camera, vacuum, | NULL
NULL | NULL | NULL | Electrical Permit | Commercial | NULL | Draft | Annual / Operating | NULL
NULL | NULL | NULL | Gas Permit | Commercial | New | Draft | Commercial - BBQ installation | NULL
NULL | NULL | NULL | Electrical Permit | Residential | New | Draft | Installation / Repair - Residential - prewire & completion of security, telephone, cable, data, audio, smart home, cameras, vacuum | NULL
NULL | NULL | NULL | Gas Permit | Residential | Renovation | Draft | Residential - relocating tankless on demand | Neptune Plumbing & Heating Ltd
EP-2022-10345 | NULL | NULL | Electrical Permit | Commercial | New | Application Incomplete | Installation / Repair - Commercial - Rough Wiring & Finishing of Branch Circuits for Lights, Receptacles, Fire Alarm, Tel/Data and Electrical Panels | ACE ELECTRIC LTD.
EP-2022-10348 | NULL | NULL | Electrical Permit | Commercial | New | Application Incomplete | Installation / Repair - Commercial - Rough Wiring & Finishing off branch circuits for Lights, Receptacles, Fire Alarm, Tel/Data and Electrical Panels. | ACE ELECTRIC LTD.
NULL | NULL | NULL | Gas Permit | Residential | Renovation - Dwelling Unit(s) only | Draft | Residential - Upgrade one hot water tank to a tankless water heater and upgrade one boiler to a high efficiency boiler | NULL
EP-2022-10347 | NULL | NULL | Electrical Permit | Commercial | New | Application Incomplete | Installation / Repair - Commercial - Rough Wiring & Finishing off Branch Circuits for Lights, Receptacles, Fire Alarm, Tel/ Data and Electrical Panels. | ACE ELECTRIC LTD.
NULL | NULL | NULL | Gas Permit | Residential | Renovation | Draft | Residential - Decommission and remove furnace | Ashton Service Group/Ashton Mechanical Ltd.
EP-2022-10346 | NULL | NULL | Electrical Permit | Commercial | New | Application Incomplete | Installation / Repair - Commercial - Rough Wiring & Finishing off Branch circuits for Lights, Receptacles, Fire Alarm, Tel/Data and Electrical Panels. | ACE ELECTRIC LTD.
NULL | NULL | NULL | Electrical Permit | Commercial | Renovation | Withdrawn | Installation / Repair - Commercial - Cosmetic upgrade plugs/ switches and cover plate Replace existing pendents and pot lights | CSM Electric Ltd
NULL | NULL | NULL | Electrical Permit | Commercial | New | Withdrawn | Temporary Power - Commercial - To provide temporary power. | Springbok Electric Limited
NULL | NULL | NULL | Electrical Permit | NULL | NULL | Draft | NULL | NULL
NULL | NULL | NULL | Gas Permit | NULL | NULL | Withdrawn | NULL | NULL
NULL | NULL | NULL | Electrical Permit | NULL | NULL | Withdrawn | NULL | NULL
NULL | NULL | NULL | Electrical Permit | NULL | NULL | Withdrawn | NULL | NULL
NULL | NULL | NULL | Mechanical Permit | NULL | NULL | Draft | NULL | NULL
NULL | NULL | NULL | Plumbing Permit | Commercial | NULL | Draft | Commercial - Alter existing fixtures | NULL
NULL | NULL | NULL | Mechanical Permit | NULL | NULL | Withdrawn | NULL | NULL
NULL | NULL | NULL | Electrical Permit | NULL | NULL | Draft | NULL | NULL
NULL | NULL | NULL | Mechanical Permit | NULL | NULL | Draft | NULL | NULL
NULL | NULL | NULL | Electrical Permit | NULL | NULL | Withdrawn | NULL | NULL
NULL | NULL | NULL | Electrical Permit | NULL | NULL | Withdrawn | NULL | NULL
NULL | NULL | NULL | Sprinkler Permit | NULL | NULL | Draft | NULL | Superstar Plumbing Heating & Sprinkler Supplies Ltd
NULL | NULL | NULL | Electrical Permit | Commercial | Addition | Draft | Installation / Repair - Commercial - dsfafd | NULL
NULL | NULL | NULL | Plumbing Permit | Residential | New | Draft | Residential - Laneway | NULL
NULL | NULL | NULL | Electrical Permit | NULL | NULL | Draft | NULL | NULL
NULL | NULL | NULL | Electrical Permit | NULL | NULL | Draft | NULL | NULL
NULL | NULL | NULL | Electrical Permit | Residential | New | Draft | Installation / Repair - Residential - Security alarm system. | NULL
NULL | NULL | NULL | Mechanical Permit | NULL | NULL | Withdrawn | NULL | NULL
NULL | NULL | NULL | Plumbing Permit | Commercial | NULL | Draft | Commercial | NULL
NULL | NULL | NULL | Plumbing Permit | NULL | NULL | Draft | NULL | NULL
NULL | NULL | NULL | Electrical Permit | NULL | NULL | Draft | NULL | NULL
NULL | NULL | NULL | Plumbing Permit | NULL | NULL | Draft | NULL | Hundal Brothers Plumbing & Heating Ltd
NULL | NULL | NULL | Plumbing Permit | Commercial | Renovation | Draft | Commercial - renovate two piece bathroom and hot water tank | NULL
NULL | NULL | NULL | Plumbing Permit | Commercial | NULL | Draft | Commercial | NULL
NULL | NULL | NULL | Plumbing Permit | Residential | NULL | Draft | Residential - Installation of one laundry box Installation of two infloor heating zones | NULL
NULL | NULL | NULL | Sprinkler Permit | Residential | New | Draft | Residential - INSTALLING NEW SPRINKLERS | Superstar Plumbing Heating & Sprinkler Supplies Ltd
NULL | NULL | NULL | Electrical Permit | Residential | Addition | Draft | Installation / Repair - Residential - Generator install | Extra Mile Electric Ltd
NULL | NULL | NULL | Electrical Permit | Residential | New | Draft | Installation / Repair - Residential - Solar Panel installation | NULL
NULL | NULL | NULL | Gas Permit | Residential | Renovation | Withdrawn | Residential - Replaced existing furnace with heat pump | NULL
NULL | NULL | NULL | Plumbing Permit | NULL | NULL | Draft | NULL | NULL
NULL | NULL | NULL | Plumbing Permit | NULL | NULL | Draft | NULL | NULL
NULL | NULL | NULL | Electrical Permit | NULL | NULL | Draft | NULL | NULL
NULL | NULL | NULL | Electrical Permit | NULL | NULL | Withdrawn | NULL | NULL
NULL | NULL | NULL | Plumbing Permit | Residential | New | Draft | Residential - -Supply and install ABS drainage, waste, and venting to accommodate all fixtures -Supply and install 3 cast iron stacks -Supply and install new PEX pipe to accommodate all fixtures -Install tubs, showers, valves -Supply and install main water shut off, check valve, Caleffi PRV with gauge, clothes washer box and specialty Aquor exterior hose bibs -Supply and install recirculation system to kitchen and ensuite with insulation on main supply and return -Install fixtures, trims and faucets for completion and occupancy -Test plumbing systems and coordinate inspections for DWV static test, waterpipe pressure test and final inspection | DISPATCH PLUMBING INC
NULL | NULL | NULL | Plumbing Permit | NULL | NULL | Draft | NULL | NULL
NULL | NULL | NULL | Plumbing Permit | Commercial | Renovation | Draft | Commercial - plumbing for new washroom | NULL
NULL | NULL | NULL | Sprinkler Permit | NULL | NULL | Draft | NULL | Superstar Plumbing Heating & Sprinkler Supplies Ltd
NULL | NULL | NULL | Plumbing Permit | Commercial | Renovation | Draft | Commercial - plumbing for new 2 piece washroom and hot water tank | NULL
NULL | NULL | NULL | Electrical Permit | Residential | New | Withdrawn | Installation / Repair - Residential - Low voltage / automation / security rough in and finish | NULL
EP-2022-10436 | 2022-12-09 | NULL | Electrical Permit | Commercial | NULL | Expired | Movie Set / Filming - To allow for Movie Set/Filming Applicant shall provide completed Contractor Declaration form, and dates of filming and associated location(s) to csinspection.clerks@vancouver.ca prior to the commencement of filming. Visit vancouver.ca/inspections for more details. | Kyle Hollett
NULL | NULL | NULL | Electrical Permit | Residential | New | Draft | Installation / Repair - Residential - Install the Security Alarm System. | NULL
NULL | NULL | NULL | Electrical Permit | NULL | NULL | Draft | NULL | NULL
NULL | NULL | NULL | Electrical Permit | Residential | New | Draft | Installation / Repair - Residential - Installing the security systems | NULL
NULL | NULL | NULL | Mechanical Permit | NULL | NULL | Draft | NULL | NULL
NULL | NULL | NULL | Mechanical Permit | NULL | NULL | Draft | NULL | NULL
NULL | NULL | NULL | Plumbing Permit | Residential | New | Draft | Residential - laneway house | East West Excavating Ltd
NULL | NULL | NULL | Plumbing Permit | Residential | New | Draft | Residential - 1 out side sump | East West Excavating Ltd
NULL | NULL | NULL | Plumbing Permit | Residential | New | Draft | Residential - One outside sump | NULL
NULL | NULL | NULL | Plumbing Permit | NULL | NULL | Draft | NULL | NULL
NULL | NULL | NULL | Plumbing Permit | NULL | NULL | Draft | NULL | NULL
NULL | NULL | NULL | Plumbing Permit | Residential | New | Draft | Residential - 2 sump out of the house | Jewel Mini Excavating Ltd
NULL | NULL | NULL | Plumbing Permit | Residential | New | Draft | Residential - 2 sump out of the house | Jewel Mini Excavating Ltd
NULL | NULL | NULL | Plumbing Permit | NULL | NULL | Withdrawn | NULL | NULL
NULL | NULL | NULL | Gas Permit | NULL | NULL | Draft | NULL | Ashton Service Group/Ashton Mechanical Ltd.
NULL | NULL | NULL | Electrical Permit | Commercial | New | Withdrawn | Installation / Repair - Commercial - Low-Voltage Controls DDC Controls with Web Interface for the following: Sump Monitoring Parking CO/NO2 Stations (6 Fans) – Conduit not allowed, coordinate with Electrical HW Heating Coil with Supply Fan (supply 1 CV) Misc. Fans Hot Water Baseboards in Common Areas (supply 11 CV’s) Cooling Only Fan Coil Units serving Electrical Rooms (supply 3 CV’s) BACnet Thermostats for Residential Fan Coil Units (control valves by others) Make Up Air Units (supply 6 CV’s) Chilled Water Supply Heating Water Supply Domestic Hot Water Supply and Booster Pump Monitoring Electric / Stand-Alone Controls for the following: Thermostat for Elevator Shaft Ventilation (supply 1 MD) Thermostats and Controls for Unit Heaters (supply 2 CV’s) Remote Readouts for Mechanical Room Water Meters Time Switches for typical ERV’s (154 ERV’s) Suite Meter Wiring (4 meters each suite – DCW, DHW, CHWS BTU, HWS BTU) – Enerpro, provided by others | NULL
NULL | NULL | NULL | Gas Permit | NULL | NULL | Draft | NULL | NULL
NULL | NULL | NULL | Electrical Permit | Residential | New | Withdrawn | Installation / Repair - Residential - DDC Controls with Web Interface for the following: Sump Monitoring Parking CO/NO2 Stations (6 Fans) – Conduit not allowed, coordinate with Electrical HW Heating Coil with Supply Fan (supply 1 CV) Misc. Fans Hot Water Baseboards in Common Areas (supply 11 CV’s) Cooling Only Fan Coil Units serving Electrical Rooms (supply 3 CV’s) BACnet Thermostats for Residential Fan Coil Units (control valves by others) Make Up Air Units (supply 6 CV’s) Chilled Water Supply Heating Water Supply Domestic Hot Water Supply and Booster Pump Monitoring Electric / Stand-Alone Controls for the following: Thermostat for Elevator Shaft Ventilation (supply 1 MD) Thermostats and Controls for Unit Heaters (supply 2 CV’s) Remote Readouts for Mechanical Room Water Meters Time Switches for typical ERV’s (154 ERV’s) Suite Meter Wiring (4 meters each suite – DCW, DHW, CHWS BTU, HWS BTU) – Enerpro, provided by others | NULL
NULL | NULL | NULL | Plumbing Permit | NULL | NULL | Draft | NULL | NULL
NULL | NULL | NULL | Plumbing Permit | NULL | NULL | Draft | NULL | NULL
NULL | NULL | NULL | Gas Permit | NULL | NULL | Withdrawn | NULL | NULL
NULL | NULL | NULL | Plumbing Permit | NULL | Addition | Draft | - Installation of one laundry box Installation of two hydronic heating zones | NULL
NULL | NULL | NULL | Electrical Permit | Commercial | Renovation | Draft | Installation / Repair - Commercial - Fire alarm panel replacement due to failure on routine testing and maintenance | 0777792 BC Ltd
NULL | NULL | NULL | Plumbing Permit | NULL | NULL | Draft | NULL | AKAL Plumbing & Heating Ltd
NULL | NULL | NULL | Plumbing Permit | NULL | NULL | Draft | NULL | NULL
NULL | NULL | NULL | Gas Permit | NULL | NULL | Withdrawn | NULL | NULL
NULL | NULL | NULL | Electrical Permit | NULL | NULL | Withdrawn | NULL | NULL
NULL | NULL | NULL | Plumbing Permit | NULL | NULL | Draft | NULL | NULL
NULL | NULL | NULL | Plumbing Permit | NULL | Addition | Draft | - Installation of one laundry box Install 2 k floor heating zones | NULL
NULL | NULL | NULL | Electrical Permit | Residential | New | Draft | Temporary Power - Residential - To provide temporary power. | G.S.G. Electric Ltd.
NULL | NULL | NULL | Plumbing Permit | Residential | New | Draft | Residential | NULL
NULL | NULL | NULL | Plumbing Permit | Commercial | Renovation | Withdrawn | Commercial | NULL
NULL | NULL | NULL | Gas Permit | Residential | NULL | Draft | Residential | NULL
NULL | NULL | NULL | Gas Permit | Residential | Renovation | Draft | Residential - Upgrade existing low efficiency furnace to high efficiency furnace | NULL
NULL | NULL | NULL | Plumbing Permit | NULL | NULL | Withdrawn | NULL | NULL
NULL | NULL | NULL | Mechanical Permit | NULL | NULL | Withdrawn | NULL | NULL
NULL | NULL | NULL | Mechanical Permit | NULL | NULL | Withdrawn | NULL | NULL
NULL | NULL | NULL | Mechanical Permit | NULL | NULL | Withdrawn | NULL | NULL
NULL | NULL | NULL | Electrical Permit | NULL | NULL | Draft | NULL | NULL
NULL | NULL | NULL | Electrical Permit | NULL | NULL | Withdrawn | NULL | NULL
NULL | NULL | NULL | Mechanical Permit | NULL | NULL | Draft | NULL | NULL
NULL | NULL | NULL | Plumbing Permit | NULL | NULL | Draft | NULL | NULL
NULL | NULL | NULL | Gas Permit | NULL | NULL | Withdrawn | NULL | NULL
NULL | NULL | NULL | Plumbing Permit | NULL | NULL | Draft | NULL | NULL
NULL | NULL | NULL | Mechanical Permit | NULL | NULL | Withdrawn | NULL | Next Level Plumbing Ltd
NULL | NULL | NULL | Gas Permit | Residential | New | Draft | Residential - Install boiler one gas range and one fireplace and bbq piping only | JOT MECHANICAL LTD
NULL | NULL | NULL | Electrical Permit | NULL | NULL | Withdrawn | NULL | NULL
NULL | NULL | NULL | Plumbing Permit | NULL | NULL | Draft | NULL | NULL
NULL | NULL | NULL | Plumbing Permit | NULL | NULL | Draft | NULL | RAHELU PLUMBING & HEATING LTD.
NULL | NULL | NULL | Plumbing Permit | NULL | NULL | Draft | NULL | Hundal Brothers Plumbing & Heating Ltd
NULL | NULL | NULL | Mechanical Permit | NULL | NULL | Withdrawn | NULL | NULL
NULL | NULL | NULL | Mechanical Permit | NULL | NULL | Draft | NULL | NULL
NULL | NULL | NULL | Gas Permit | NULL | NULL | Draft | NULL | NULL
NULL | NULL | NULL | Gas Permit | NULL | NULL | Draft | NULL | NULL
NULL | NULL | NULL | Gas Permit | NULL | NULL | Draft | NULL | Vancouver Gas Fireplaces Ltd
NULL | NULL | NULL | Electrical Permit | NULL | NULL | Draft | NULL | NULL
NULL | NULL | NULL | Sprinkler Permit | NULL | NULL | Draft | NULL | NULL
NULL | NULL | NULL | Gas Permit | Residential | Renovation | Draft | Residential - Re & Re fireplace | NULL
NULL | NULL | NULL | Plumbing Permit | NULL | NULL | Draft | NULL | NULL
NULL | NULL | NULL | Electrical Permit | Commercial | NULL | Draft | Movie Set / Filming - To allow for Movie Set/Filming Applicant shall provide completed Contractor Declaration form, and dates of filming and associated location(s) to csinspection.clerks@vancouver.ca prior to the commencement of filming. Visit vancouver.ca/inspections for more details. | Filmgroup.tv Ltd
EP-2022-10503 | 2022-12-12 | NULL | Electrical Permit | Commercial | NULL | Expired | Movie Set / Filming - To allow for Movie Set/Filming Applicant shall provide completed Contractor Declaration form, and dates of filming and associated location(s) to csinspection.clerks@vancouver.ca prior to the commencement of filming. Visit vancouver.ca/inspections for more details. | Filmgroup.tv Ltd
NULL | NULL | NULL | Electrical Permit | Residential | New | Draft | Installation / Repair - Residential - Low volt wiring | C N S Alarms Ltd
NULL | NULL | NULL | Gas Permit | Commercial | NULL | Withdrawn | Commercial | NULL
NULL | NULL | NULL | Gas Permit | Residential | Renovation | Withdrawn | Residential - New gas piping for a Tankless water heater, back up furnace for heat pump, bbq box, fireplace, range. | NULL
NULL | NULL | NULL | Gas Permit | Commercial | Tenant Improvement | Withdrawn | Commercial - new 1/2 gas pipe for new hot water tank | Mondial Mechanical Corporation
NULL | NULL | NULL | Plumbing Permit | NULL | NULL | Draft | NULL | NULL
NULL | NULL | NULL | Gas Permit | Residential | Tenant Improvement | Withdrawn | Residential - Re and Re the furnace | NULL
NULL | NULL | NULL | Mechanical Permit | NULL | NULL | Withdrawn | NULL | Mainland Plumbing & Heating
NULL | NULL | NULL | Mechanical Permit | NULL | NULL | Withdrawn | NULL | Mainland Plumbing & Heating
NULL | NULL | NULL | Electrical Permit | Commercial | NULL | Draft | Annual / Operating | NULL
NULL | NULL | NULL | Sprinkler Permit | NULL | NULL | Draft | NULL | NULL
NULL | NULL | NULL | Electrical Permit | Residential | New | Draft | Temporary Power - Residential - To provide temporary power. | NULL
NULL | NULL | NULL | Plumbing Permit | NULL | NULL | Draft | NULL | NULL
NULL | NULL | NULL | Electrical Permit | Residential | New | Draft | Temporary Power - Residential - To provide temporary power. | NULL
NULL | NULL | NULL | Gas Permit | Residential | Renovation | Withdrawn | Residential - re/re [Equipment Type] | Lambert Plumbing & Heating Ltd
NULL | NULL | NULL | Electrical Permit | Residential | New | Draft | Temporary Power - Residential - To provide temporary power. | NULL
NULL | NULL | NULL | Electrical Permit | Commercial | NULL | Draft | Annual / Operating - Regular maintenance Valid May 27, 2021 - May 26, 2022 | Norben Electric (2016) Ltd
NULL | NULL | NULL | Electrical Permit | Commercial | Addition | Draft | Installation / Repair - Commercial - Installation of a single phase 120/240V 100 Amp generator and 100Amp ATS. | NULL
NULL | NULL | NULL | Electrical Permit | NULL | NULL | Draft | NULL | NULL
NULL | NULL | NULL | Sprinkler Permit | NULL | NULL | Draft | NULL | NULL
NULL | NULL | NULL | Electrical Permit | NULL | NULL | Draft | NULL | NULL
NULL | NULL | NULL | Plumbing Permit | NULL | NULL | Draft | NULL | NULL
NULL | NULL | NULL | Plumbing Permit | NULL | NULL | Draft | NULL | NULL
NULL | NULL | NULL | Electrical Permit | NULL | NULL | Withdrawn | NULL | NULL
NULL | NULL | NULL | Electrical Permit | Commercial | New | Draft | Installation / Repair - Commercial - All low Volatge Wiring, install of CCTV, Access controls and Enterphone | Hennox Technologies Inc
NULL | NULL | NULL | Plumbing Permit | NULL | NULL | Draft | NULL | NULL
NULL | NULL | NULL | Sprinkler Permit | Commercial | Tenant Improvement | Draft | Commercial - Add/move sprinkler heads for TI | NULL
NULL | NULL | NULL | Electrical Permit | NULL | NULL | Draft | NULL | NULL
NULL | NULL | NULL | Electrical Permit | NULL | NULL | Draft | NULL | NULL
NULL | NULL | NULL | Electrical Permit | NULL | NULL | Draft | NULL | NULL
NULL | NULL | NULL | Gas Permit | Commercial | Tenant Improvement | Draft | Commercial - runnung 1/2 gas line | Mondial Mechanical Corporation
NULL | NULL | NULL | Electrical Permit | NULL | NULL | Withdrawn | NULL | NULL
NULL | NULL | NULL | Plumbing Permit | NULL | NULL | Draft | NULL | NULL
NULL | NULL | NULL | Electrical Permit | NULL | NULL | Withdrawn | NULL | NULL
NULL | NULL | NULL | Electrical Permit | NULL | NULL | Draft | NULL | NULL
NULL | NULL | NULL | Electrical Permit | NULL | New | Withdrawn | Installation / Repair - - Security, Telephone, Network, and Cable TV. Rough-In and Completion | NULL
NULL | NULL | NULL | Gas Permit | NULL | NULL | Withdrawn | NULL | NULL
NULL | NULL | NULL | Electrical Permit | NULL | NULL | Withdrawn | NULL | NULL
NULL | NULL | NULL | Plumbing Permit | NULL | NULL | Withdrawn | NULL | NULL
NULL | NULL | NULL | Plumbing Permit | NULL | NULL | Withdrawn | NULL | NULL
NULL | NULL | NULL | Plumbing Permit | NULL | NULL | Draft | NULL | NULL
NULL | NULL | NULL | Gas Permit | NULL | NULL | Draft | NULL | Reid Brothers Plumbing & Heating Ltd
NULL | NULL | NULL | Electrical Permit | NULL | NULL | Draft | NULL | NULL
NULL | NULL | NULL | Electrical Permit | NULL | New | Draft | Installation / Repair - | Wiremaster Electrical Ltd
NULL | NULL | NULL | Electrical Permit | Residential | New | Draft | Installation / Repair - Residential - Service 200 amp with duplex meter, rough wiring and finishing | Wiremaster Electrical Ltd
NULL | NULL | NULL | Electrical Permit | NULL | New | Withdrawn | Installation / Repair - - 200 amp service, rough wiring and finishing | Wiremaster Electrical Ltd
NULL | NULL | NULL | Electrical Permit | NULL | NULL | Withdrawn | NULL | NULL
NULL | NULL | NULL | Electrical Permit | NULL | New | Withdrawn | Installation / Repair - | NULL
NULL | NULL | NULL | Electrical Permit | Commercial | NULL | Draft | Annual / Operating | NULL
NULL | NULL | NULL | Gas Permit | Residential | New | Draft | Residential - 636 2" Venting for Gas furnace and tankless heater | NULL
NULL | NULL | NULL | Electrical Permit | NULL | NULL | Draft | NULL | NULL
NULL | NULL | NULL | Electrical Permit | Commercial | Tenant Improvement | Draft | Installation / Repair - Commercial - Demo existing electrical to allow for Interior Alterations. Supply and Install new electrical as required and as per drawings >BP: Interior alterations to provide tenant improvement to an existing office tenant on the 23rd floor (#2300) in this existing commercial building on site. Scope of work: remove/construct select partition walls, doors, finishes, ceiling work, millwork and electrical work. NOTE: Reception on this floor (#2300). 23rd & 24th floors (#2300) are interconnected by an internal stairway occupied by a single tenant. TENANT: TELUS Communications Inc Letters of Assurance submitted by: Schedule A , Schedule B, John E. Gustavson, Architect, ph: 604-687-2511 Mechanical Schedule B, P. Eng., Maciej Sobczyk, P.Eng., ph: 604-375-9756 Electrical Schedule B, Andrew Tashiro, P.Eng., ph: 604-685-9381 Building Sprinklered – Building inspector to determine on site if a separate sprinkler permit is required. Energy Upgrade: E2 - Lighting - Upgrade to Bilevel Lighting Control (per 9.4.1.1.(d) of ASHRAE 90.1-2016 Energy checklist is currently no longer required with your Building Permit (BP) application. Some supporting documents are still required at BP stage, specifically Envelope and HVAC, if applicable. Service Water Heating and Lighting supporting documents, if applicable, must be submitted with your related trades permits (e.g. electrical and plumbing). All energy upgrades will be checked during inspections stage. It is the applicant’s responsibility to identify and note all required upgrades including energy upgrades on their BP drawings at BP stage. | Priority Electric LTD.
NULL | NULL | NULL | Plumbing Permit | NULL | NULL | Draft | NULL | NULL
NULL | NULL | NULL | Electrical Permit | NULL | NULL | Draft | NULL | NULL
NULL | NULL | NULL | Electrical Permit | NULL | NULL | Draft | NULL | NULL
NULL | NULL | NULL | Electrical Permit | NULL | NULL | Withdrawn | NULL | NULL
NULL | NULL | NULL | Mechanical Permit | NULL | NULL | Draft | NULL | NULL
NULL | NULL | NULL | Mechanical Permit | NULL | NULL | Withdrawn | NULL | NULL
NULL | NULL | NULL | Mechanical Permit | NULL | NULL | Draft | NULL | Plumko Plumbing & Heating Services Ltd
NULL | NULL | NULL | Gas Permit | NULL | NULL | Withdrawn | NULL | NULL
NULL | NULL | NULL | Gas Permit | NULL | NULL | Withdrawn | NULL | NULL
NULL | NULL | NULL | Plumbing Permit | Commercial | Renovation | Draft | Commercial - Roughing in for double sink,singol sink,hand sink,toilet,washing mashine. | NULL
NULL | NULL | NULL | Gas Permit | NULL | NULL | Draft | NULL | Han Appliances & Refrigeration Ltd
EP-2022-10645 | 2022-12-16 | NULL | Electrical Permit | Commercial | NULL | Issued | Movie Set / Filming - To allow for Movie Set/Filming Applicant shall provide completed Contractor Declaration form, and dates of filming and associated location(s) to csinspection.clerks@vancouver.ca prior to the commencement of filming. Visit vancouver.ca/inspections for more details. | SF Films Incorporated
NULL | NULL | NULL | Electrical Permit | Commercial | Tenant Improvement | Draft | Installation / Repair - Commercial - electronic merchandise security antennas front of store >BP: 1035 Robson Street Interior alterations to provide tenant improvements to this existing retail space. Scope of work: - New partitions & doors, finishes, storage racking and accessible washroom - New lighting, Hvac, plumbing fixtures, and sprinkler work. Ok for Field Review per J. Zhang, April 4th, 2022 Energy Upgrade: E2 - Lighting - Upgrade to incorporate Scheduled Shutoff (per 9.4.1.1.(i) of ASHRAE 90.1-2016) Note: Energy checklist is currently no longer required with your Building Permit (BP) application. Some supporting documents are still required at BP stage, specifically Envelope and HVAC, if applicable. Service Water Heating and Lighting supporting documents, if applicable, must be submitted with your related trades permits (e.g. electrical and plumbing). All energy upgrades will be checked during inspections stage. It is the applicant’s responsibility to identify and note all required upgrades including energy upgrades on their BP drawings at BP stage. Compact mobile storage system: . Each level including top and bottom is using open wire shelving. . Sides are constructed of PEG Board . Has rubber stoppers installed, to keep at least 6” space between mobile shelves. . Mobile shelving units are Maximum 8’-0” high with no storage above. . decreased sprinkler spacing to max. 100 sq. ft. per sprinkler. . Sprinklers will be upright K=5.6, 155°F. . The sprinkler deflector will be installed minimum 18” above the top of the storage. | SCE Telecom Inc
NULL | NULL | NULL | Gas Permit | Residential | Renovation | Draft | Residential - Re&re Boiler | Milani Plumbing Heating & Air Conditioning Ltd
NULL | NULL | NULL | Electrical Permit | Commercial | NULL | Withdrawn | Movie Set / Filming - To allow for Movie Set/Filming Applicant shall provide completed Contractor Declaration form, and dates of filming and associated location(s) to csinspection.clerks@vancouver.ca prior to the commencement of filming. Visit vancouver.ca/inspections for more details. | SF Films Incorporated
EP-2022-10644 | 2022-12-19 | NULL | Electrical Permit | Commercial | NULL | Expired | Annual / Operating - ANNUAL OPERATING PERMIT RENEWAL Lit Lamp Pole Decorations and Tree Lighting on City trees for various Vancouver Business Improvement Associations VALID: DEC 12/2022 TO DEC 11/2023 EXPIRED permit EP-2021-09273 | Holidaylights.com Inc
NULL | NULL | NULL | Gas Permit | NULL | NULL | Draft | NULL | Milani Plumbing Heating & Air Conditioning Ltd
NULL | NULL | NULL | Electrical Permit | NULL | NULL | Withdrawn | NULL | NULL
NULL | NULL | NULL | Gas Permit | NULL | NULL | Withdrawn | NULL | NULL
NULL | NULL | NULL | Gas Permit | NULL | NULL | Withdrawn | NULL | NULL
NULL | NULL | NULL | Electrical Permit | NULL | NULL | Draft | NULL | NULL
NULL | NULL | NULL | Electrical Permit | NULL | NULL | Draft | NULL | NULL
NULL | NULL | NULL | Electrical Permit | NULL | NULL | Draft | NULL | NULL
NULL | NULL | NULL | Electrical Permit | NULL | NULL | Draft | NULL | NULL
NULL | NULL | NULL | Electrical Permit | NULL | NULL | Draft | NULL | NULL
NULL | NULL | NULL | Plumbing Permit | NULL | NULL | Draft | NULL | Dulai Plumbing Heating & Renovations Ltd
NULL | NULL | NULL | Electrical Permit | NULL | NULL | Draft | NULL | NULL
NULL | NULL | NULL | Gas Permit | NULL | NULL | Draft | NULL | NULL
NULL | NULL | NULL | Plumbing Permit | NULL | NULL | Draft | NULL | NULL
NULL | NULL | NULL | Electrical Permit | Residential | New | Withdrawn | Installation / Repair - Residential - Surveillance System; alarm; data | NULL
NULL | NULL | NULL | Mechanical Permit | NULL | NULL | Draft | NULL | NULL
NULL | NULL | NULL | Plumbing Permit | NULL | NULL | Draft | NULL | NULL
NULL | NULL | NULL | Mechanical Permit | NULL | NULL | Draft | NULL | NULL
NULL | NULL | NULL | Mechanical Permit | NULL | NULL | Draft | NULL | FAST ROUTE PLUMBING & REFRIGERATION MECHANICAL LTD
NULL | NULL | NULL | Plumbing Permit | Commercial | New | Withdrawn | Commercial - new washrooms and Dr sinks | NULL
NULL | NULL | NULL | Sprinkler Permit | NULL | NULL | Draft | NULL | NULL
NULL | NULL | NULL | Sprinkler Permit | NULL | NULL | Draft | NULL | NULL
NULL | NULL | NULL | Electrical Permit | Commercial | NULL | Withdrawn | Annual / Operating - Temp service pole 100 amp | AZ ELECTRICAL SERVICES LTD
NULL | NULL | NULL | Plumbing Permit | Residential | New | Draft | Residential - Plumbing work inside 3 floors | NULL
NULL | NULL | NULL | Mechanical Permit | NULL | NULL | Draft | NULL | NULL
NULL | NULL | NULL | Electrical Permit | NULL | NULL | Draft | NULL | NULL
NULL | NULL | NULL | Plumbing Permit | NULL | NULL | Draft | NULL | NULL
NULL | NULL | NULL | Gas Permit | NULL | NULL | Withdrawn | NULL | NULL
NULL | NULL | NULL | Electrical Permit | Commercial | Tenant Improvement | Withdrawn | Installation / Repair - Commercial - TO CONTINUE WORK STARTED BY OTHERS (EP-2022-07285) Adding electrical outlets on the wall and add new lighting fixtures only >BP: Interior alterations and a change of use from similar to Beauty and Wellness to Beauty Salon to provide improvements for a new tenant at 519 Abbott St on the ground floor of this commercial building on this site. OK for DB per S.Dugaro OK for Field Review per W.Wong July 8, 2022 Letters of assurance submitted: Sch A/B (Plumb): Alex P.L. Lee, P.Eng., 604.324.8763 Sch B (Elect): Guowei Wang, P.Eng., 604.626.2930 Notes: 1. This building is sprinklered. 2. Energy upgrade triggers: Lighting - Meet the interior lighting power allowance by the Building Area Method of the suite (per 9.5 of ASHRAE 90.1-2016) | Bright On Electric Ltd
NULL | NULL | NULL | Mechanical Permit | NULL | NULL | Draft | NULL | NULL
NULL | NULL | NULL | Electrical Permit | NULL | NULL | Withdrawn | NULL | NULL
NULL | NULL | NULL | Electrical Permit | Commercial | Renovation | Draft | Temporary Power - Commercial - To provide temporary power. | PROFORM CONSTRUCTION GROUP LTD
NULL | NULL | NULL | Gas Permit | NULL | NULL | Draft | NULL | Milani Plumbing Heating & Air Conditioning Ltd
NULL | NULL | NULL | Plumbing Permit | NULL | NULL | Draft | NULL | Artisan Plumbing & Heating Ltd
NULL | NULL | NULL | Electrical Permit | NULL | NULL | Draft | NULL | NULL
NULL | NULL | NULL | Electrical Permit | Residential | New | Draft | Installation / Repair - Residential - Rough in and installation of alarm, tv,net, CCTV | Static Security Inc
NULL | NULL | NULL | Plumbing Permit | Residential | New | Draft | Residential - dwv water piping ,finishing | Atlantis Plumbing & Heating Ltd
NULL | NULL | NULL | Electrical Permit | Commercial | New | Draft | Installation / Repair - Commercial - new wiriring | Mainland Electric Corp
NULL | NULL | NULL | Plumbing Permit | NULL | NULL | Draft | NULL | NULL
NULL | NULL | NULL | Electrical Permit | Residential | New | Withdrawn | Installation / Repair - Residential - extra low voltage prewire of single family dwelling | NULL
NULL | NULL | NULL | Mechanical Permit | NULL | NULL | Draft | NULL | NULL
NULL | NULL | NULL | Mechanical Permit | NULL | NULL | Draft | NULL | NULL
NULL | NULL | NULL | Plumbing Permit | NULL | NULL | Draft | NULL | NULL
NULL | NULL | NULL | Gas Permit | Residential | Renovation | Draft | Residential - Decommission and removal of Gas Furnace | Ashton Service Group/Ashton Mechanical Ltd.
NULL | NULL | NULL | Electrical Permit | NULL | NULL | Draft | NULL | NULL
NULL | NULL | NULL | Electrical Permit | NULL | NULL | Draft | NULL | NULL
NULL | NULL | NULL | Plumbing Permit | NULL | NULL | Withdrawn | NULL | NULL
NULL | NULL | NULL | Electrical Permit | Commercial | New | Withdrawn | Installation / Repair - Commercial - Low voltage security system installation | NULL
NULL | NULL | NULL | Electrical Permit | Residential | Renovation | Draft | Installation / Repair - Residential - The overhead service replacement (the old service has burnt out because of the tree falling down) | NULL
NULL | NULL | NULL | Gas Permit | NULL | NULL | Draft | NULL | NULL
NULL | NULL | NULL | Electrical Permit | Commercial | NULL | Withdrawn | Annual / Operating | NULL
NULL | NULL | NULL | Electrical Permit | Residential | Renovation | Draft | Installation / Repair - Residential - Prewiring and installing of security system | ADT Security Services Canada Inc
NULL | NULL | NULL | Gas Permit | Residential | Tenant Improvement | Draft | Residential - Install new furance | NULL
NULL | NULL | NULL | Electrical Permit | NULL | NULL | Draft | NULL | NULL
NULL | NULL | NULL | Electrical Permit | NULL | NULL | Draft | NULL | NULL
NULL | NULL | NULL | Sprinkler Permit | Residential | New | Draft | Residential - Install Sprinkler heads | RAHELU PLUMBING & HEATING LTD.
NULL | NULL | NULL | Plumbing Permit | Residential | New | Draft | Residential - ABS piping roughing & water piping | NULL
NULL | NULL | NULL | Mechanical Permit | NULL | NULL | Draft | NULL | NULL
NULL | NULL | NULL | Mechanical Permit | NULL | NULL | Draft | NULL | NULL
NULL | NULL | NULL | Mechanical Permit | NULL | NULL | Withdrawn | NULL | NULL
NULL | NULL | NULL | Mechanical Permit | NULL | NULL | Draft | NULL | NULL
NULL | NULL | NULL | Mechanical Permit | NULL | NULL | Draft | NULL | NULL
NULL | NULL | NULL | Mechanical Permit | NULL | NULL | Draft | NULL | NULL
NULL | NULL | NULL | Electrical Permit | Commercial | NULL | Withdrawn | Annual / Operating | NULL
NULL | NULL | NULL | Mechanical Permit | NULL | NULL | Withdrawn | NULL | NULL
NULL | NULL | NULL | Mechanical Permit | NULL | NULL | Withdrawn | NULL | NULL
NULL | NULL | NULL | Electrical Permit | NULL | NULL | Withdrawn | NULL | NULL
NULL | NULL | NULL | Electrical Permit | NULL | NULL | Withdrawn | NULL | NULL
NULL | NULL | NULL | Electrical Permit | NULL | NULL | Withdrawn | NULL | NULL
NULL | NULL | NULL | Electrical Permit | NULL | NULL | Withdrawn | NULL | NULL
NULL | NULL | NULL | Electrical Permit | Commercial | NULL | Withdrawn | Annual / Operating | NULL
NULL | NULL | NULL | Electrical Permit | Commercial | Renovation | Withdrawn | Installation / Repair - Commercial - Electrical work | NULL
NULL | NULL | NULL | Gas Permit | NULL | NULL | Withdrawn | NULL | NULL
NULL | NULL | NULL | Electrical Permit | NULL | NULL | Withdrawn | NULL | NULL
NULL | NULL | NULL | Electrical Permit | NULL | NULL | Draft | NULL | NULL
NULL | NULL | NULL | Mechanical Permit | NULL | NULL | Withdrawn | NULL | 365 Mechanical
NULL | NULL | NULL | Electrical Permit | Residential | New | Withdrawn | Installation / Repair - Residential - EXTRA LOW VOLTAGE ROUGHING AND FINISHING FOR TV,DATA,ALARM AND SECURITY | NULL
NULL | NULL | NULL | Mechanical Permit | NULL | NULL | Withdrawn | NULL | 365 Mechanical
NULL | NULL | NULL | Mechanical Permit | NULL | NULL | Draft | NULL | NULL
NULL | NULL | NULL | Gas Permit | Residential | Addition | Draft | Residential - Furnace re/re 70,000 BTU | NULL
NULL | NULL | NULL | Electrical Permit | Commercial | NULL | Withdrawn | Annual / Operating | NULL
NULL | NULL | NULL | Gas Permit | Residential | New | Withdrawn | Residential - We Installed a Furnace | Pro Ace Heating & Air Conditioning Services Ltd
NULL | NULL | NULL | Electrical Permit | Commercial | New | Draft | Installation / Repair - Commercial - Installation of grounding, secondary feeders to conveyors, and pumps | Western Pacific Enterprises Ltd
NULL | NULL | NULL | Electrical Permit | NULL | NULL | Draft | NULL | NULL
NULL | NULL | NULL | Gas Permit | Residential | Renovation | Withdrawn | Residential - Replace boiler | NULL
NULL | NULL | NULL | Gas Permit | Residential | Renovation | Withdrawn | Residential - Replace boiler | NULL
NULL | NULL | NULL | Electrical Permit | Commercial | New | Draft | Temporary Power - Commercial - To provide temporary power. | NULL
NULL | NULL | NULL | Electrical Permit | Commercial | NULL | Draft | Annual / Operating | NULL
NULL | NULL | NULL | Electrical Permit | NULL | NULL | Draft | NULL | NULL
NULL | NULL | NULL | Gas Permit | Residential | Renovation | Draft | Residential - replace gas water heater | Joyce Heating Services Ltd
NULL | NULL | NULL | Gas Permit | Residential | Renovation | Draft | Residential - replace gas water heater | NULL
NULL | NULL | NULL | Plumbing Permit | Commercial | Renovation | Draft | Commercial - 1 toilet and 1 vanity | NULL
NULL | NULL | NULL | Electrical Permit | Residential | Renovation | Draft | Installation / Repair - Residential - Installing a NEMA 14-50 outlet in the garage for EV charging | NULL
NULL | NULL | NULL | Plumbing Permit | NULL | NULL | Draft | NULL | NULL
NULL | NULL | NULL | Mechanical Permit | NULL | NULL | Draft | NULL | Plumko Plumbing & Heating Services Ltd
NULL | NULL | NULL | Electrical Permit | NULL | NULL | Withdrawn | NULL | NULL
NULL | NULL | NULL | Electrical Permit | Residential | Addition | Draft | Installation / Repair - Residential - - Supply and install (1) 800A 120/208V add to the existing breaker in the main switchgear - Supply and install (3) parallel 4C #500 ACWU feeds from the house panel to the new EV Panel location in the parkade - Supply and install (1) 800A CT Cabinet for BC Hydro metering - Supply and install (1) 13 JAW Meter base for BC Hydro metering - Supply and install (1) 800A 120/208V 3PH 84cct panels in the electrical room with breakers - Supply and install 1000' of 2" EMT Conduit "Main trunks" down the parking lanes - Supply and install EMT Conduit "Final runs" to (120) parking stalls - Provide #8 AWG 40A Circuits to each parking stall - Supply and install (1) 16 Port POE Switch - Supply and install WIFI Access points throughout the parkade - Supply and install (400’’) of conduit for the WIFI Access points - Setup and commission system with the SWITCH Network | TDR Electric Inc
NULL | NULL | NULL | Gas Permit | NULL | NULL | Draft | NULL | NULL
NULL | NULL | NULL | Plumbing Permit | Residential | New | Draft | Residential - plumbing rough-in | NULL
NULL | NULL | NULL | Mechanical Permit | NULL | NULL | Draft | NULL | NULL
NULL | NULL | NULL | Mechanical Permit | NULL | NULL | Draft | NULL | NULL
NULL | NULL | NULL | Electrical Permit | NULL | NULL | Draft | NULL | NULL
NULL | NULL | NULL | Mechanical Permit | NULL | NULL | Draft | NULL | Thomson Industries Ltd
NULL | NULL | NULL | Plumbing Permit | NULL | NULL | Draft | NULL | NULL
NULL | NULL | NULL | Mechanical Permit | NULL | NULL | Draft | NULL | NULL
NULL | NULL | NULL | Mechanical Permit | NULL | NULL | Draft | NULL | Ekam Plumbing & Heating Ltd
NULL | NULL | NULL | Mechanical Permit | NULL | NULL | Draft | NULL | NULL
NULL | NULL | NULL | Plumbing Permit | Residential | New | Draft | Residential - Full house plumbing new construction | NULL
NULL | NULL | NULL | Gas Permit | NULL | NULL | Withdrawn | NULL | NULL
NULL | NULL | NULL | Electrical Permit | Commercial | Renovation | Draft | Installation / Repair - Commercial - Altered circuit | NULL
NULL | NULL | NULL | Electrical Permit | Commercial | Tenant Improvement | Draft | Installation / Repair - Commercial - Add (2) new 15A 1pole Breakers for (2) new dedicated 15A Receptacles. | NULL
NULL | NULL | NULL | Electrical Permit | Residential | Tenant Improvement | Draft | Installation / Repair - Residential - Adding 2 more plugs to storage room | NULL
NULL | NULL | NULL | Mechanical Permit | NULL | NULL | Draft | NULL | NULL
NULL | NULL | NULL | Mechanical Permit | NULL | NULL | Withdrawn | NULL | 365 Mechanical
NULL | NULL | NULL | Gas Permit | NULL | NULL | Withdrawn | NULL | NULL
NULL | NULL | NULL | Mechanical Permit | NULL | NULL | Draft | NULL | NULL
NULL | NULL | NULL | Gas Permit | NULL | NULL | Draft | NULL | NULL
NULL | NULL | NULL | Electrical Permit | NULL | NULL | Withdrawn | NULL | NULL
EP-2023-00039 | NULL | NULL | Electrical Permit | Commercial | Addition | Withdrawn | Installation / Repair - Commercial - Branch cct infrastructure and wiring to an automatic door opener. | HighAngle Electrical Inc
NULL | NULL | NULL | Electrical Permit | Residential | New | Withdrawn | Installation / Repair - Residential - alarm/surveillance/data/speakers | NULL
NULL | NULL | NULL | Mechanical Permit | NULL | NULL | Draft | NULL | NULL
NULL | NULL | NULL | Gas Permit | NULL | NULL | Withdrawn | NULL | NULL
NULL | NULL | NULL | Gas Permit | NULL | NULL | Withdrawn | NULL | NULL
NULL | NULL | NULL | Electrical Permit | NULL | NULL | Withdrawn | NULL | NULL
NULL | NULL | NULL | Plumbing Permit | Residential | Renovation - Dwelling Unit(s) only | Draft | Residential - Installation Unit # 108: 3 sinks and faucets 1 dishwasher 1 HWT 1 toilet 1 washer/dryer Unit # 106: 2 sinks and faucets 1 washer/dryer 1 toilet Unit # 104: 3 sinks and faucets 1 dishwasher 1 HWT 2 toilets 1 washer/dryer Unit # 201: 2 sinks and faucets 1 washer/dryer 1 toilet 1 Dishwasher Unit # 203: 3 sinks and faucets 1 dishwasher 1 toilet 1 washer/dryer Unit # 205: 3 sinks and faucets 1 dishwasher 2 toilets 1 washer/dryer Unit # 207: 2 sinks and faucets 1 dishwasher 1 toilet 1 washer/dryer | NULL
NULL | NULL | NULL | Mechanical Permit | NULL | NULL | Withdrawn | NULL | Rain Coast Plumbing & Heating Ltd
NULL | NULL | NULL | Plumbing Permit | NULL | NULL | Draft | NULL | NULL
NULL | NULL | NULL | Electrical Permit | Commercial | New | Withdrawn | Installation / Repair - Commercial - Low voltage of alarm security system >BP: Retention, alteration, addition, and change of major occupancy to the existing 3 storey + mezzanine Heritage A Single Family Building (C) (Casa Mia) to develop a new 3-storey Community Care Facility (B3) containing 90 beds, all over one level of underground parking having vehicular access from SW Marine Drive. | Telus Custom Security Systems Inc
NULL | NULL | NULL | Gas Permit | NULL | NULL | Draft | NULL | NULL
EP-2023-00042 | NULL | NULL | Electrical Permit | Commercial | Addition | Withdrawn | Installation / Repair - Commercial - Branch infrastructure and wiring of automatic door opener | HighAngle Electrical Inc
NULL | NULL | NULL | Gas Permit | NULL | NULL | Withdrawn | NULL | NULL
NULL | NULL | NULL | Electrical Permit | NULL | NULL | Draft | NULL | NULL
NULL | NULL | NULL | Electrical Permit | Commercial | Renovation | Withdrawn | Installation / Repair - Commercial - Installation of 1 level 2 EVSE inbetween stalls 21 & 22 to existing EV-EMS & EV infrastructure | NULL
NULL | NULL | NULL | Mechanical Permit | NULL | NULL | Draft | NULL | Superstar Plumbing Heating & Sprinkler Supplies Ltd
NULL | NULL | NULL | Electrical Permit | Commercial | Renovation | Withdrawn | Installation / Repair - Commercial - Installation of 1 level 2 EVSE inbetween stalls 21 & 22 to existing EV-EMS & EV infrastructure | NULL
NULL | NULL | NULL | Gas Permit | Residential | Renovation | Draft | Residential - Hot Water Heater Installation | NULL
NULL | NULL | NULL | Electrical Permit | Commercial | NULL | Draft | Annual / Operating - Full electrical renovation including all new wiring and service installation | NULL
NULL | NULL | NULL | Sprinkler Permit | NULL | NULL | Draft | NULL | NULL
NULL | NULL | NULL | Plumbing Permit | Residential | New | Draft | Residential - Lanaway house | NULL
NULL | NULL | NULL | Plumbing Permit | Residential | New | Draft | Residential - Laneway house | NULL
NULL | NULL | NULL | Gas Permit | Residential | New | Draft | Residential - SUPPLY,INSTALL GAS FRIEPLACE AND VENT | NULL
EP-2023-00060 | NULL | NULL | Electrical Permit | Commercial | Addition | Withdrawn | Installation / Repair - Commercial - Branch infrastructure and wiring of automatic door openers, as well as communications to door relay control module. | HighAngle Electrical Inc
NULL | NULL | NULL | Gas Permit | Residential | New | Draft | Residential - SUPPLY,INSTALL GAS FIREPLACE AND VENT | NULL
NULL | NULL | NULL | Gas Permit | Residential | New | Draft | Residential - supply, install gas fireplace and vent | NULL
NULL | NULL | NULL | Electrical Permit | NULL | NULL | Withdrawn | NULL | NULL
NULL | NULL | NULL | Gas Permit | Residential | New | Draft | Residential - supply, install gas fireplace and vent | NULL
EP-2023-00063 | 2023-01-04 | NULL | Electrical Permit | Commercial | NULL | Expired | Movie Set / Filming - To allow for Movie Set/Filming Applicant shall provide completed Contractor Declaration form, and dates of filming and associated location(s) to csinspection.clerks@vancouver.ca prior to the commencement of filming. Visit vancouver.ca/inspections for more details. | Filmgroup.tv Ltd
NULL | NULL | NULL | Gas Permit | NULL | NULL | Draft | NULL | RAHELU PLUMBING & HEATING LTD.
NULL | NULL | NULL | Electrical Permit | Residential | New | Withdrawn | Installation / Repair - Residential - Building DDC HVAC/PLUMBING CTRL | NULL
NULL | NULL | NULL | Electrical Permit | Residential | New | Withdrawn | Installation / Repair - Residential - low voltage system installation including alarm/surveillance/data/speakers | NULL
NULL | NULL | NULL | Electrical Permit | NULL | NULL | Draft | NULL | NULL
NULL | NULL | NULL | Electrical Permit | NULL | NULL | Draft | NULL | NULL
NULL | NULL | NULL | Sprinkler Permit | Commercial | New | Withdrawn | Commercial - we will be installing fire sprinkler system in mixed use development | Ultra Fire Protection Ltd
NULL | NULL | NULL | Gas Permit | NULL | NULL | Draft | NULL | NULL
NULL | NULL | NULL | Electrical Permit | NULL | NULL | Withdrawn | NULL | NULL
NULL | NULL | NULL | Gas Permit | Residential | New | Draft | Residential - supply install gas fireplace and vent | NULL
NULL | NULL | NULL | Electrical Permit | NULL | NULL | Draft | NULL | NULL
NULL | NULL | NULL | Electrical Permit | NULL | NULL | Withdrawn | NULL | NULL
NULL | NULL | NULL | Gas Permit | NULL | NULL | Withdrawn | NULL | NULL
NULL | NULL | NULL | Mechanical Permit | NULL | NULL | Draft | NULL | Thomson Industries Ltd
NULL | NULL | NULL | Mechanical Permit | NULL | NULL | Draft | NULL | NULL
NULL | NULL | NULL | Plumbing Permit | Commercial | Renovation | Draft | Commercial - install showers and shower faucets. install new toilets and sinks | Graystone Strata Care Ltd
NULL | NULL | NULL | Mechanical Permit | NULL | NULL | Withdrawn | NULL | NULL
NULL | NULL | NULL | Electrical Permit | Residential | Addition | Draft | Installation / Repair - Residential - 1 | NULL
NULL | NULL | NULL | Electrical Permit | Commercial | NULL | Draft | Annual / Operating | NULL
NULL | NULL | NULL | Electrical Permit | NULL | NULL | Draft | NULL | NULL
NULL | NULL | NULL | Electrical Permit | NULL | NULL | Draft | NULL | NULL
NULL | NULL | NULL | Electrical Permit | NULL | NULL | Draft | NULL | NULL
NULL | NULL | NULL | Plumbing Permit | Commercial | Renovation | Draft | Commercial - Complete plumbing roughin and finishing of a plumbing system for a fitness gym. Minor renovation Modification of the first floor swimming pool to convert it to gym for exclusive use of the tenants in this high rise residential building on this site. Included in the scope of work is improving H/C access for washroom and replacing existing patio door and window from the new gym to side yard. Revision-1 1. Updated square footage of the area of work on drawing A-001 2. Modifying washroom, sauna, and shower rooms 3. Relocating north wall of the GYM further into the lobby 4. Relocating office room walls to facilitate the changes 5. Replace electrical engineer of the record. | Custom Air Conditioning Ltd
NULL | NULL | NULL | Plumbing Permit | Commercial | Renovation | Draft | Commercial - Complete plumbing roughin and finishing of a plumbing system for a fitness gym. Minor renovation Modification of the first floor swimming pool to convert it to gym for exclusive use of the tenants in this high rise residential building on this site. Included in the scope of work is improving H/C access for washroom and replacing existing patio door and window from the new gym to side yard. Revision-1 1. Updated square footage of the area of work on drawing A-001 2. Modifying washroom, sauna, and shower rooms 3. Relocating north wall of the GYM further into the lobby 4. Relocating office room walls to facilitate the changes 5. Replace electrical engineer of the record. | Custom Air Conditioning Ltd
NULL | NULL | NULL | Plumbing Permit | Residential | New | Draft | Residential - Irrigation | NULL
NULL | NULL | NULL | Plumbing Permit | NULL | NULL | Draft | NULL | Mountain View Mechanical Ltd
NULL | NULL | NULL | Gas Permit | Residential | Renovation - Dwelling Unit(s) only | Draft | Residential - Installing Combination boiler | NULL
NULL | NULL | NULL | Gas Permit | Commercial | New | Draft | Commercial - Supply and install 4 DWH tanks | NULL
NULL | NULL | NULL | Electrical Permit | NULL | NULL | Draft | NULL | NULL
NULL | NULL | NULL | Plumbing Permit | NULL | NULL | Draft | NULL | NULL
NULL | NULL | NULL | Sprinkler Permit | NULL | NULL | Draft | NULL | NULL
NULL | NULL | NULL | Plumbing Permit | NULL | NULL | Draft | NULL | NULL
NULL | NULL | NULL | Mechanical Permit | NULL | NULL | Draft | NULL | NULL
NULL | NULL | NULL | Plumbing Permit | NULL | NULL | Draft | NULL | NULL
NULL | NULL | NULL | Sprinkler Permit | Residential | New | Draft | Residential - run underground fd connection | NULL
NULL | NULL | NULL | Electrical Permit | NULL | NULL | Withdrawn | NULL | NULL
NULL | NULL | NULL | Sprinkler Permit | NULL | NULL | Draft | NULL | NULL
NULL | NULL | NULL | Sprinkler Permit | NULL | NULL | Draft | NULL | NULL
NULL | NULL | NULL | Gas Permit | NULL | New | Draft | - Heating | NULL
NULL | NULL | NULL | Electrical Permit | NULL | NULL | Draft | NULL | NULL
NULL | NULL | NULL | Sprinkler Permit | Commercial | Tenant Improvement | Draft | Commercial - Add two additional pendant sprinkler heads in classrooms where coverage was lacking from previous tenant improvement. | NULL
NULL | NULL | NULL | Sprinkler Permit | Residential | New | Draft | Residential - New infill Building | NULL
NULL | NULL | NULL | Plumbing Permit | Residential | New | Draft | Residential - plumbing | NULL
NULL | NULL | NULL | Mechanical Permit | NULL | NULL | Draft | NULL | NULL
NULL | NULL | NULL | Mechanical Permit | NULL | NULL | Draft | NULL | NULL
NULL | NULL | NULL | Sprinkler Permit | NULL | NULL | Draft | NULL | NULL
NULL | NULL | NULL | Electrical Permit | Residential | New | Withdrawn | Temporary Power - Residential - To provide temporary power. | NULL
NULL | NULL | NULL | Electrical Permit | NULL | New | Withdrawn | Installation / Repair - - low voltage systems installation including alarm; surveillance; data and speakers | NULL
NULL | NULL | NULL | Electrical Permit | Residential | Renovation | Draft | Installation / Repair - Residential - replace fire panel | NULL
NULL | NULL | NULL | Gas Permit | Commercial | New | Draft | Commercial - Supply and install 4 x gas DHW | NULL
NULL | NULL | NULL | Electrical Permit | NULL | NULL | Draft | NULL | NULL
NULL | NULL | NULL | Gas Permit | NULL | NULL | Draft | NULL | NULL
NULL | NULL | NULL | Plumbing Permit | NULL | NULL | Draft | NULL | NULL
NULL | NULL | NULL | Gas Permit | NULL | NULL | Withdrawn | NULL | NULL
NULL | NULL | NULL | Plumbing Permit | Residential | New | Draft | Residential - Irrigation System | NULL
NULL | NULL | NULL | Electrical Permit | Commercial | Tenant Improvement | Draft | Installation / Repair - Commercial - Low voltage HVAC Controls | NULL
NULL | NULL | NULL | Electrical Permit | Commercial | New | Draft | Installation / Repair - Commercial - hvac | NULL
NULL | NULL | NULL | Electrical Permit | NULL | NULL | Withdrawn | NULL | NULL
NULL | NULL | NULL | Electrical Permit | Commercial | NULL | Withdrawn | Annual / Operating - Electrical maintenance within scope of permit. | Uptime Industrial Inc
NULL | NULL | NULL | Electrical Permit | Commercial | Renovation | Withdrawn | Installation / Repair - Commercial - lighting improvements at Earls on Hornby | BRENMACK ELECTRIC LTD
NULL | NULL | NULL | Plumbing Permit | NULL | NULL | Draft | NULL | NULL
NULL | NULL | NULL | Gas Permit | NULL | NULL | Draft | NULL | NULL
NULL | NULL | NULL | Plumbing Permit | Residential | Renovation | Draft | Residential - Bathroom renovation- change shower pan to bath tub, new vanity, new toilet | NULL
NULL | NULL | NULL | Plumbing Permit | NULL | NULL | Draft | NULL | NULL
NULL | NULL | NULL | Plumbing Permit | Residential | New | Draft | Residential - Laneway house | NULL
NULL | NULL | NULL | Mechanical Permit | NULL | NULL | Draft | NULL | NULL
NULL | NULL | NULL | Electrical Permit | NULL | NULL | Withdrawn | NULL | NULL
NULL | NULL | NULL | Electrical Permit | NULL | NULL | Withdrawn | NULL | NULL
NULL | NULL | NULL | Plumbing Permit | NULL | Renovation | Draft | NULL | Five Water Plumbing and Heating Ltd
NULL | NULL | NULL | Electrical Permit | NULL | NULL | Draft | NULL | NULL
NULL | NULL | NULL | Plumbing Permit | Residential | New | Draft | Residential | NULL
NULL | NULL | NULL | Plumbing Permit | NULL | New | Draft | NULL | NULL
NULL | NULL | NULL | Plumbing Permit | Residential | New | Draft | Residential - new plumbing | NULL
NULL | NULL | NULL | Electrical Permit | NULL | NULL | Withdrawn | NULL | NULL
NULL | NULL | NULL | Plumbing Permit | NULL | NULL | Draft | NULL | NULL
NULL | NULL | NULL | Sprinkler Permit | Commercial | New | Withdrawn | Commercial - For all sprinkler work to the 2014 VBBL; NFPA 13, 2013; standpipe work to NFPA 14, 2010; for this newly constructed 5-storey industrial building consists of 3 levels of Wholesale Class A (levels 1-3) and 2 levels of General Office (levels 4-5) all over 2 levels of underground parking at this site. This permit is for building shell and separate permits are required for Tenant Improvements. Including building permit Revisions #1 issued January 29, 2021 and Revision #2 June 28, 2022. This application does not include any of the following: • Warehouse storage arrangements, or mobile compact storage arrangements. • Information Technology Equipment Rooms (e.g. IT Rooms, LAN Rooms, etc.). • Alternative solutions. • Flexible sprinkler drops. Notes: 1. Sprinkler engineer of record Mr. Ryan Pavey, P.Eng. of Cardinal Engineering T: (604) 605-0606. E: pavey@cardinalfire.ca 2. Construction Standpipe to Bulletin 2017-003-BU/FI, VBBL, NFPA 14, and VFBL. 3. Future tenants shall be advised of the limitations of the fire protection system. 4. Separate permit(s) and document(s) required for tenant improvements. | Pacific Rim Fire Protection (2008) Ltd
NULL | NULL | NULL | Plumbing Permit | Commercial | Renovation | Withdrawn | Commercial - 2 bathrooms and kitchen renovation | NULL
NULL | NULL | NULL | Electrical Permit | NULL | NULL | Draft | NULL | NULL
NULL | NULL | NULL | Gas Permit | Residential | Renovation | Withdrawn | Residential - Re + re boiler and indirect water tank | NULL
EP-2023-00167 | 2023-01-12 | NULL | Electrical Permit | Commercial | NULL | Expired | Movie Set / Filming - To allow for Movie Set/Filming Applicant shall provide completed Contractor Declaration form, and dates of filming and associated location(s) to csinspection.clerks@vancouver.ca prior to the commencement of filming. Visit vancouver.ca/inspections for more details. | The Answers TV Productions Ltd
NULL | NULL | NULL | Electrical Permit | NULL | NULL | Withdrawn | NULL | NULL
NULL | NULL | NULL | Electrical Permit | NULL | NULL | Withdrawn | NULL | NULL
GP-2023-00076 | NULL | NULL | Gas Permit | Residential | Renovation - Dwelling Unit(s) only | Withdrawn | Residential - Installing gas furnace | Reid Brothers Plumbing & Heating Ltd
NULL | NULL | NULL | Electrical Permit | NULL | NULL | Withdrawn | NULL | NULL
NULL | NULL | NULL | Gas Permit | NULL | NULL | Draft | NULL | NULL
NULL | NULL | NULL | Gas Permit | NULL | NULL | Withdrawn | NULL | NULL
NULL | NULL | NULL | Plumbing Permit | NULL | NULL | Withdrawn | NULL | NULL
NULL | NULL | NULL | Plumbing Permit | NULL | NULL | Draft | NULL | NULL
NULL | NULL | NULL | Plumbing Permit | NULL | NULL | Draft | NULL | NULL
NULL | NULL | NULL | Plumbing Permit | NULL | NULL | Draft | NULL | NULL
NULL | NULL | NULL | Plumbing Permit | NULL | NULL | Draft | NULL | NULL
NULL | NULL | NULL | Gas Permit | Residential | Renovation | Withdrawn | Residential - Re + re boiler and indirect water tank | NULL
NULL | NULL | NULL | Electrical Permit | NULL | NULL | Draft | NULL | NULL
EP-2023-00234 | 2023-01-26 | NULL | Electrical Permit | Commercial | NULL | Expired | Movie Set / Filming - To allow for Movie Set/Filming Applicant shall provide completed Contractor Declaration form, and dates of filming and associated location(s) to csinspection.clerks@vancouver.ca prior to the commencement of filming. Visit vancouver.ca/inspections for more details. | Worth Something Productions Inc
NULL | NULL | NULL | Electrical Permit | Commercial | Addition | Draft | Installation / Repair - Commercial - Dish washer upgrade | MDE Enterprises Ltd
NULL | NULL | NULL | Plumbing Permit | NULL | NULL | Draft | NULL | NULL
NULL | NULL | NULL | Electrical Permit | Commercial | New | Draft | Installation / Repair - Commercial - New multifamily residential with parkade. >BP: To Construct a 3 story building consisting of 36 Townhouses in 4 blocks over a single level of underground parking level having access off a lane. Under the provisions of the VBBL this will be considered a single building. Release of the Stage I (excavation/shoring) permit does not exempt the applicant from the following and completing the permit sequencing. The scope of the demolition permits will have to be completed prior to commencing excavation work authorized under this permit. Stage I (excavation/ shoring) issued Dec. 10, 21. Stage II (full BP) issued 31-Aug-2022 TN for MV | West Harbour Electric ltd
NULL | NULL | NULL | Sprinkler Permit | NULL | NULL | Draft | NULL | NULL
NULL | NULL | NULL | Electrical Permit | Residential | Tenant Improvement | Draft | Installation / Repair - Residential - Installing Automatic door lock that unlocks in the event of a fire alarm. | NULL
NULL | NULL | NULL | Mechanical Permit | NULL | NULL | Draft | NULL | NULL
NULL | NULL | NULL | Plumbing Permit | Residential | Renovation | Draft | Residential | NULL
NULL | NULL | NULL | Electrical Permit | Residential | Tenant Improvement | Draft | Installation / Repair - Residential - Installation of 2 relays to unlock doors in the event of alarm activation. | NULL
NULL | NULL | NULL | Plumbing Permit | NULL | NULL | Draft | NULL | NULL
NULL | NULL | NULL | Plumbing Permit | Residential | Renovation | Draft | Residential - Bathtub and valve replacement | NULL
NULL | NULL | NULL | Gas Permit | Residential | Tenant Improvement | Draft | Residential - Installation new range . | NULL
NULL | NULL | NULL | Gas Permit | Commercial | NULL | Draft | Commercial - Connect to existing gas line valved and capped off in ceiling storage space and run approximately 60’ of 3/4” steel to the location of a commercial dryer for prints being installed | NULL
NULL | NULL | NULL | Gas Permit | NULL | NULL | Draft | NULL | NULL
NULL | NULL | NULL | Plumbing Permit | Residential | Renovation | Draft | Residential - sdsds | NULL
NULL | NULL | NULL | Electrical Permit | NULL | NULL | Draft | NULL | NULL
NULL | NULL | NULL | Electrical Permit | NULL | NULL | Draft | NULL | NULL
NULL | NULL | NULL | Electrical Permit | Residential | New | Draft | Temporary Power - Residential - To provide temporary power. | SAAB ELECTRIC LTD
NULL | NULL | NULL | Electrical Permit | NULL | NULL | Draft | NULL | NULL
EP-2023-00205 | 2023-01-19 | NULL | Electrical Permit | Residential | Addition | Completed | Installation / Repair - Residential - Removal of existing (3) Nema Receptacles for Ev Charging, supply and install (3) new Juicebox 32A Chargers, install blank covers for connections, and install (3) parking curbs for mechanical protection. | TDR Electric Inc
NULL | NULL | NULL | Gas Permit | NULL | NULL | Withdrawn | NULL | NULL
NULL | NULL | NULL | Gas Permit | NULL | NULL | Withdrawn | NULL | NULL
NULL | NULL | NULL | Electrical Permit | NULL | NULL | Draft | NULL | NULL
NULL | NULL | NULL | Gas Permit | NULL | NULL | Withdrawn | NULL | NULL
NULL | NULL | NULL | Gas Permit | Commercial | NULL | Draft | Commercial - Run gas line for printing shop dryer | NULL
NULL | NULL | NULL | Plumbing Permit | Residential | New | Withdrawn | Residential - New Home | NULL
NULL | NULL | NULL | Mechanical Permit | NULL | NULL | Draft | NULL | NULL
NULL | NULL | NULL | Plumbing Permit | NULL | NULL | Draft | NULL | NULL
NULL | NULL | NULL | Gas Permit | NULL | NULL | Draft | NULL | NULL
NULL | NULL | NULL | Mechanical Permit | NULL | NULL | Withdrawn | NULL | NULL
NULL | NULL | NULL | Electrical Permit | NULL | NULL | Draft | NULL | NULL
NULL | NULL | NULL | Sprinkler Permit | NULL | NULL | Draft | NULL | NULL
NULL | NULL | NULL | Gas Permit | NULL | NULL | Draft | NULL | NULL
NULL | NULL | NULL | Plumbing Permit | Commercial | New | Draft | Commercial - Not start yet | Blueline Plumbing & Heating Ltd
NULL | NULL | NULL | Electrical Permit | Commercial | Addition | Draft | Installation / Repair - Commercial - Electrical - Rough-in and installation of sound masking speakers and equipment - 18/2 Speaker rough in for (16) speakers - 18/2 Speaker rough in for (4) zones - (1) Sensors Included - Supply 120V power to power supply (1) - Installation of (3) controllers - Installation of speakers, sensors and equipment for the sound masking system - Electrical Permits & inspections included | TDR Electric Inc
NULL | NULL | NULL | Electrical Permit | Commercial | Renovation | Draft | Installation / Repair - Commercial - test | NULL
NULL | NULL | NULL | Electrical Permit | NULL | NULL | Draft | NULL | NULL
NULL | NULL | NULL | Electrical Permit | Commercial | NULL | Withdrawn | Annual / Operating | NULL
NULL | NULL | NULL | Electrical Permit | Commercial | NULL | Withdrawn | Annual / Operating - This is a new apartment building with electrical equipment that requires regular maintenance. | NULL
NULL | NULL | NULL | Gas Permit | Residential | Renovation | Withdrawn | Residential - Removal and replacement of boiler, replaced with Navien NCB 190 | NULL
NULL | NULL | NULL | Electrical Permit | Commercial | NULL | Draft | Annual / Operating - Asked to be the building electrician. To take care of any issues that arise in the building | NULL
NULL | NULL | NULL | Plumbing Permit | Commercial | Addition | Withdrawn | Commercial - Adding a laundry box (water lines and rain for laundry machine) | NULL
NULL | NULL | NULL | Electrical Permit | NULL | NULL | Draft | Installation / Repair - - test | NULL
NULL | NULL | NULL | Plumbing Permit | Residential | Addition | Withdrawn | Residential - Adding a laundry box for new laundry machine( work approved by strata) | NULL
NULL | NULL | NULL | Plumbing Permit | Residential | Renovation | Withdrawn | Residential - Adding laundry box for new washing machine | NULL
NULL | NULL | NULL | Sprinkler Permit | Residential | New | Draft | Residential - Install sprinklers in LWH | NULL
NULL | NULL | NULL | Electrical Permit | Residential | Renovation | Draft | Installation / Repair - Residential - 200A Service Upgrade Complete Re-wire of house and basement suite | NULL
NULL | NULL | NULL | Electrical Permit | NULL | NULL | Draft | NULL | NULL
NULL | NULL | NULL | Gas Permit | NULL | NULL | Draft | NULL | AKAL Plumbing & Heating Ltd
NULL | NULL | NULL | Electrical Permit | Commercial | Addition | Draft | Installation / Repair - Commercial - Install single circuit for new printer. | NULL
NULL | NULL | NULL | Electrical Permit | NULL | NULL | Draft | NULL | NULL
NULL | NULL | NULL | Plumbing Permit | Commercial | Renovation | Draft | Commercial - Roughing-in for sink ,toilet, clots washer, wash basin, double sink. | NULL
NULL | NULL | NULL | Electrical Permit | Commercial | NULL | Draft | Annual / Operating | NULL
NULL | NULL | NULL | Plumbing Permit | Commercial | Renovation | Draft | Commercial - Roughing-in sinks, toilet, washing machine | NULL
NULL | NULL | NULL | Gas Permit | Commercial | NULL | Withdrawn | Commercial - installing boiler | NULL
NULL | NULL | NULL | Electrical Permit | Commercial | Renovation | Draft | Installation / Repair - Commercial - Replace 2-pole platform sub - 12 KV and 3 Phase Gang Switch | NULL
EP-2023-00272 | 2023-01-12 | NULL | Electrical Permit | Commercial | NULL | Expired | Movie Set / Filming - To allow for Movie Set/Filming Applicant shall provide completed Contractor Declaration form, and dates of filming and associated location(s) to csinspection.clerks@vancouver.ca prior to the commencement of filming. Visit vancouver.ca/inspections for more details. | Means of Production Inc
NULL | NULL | NULL | Plumbing Permit | NULL | NULL | Withdrawn | NULL | NULL
NULL | NULL | NULL | Electrical Permit | NULL | NULL | Withdrawn | NULL | NULL
NULL | NULL | NULL | Electrical Permit | Residential | New | Withdrawn | Installation / Repair - Residential - Ecomm System Installation ( extra low voltage) | NULL
NULL | NULL | NULL | Electrical Permit | Commercial | Renovation | Withdrawn | Installation / Repair - Commercial - Install Branch Wiring for receptacles and floor boxes; Install lighting and lighting controls; Install exit signs; Provide connections to hot water tanks and exhaust fans; Install fire alarm speakers; Install | Leading Edge Electric Inc
NULL | NULL | NULL | Plumbing Permit | NULL | NULL | Withdrawn | NULL | NULL
NULL | NULL | NULL | Plumbing Permit | NULL | NULL | Draft | NULL | NULL
NULL | NULL | NULL | Plumbing Permit | Commercial | Tenant Improvement | Draft | Commercial - Roughing-in double sink, wash basin ,double sink clots washer | NULL
NULL | NULL | NULL | Gas Permit | NULL | NULL | Draft | NULL | NULL
NULL | NULL | NULL | Gas Permit | NULL | NULL | Draft | NULL | NULL
NULL | NULL | NULL | Gas Permit | Residential | Addition | Draft | Residential - tie in 1/2" steel as line at meter then run approx 15' along side of the house then stub into stove location. hook up new stove | NULL
NULL | NULL | NULL | Electrical Permit | NULL | NULL | Withdrawn | NULL | NULL
NULL | NULL | NULL | Gas Permit | NULL | NULL | Draft | NULL | Apple Tree Gas & Heating Ltd
NULL | NULL | NULL | Sprinkler Permit | NULL | NULL | Withdrawn | NULL | NULL
NULL | NULL | NULL | Gas Permit | Residential | New | Draft | Residential - piping only:Boiler,Stove,BBQ,FP | Apple Tree Gas & Heating Ltd
NULL | NULL | NULL | Gas Permit | NULL | NULL | Draft | NULL | Apple Mechanical Ltd
NULL | NULL | NULL | Gas Permit | Residential | New | Draft | Residential - Piping Only:Boiler,Stove,BBQ,,FP | Apple Tree Gas & Heating Ltd
NULL | NULL | NULL | Mechanical Permit | NULL | NULL | Withdrawn | NULL | NULL
NULL | NULL | NULL | Mechanical Permit | NULL | NULL | Withdrawn | NULL | NULL
NULL | NULL | NULL | Mechanical Permit | NULL | NULL | Draft | NULL | NULL
EP-2023-00462 | 2023-01-19 | NULL | Electrical Permit | Commercial | NULL | Expired | Movie Set / Filming - To allow for Movie Set/Filming Applicant shall provide completed Contractor Declaration form, and dates of filming and associated location(s) to csinspection.clerks@vancouver.ca prior to the commencement of filming. Visit vancouver.ca/inspections for more details. | Animals Inc
NULL | NULL | NULL | Electrical Permit | NULL | NULL | Withdrawn | NULL | NULL
NULL | NULL | NULL | Electrical Permit | Residential | Renovation | Draft | Installation / Repair - Residential - renovated basement new receptacles, light fixtures, sub panel | NULL
NULL | NULL | NULL | Gas Permit | Commercial | Renovation | Withdrawn | Commercial - Replacement of unit | Airstream Heating & Air Conditioning Inc
NULL | NULL | NULL | Electrical Permit | NULL | NULL | Draft | NULL | NULL
NULL | NULL | NULL | Sprinkler Permit | NULL | NULL | Draft | NULL | NULL
NULL | NULL | NULL | Electrical Permit | NULL | NULL | Draft | NULL | NULL
NULL | NULL | NULL | Gas Permit | NULL | NULL | Draft | NULL | Vancouver Gas Fireplaces Ltd
NULL | NULL | NULL | Gas Permit | NULL | NULL | Draft | NULL | NULL
EP-2023-00324 | 2023-01-17 | NULL | Electrical Permit | Commercial | Renovation | Expired | Temporary Power - Commercial - To provide temporary power. The repair work is being performed on the bridge, and our electrical work is being done in a fenced off common space directly across from 1503 Anderson St. | K S Maude Electric Ltd
NULL | NULL | NULL | Electrical Permit | Residential | New | Draft | Installation / Repair - Residential - construction of main sservice | NULL
NULL | NULL | NULL | Electrical Permit | Residential | Renovation | Draft | Installation / Repair - Residential - upgrading panel to 200amps | NULL
NULL | NULL | NULL | Electrical Permit | NULL | NULL | Draft | NULL | NULL
NULL | NULL | NULL | Electrical Permit | NULL | NULL | Draft | NULL | NULL
NULL | NULL | NULL | Electrical Permit | NULL | NULL | Draft | NULL | NULL
NULL | NULL | NULL | Electrical Permit | NULL | NULL | Draft | NULL | NULL
NULL | NULL | NULL | Electrical Permit | NULL | NULL | Draft | NULL | NULL
NULL | NULL | NULL | Electrical Permit | NULL | NULL | Draft | NULL | NULL
NULL | NULL | NULL | Plumbing Permit | NULL | NULL | Draft | NULL | NULL
NULL | NULL | NULL | Plumbing Permit | NULL | NULL | Draft | NULL | NULL
NULL | NULL | NULL | Gas Permit | NULL | NULL | Draft | NULL | NULL
NULL | NULL | NULL | Electrical Permit | NULL | NULL | Draft | NULL | NULL
NULL | NULL | NULL | Electrical Permit | NULL | NULL | Draft | NULL | NULL
NULL | NULL | NULL | Gas Permit | NULL | NULL | Draft | NULL | Pacific Coast Heating Services Ltd.
NULL | NULL | NULL | Plumbing Permit | NULL | NULL | Draft | NULL | NULL
NULL | NULL | NULL | Electrical Permit | NULL | NULL | Withdrawn | NULL | NULL
NULL | NULL | NULL | Gas Permit | Residential | Addition | Withdrawn | Residential - TO INSTALL 1 FURNACE | BC Care Heating Services Ltd
NULL | NULL | NULL | Electrical Permit | NULL | NULL | Draft | NULL | NULL
NULL | NULL | NULL | Electrical Permit | Residential | Renovation | Withdrawn | Installation / Repair - Residential - Removing one 220V outlet and cap off. | NULL
NULL | NULL | NULL | Plumbing Permit | NULL | NULL | Draft | NULL | AKAL Plumbing & Heating Ltd
NULL | NULL | NULL | Gas Permit | NULL | NULL | Draft | NULL | JOT MECHANICAL LTD
NULL | NULL | NULL | Plumbing Permit | NULL | NULL | Draft | NULL | NULL
NULL | NULL | NULL | Electrical Permit | Commercial | NULL | Draft | Annual / Operating | NULL
NULL | NULL | NULL | Plumbing Permit | NULL | NULL | Draft | NULL | NULL
NULL | NULL | NULL | Mechanical Permit | NULL | NULL | Withdrawn | NULL | House Smart Home Improvements Ltd
NULL | NULL | NULL | Plumbing Permit | Commercial | Addition | Draft | Commercial - Need to add one kitchen sink | NULL
NULL | NULL | NULL | Mechanical Permit | NULL | NULL | Withdrawn | NULL | House Smart Home Improvements Ltd
NULL | NULL | NULL | Gas Permit | Residential | Renovation | Draft | Residential - Replace hot water tank with tankless water heater | NULL
NULL | NULL | NULL | Mechanical Permit | NULL | NULL | Draft | NULL | NULL
NULL | NULL | NULL | Mechanical Permit | NULL | NULL | Draft | NULL | NULL
NULL | NULL | NULL | Mechanical Permit | NULL | NULL | Withdrawn | NULL | NULL
NULL | NULL | NULL | Mechanical Permit | NULL | NULL | Withdrawn | NULL | NULL
NULL | NULL | NULL | Electrical Permit | Commercial | New | Withdrawn | Installation / Repair - Commercial - Conduit rough in of the parkade slab with exception to Podium suspended slab on grade | HighAngle Electrical Inc
NULL | NULL | NULL | Plumbing Permit | Commercial | Tenant Improvement | Draft | Commercial - Add Hot Water Tank, EM Shower, 5 sinks | NULL
NULL | NULL | NULL | Plumbing Permit | NULL | NULL | Draft | NULL | Vanguard Mechanical Ltd
NULL | NULL | NULL | Plumbing Permit | Commercial | Tenant Improvement | Draft | Commercial - Roughing in sink ,double sink wash basin, clot washer | NULL
NULL | NULL | NULL | Plumbing Permit | Commercial | Tenant Improvement | Draft | Commercial - Roughing in sink , double sink, wash basin, clots washer | NULL
NULL | NULL | NULL | Electrical Permit | Commercial | New | Draft | Installation / Repair - Commercial - installation of a non-ULC fire dialer | PALADIN TECHNOLOGIES INC
NULL | NULL | NULL | Plumbing Permit | NULL | NULL | Draft | NULL | NULL
NULL | NULL | NULL | Electrical Permit | Commercial | NULL | Withdrawn | Annual / Operating | NULL
NULL | NULL | NULL | Gas Permit | Residential | New | Draft | Residential - Install one natural gas fireplace | Vancouver Gas Fireplaces Ltd
NULL | NULL | NULL | Plumbing Permit | Commercial | Tenant Improvement | Draft | Commercial - Roughing-in Double sink, vanity sink, wash basin, clots washer | NULL
NULL | NULL | NULL | Plumbing Permit | NULL | NULL | Withdrawn | NULL | NULL
NULL | NULL | NULL | Electrical Permit | NULL | NULL | Withdrawn | NULL | NULL
NULL | NULL | NULL | Plumbing Permit | NULL | NULL | Draft | NULL | NULL
NULL | NULL | NULL | Mechanical Permit | NULL | NULL | Draft | NULL | NULL
NULL | NULL | NULL | Electrical Permit | NULL | NULL | Withdrawn | NULL | NULL
NULL | NULL | NULL | Mechanical Permit | NULL | NULL | Draft | NULL | NULL
NULL | NULL | NULL | Plumbing Permit | Commercial | Tenant Improvement | Draft | Commercial | BLACK TUSK PLUMBING AND HEATING
NULL | NULL | NULL | Electrical Permit | Commercial | NULL | Draft | Annual / Operating | NULL
NULL | NULL | NULL | Plumbing Permit | Residential | New | Draft | Residential - Installing sump and services from new laneway house to PL for city hook up | NULL
NULL | NULL | NULL | Plumbing Permit | Residential | New | Draft | Residential - Servicing a new laneway house | NULL
NULL | NULL | NULL | Electrical Permit | NULL | NULL | Withdrawn | NULL | NULL
NULL | NULL | NULL | Plumbing Permit | Residential | Tenant Improvement | Draft | Residential - Install second toilet sink and shower | NULL
NULL | NULL | NULL | Electrical Permit | Commercial | NULL | Draft | Annual / Operating - Annual(Operating) VALID: JAN 13/2022 TIL JAN 12/2023 Renewal of EP-2021-01660 | Sato Electric Ltd
NULL | NULL | NULL | Mechanical Permit | NULL | NULL | Withdrawn | NULL | NULL
NULL | NULL | NULL | Plumbing Permit | Residential | Renovation | Draft | Residential - Need to have inspection for Laundry Machine placed outside the house since we bout property over 5 years ago. | NULL
NULL | NULL | NULL | Electrical Permit | Commercial | NULL | Draft | Movie Set / Filming - To allow for Movie Set/Filming Applicant shall provide completed Contractor Declaration form, and dates of filming and associated location(s) to csinspection.clerks@vancouver.ca prior to the commencement of filming. Visit vancouver.ca/inspections for more details. | NULL
EP-2023-00424 | 2023-01-18 | NULL | Electrical Permit | Commercial | NULL | Expired | Movie Set / Filming - To allow for Movie Set/Filming Applicant shall provide completed Contractor Declaration form, and dates of filming and associated location(s) to csinspection.clerks@vancouver.ca prior to the commencement of filming. Visit vancouver.ca/inspections for more details. | B Negative Inc
NULL | NULL | NULL | Plumbing Permit | NULL | NULL | Draft | NULL | NULL
NULL | NULL | NULL | Plumbing Permit | NULL | NULL | Draft | NULL | NULL
NULL | NULL | NULL | Electrical Permit | Commercial | New | Withdrawn | Installation / Repair - Commercial - Complete electrical installation of 2 levels of underground parking, 2 four story residential buildings with a total of 64 condo units. >BP: To construct two new 4-storey wood frame buildings over 2 levels of a new below ground storage garage. This Project Site permit is for all below grade work, including site services and the storage garage with parking for 69 vehicles having access from a lane, and which also includes Service Rooms/Amenity Rooms. NOTE: The 2019 VBBL applies to this application which has been reviewed during the Covid-19 Pandemic. This is a staged construction CP Process permit and the applicant is Susana Chui, P. Eng., CP, of Camphora Engineering ltd. Stage 1: Excavation & Shoring. (Aug. 25/21. B. Smith) Stage 2: Foundation & Full Structural to Roof. (Sept. 15/21. B. Smith) Related: BP-2021-02113: Bldg. 1 (South) at 5007 Ash St BP-2021-02114: Bldg. 2 (North) at 5005 Ash St | LORE ELECTRIC INC
NULL | NULL | NULL | Plumbing Permit | Residential | New | Withdrawn | Residential - Installation of PLUMBING FIXTURES in DUPLEX | Century Twenty One Gas & Heating Co. Ltd
NULL | NULL | NULL | Electrical Permit | Residential | Renovation | Draft | Installation / Repair - Residential - We are going to be installed a car charger | NULL
NULL | NULL | NULL | Electrical Permit | NULL | NULL | Draft | NULL | NULL
NULL | NULL | NULL | Electrical Permit | NULL | NULL | Draft | NULL | NULL
NULL | NULL | NULL | Electrical Permit | Residential | New | Draft | Installation / Repair - Residential - i m doing new construction house with secondry sutie and coch house | NULL
NULL | NULL | NULL | Gas Permit | NULL | NULL | Withdrawn | NULL | NULL
NULL | NULL | NULL | Electrical Permit | Commercial | Tenant Improvement | Draft | Installation / Repair - Commercial - some lights replaced | NULL
NULL | NULL | NULL | Gas Permit | NULL | NULL | Draft | NULL | NULL
NULL | NULL | NULL | Electrical Permit | NULL | NULL | Withdrawn | NULL | NULL
NULL | NULL | NULL | Mechanical Permit | NULL | NULL | Draft | NULL | Cypress Plumbing And Heating Ltd
NULL | NULL | NULL | Mechanical Permit | NULL | NULL | Draft | NULL | NULL
NULL | NULL | NULL | Electrical Permit | NULL | NULL | Draft | NULL | NULL
NULL | NULL | NULL | Electrical Permit | NULL | NULL | Draft | NULL | NULL
NULL | NULL | NULL | Mechanical Permit | NULL | NULL | Withdrawn | NULL | NULL
NULL | NULL | NULL | Electrical Permit | NULL | NULL | Draft | NULL | NULL
NULL | NULL | NULL | Mechanical Permit | NULL | NULL | Draft | NULL | NULL
NULL | NULL | NULL | Mechanical Permit | NULL | NULL | Withdrawn | NULL | NULL
NULL | NULL | NULL | Gas Permit | Residential | NULL | Withdrawn | Residential - Disconnect and dispose of one (1) existing 110,000 BTU boiler Supply and install one (1) 110,000 BTU boiler (direct replacement) | Airstream Heating & Air Conditioning Inc
NULL | NULL | NULL | Electrical Permit | NULL | Renovation | Withdrawn | Installation / Repair - - ff | NULL
NULL | NULL | NULL | Gas Permit | NULL | NULL | Draft | NULL | NULL
NULL | NULL | NULL | Electrical Permit | NULL | NULL | Draft | NULL | NULL
NULL | NULL | NULL | Electrical Permit | Commercial | NULL | Draft | Annual / Operating | NULL
NULL | NULL | NULL | Electrical Permit | NULL | NULL | Draft | NULL | NULL
NULL | NULL | NULL | Mechanical Permit | NULL | NULL | Draft | NULL | NULL
NULL | NULL | NULL | Plumbing Permit | NULL | NULL | Draft | NULL | NULL
NULL | NULL | NULL | Gas Permit | NULL | NULL | Withdrawn | NULL | NULL
NULL | NULL | NULL | Gas Permit | Commercial | Tenant Improvement | Withdrawn | Commercial - Gas line to HWT. | NULL
NULL | NULL | NULL | Mechanical Permit | NULL | NULL | Draft | NULL | NULL
NULL | NULL | NULL | Electrical Permit | Residential | Renovation | Withdrawn | Installation / Repair - Residential - upgrade 200a panel | NULL
NULL | NULL | NULL | Electrical Permit | Residential | NULL | Withdrawn | Temporary Power - Residential - To provide temporary power. | NULL
NULL | NULL | NULL | Gas Permit | NULL | NULL | Draft | NULL | Apple Mechanical Ltd
NULL | NULL | NULL | Electrical Permit | Residential | New | Draft | Installation / Repair - Residential - Wiring a new lane way suite and adding a new 100 amp service to the lane way suite | NULL
NULL | NULL | NULL | Plumbing Permit | Commercial | Renovation | Draft | Commercial - Provide the following plumbing services in 23,947 sf TI office: waste, vent, domestic hot, cold, and recirculation piping and associated equipment for 1 men's restroom, 1 women's restroom, 1 toilet room, 1 break room, 1 wellness room, 1 open office, and 1 janitor's closet. | NULL
NULL | NULL | NULL | Electrical Permit | Residential | Renovation | Draft | Installation / Repair - Residential - inspection of current wiring | NULL
NULL | NULL | NULL | Electrical Permit | Residential | Renovation | Draft | Installation / Repair - Residential - inspection of current wiring | NULL
NULL | NULL | NULL | Plumbing Permit | Commercial | New | Withdrawn | Commercial - new plumbing p2-l5 plus roof >To construct a 6-storey mixed-use high-rise building consisting of: 1st storey - 8 Retail Units (Group E) shell 2nd storey - Art Galery (Group A-2) shell 3rd storey - School (Group A-2) shell 4th - 6th storeys - Office Space (Group D) SHELL - all over 2 levels of underground parking. NOTE: Building is TIPs-eligible as at the time of construction Phase 1. To construct the underground parking (P1 & P2), 1st storeys, 2nd storey, 3rd storey and 4th storey. Phase 2. To construct the top two storeys (5th and 6th) on top of the structure constructed under Phase I. Separate Building Permit is required for Phase II. Phase 1. Building Permit was reviewed under the VBBL 2014. NOTE: The building is equipped with "Emergency Generator, proving 2-hr. emergency power supply. Phase 2. Building Permit will be reviewed under the VBBL effective at the time of Phase II Application. Phase 1. (P2, P1, 1st, 2nd, 3rd and 4th storeys) Stage I - Excavation and Shoring Issued November 26, 2021 Stage II - Foundation to Grade - Structural only Issued March 18, 2022 Stage III - Full Permit Issued November 14, 2022 REV #1 - Changes to ESC Drawings Issued September 23, 2022 | Crystal Creek Property Services Limited
NULL | NULL | NULL | Plumbing Permit | Residential | NULL | Draft | Residential - relocate sewer and storm pipe to new city location at backyard property line at laneway. | NULL
NULL | NULL | NULL | Plumbing Permit | Residential | Renovation | Draft | Residential - light reno work; replace 2 toilets, install dishwasher, install two new basin drains, install 9 new stops, replace PRV | CMP Enterprises Ltd
NULL | NULL | NULL | Electrical Permit | Residential | New | Draft | Temporary Power - Residential - To provide temporary power. | NULL
NULL | NULL | NULL | Plumbing Permit | Residential | Renovation | Draft | Residential - install new sewer and storm lines to back of laneway and install to new connections at property-line | NULL
NULL | NULL | NULL | Electrical Permit | Residential | New | Draft | Temporary Power - Residential - To provide temporary power. | ALPHA ONE ELECTRIC LTD
NULL | NULL | NULL | Electrical Permit | Residential | New | Draft | Temporary Power - Residential - To provide temporary power. | ALPHA ONE ELECTRIC LTD
NULL | NULL | NULL | Electrical Permit | Residential | New | Draft | Temporary Power - Residential - To provide temporary power. | ALPHA ONE ELECTRIC LTD
NULL | NULL | NULL | Plumbing Permit | Commercial | Renovation | Draft | Commercial - Replacement of tubs for showers, replacing shower valves, updating trap Arms, moving ice box location | NULL
NULL | NULL | NULL | Electrical Permit | NULL | NULL | Draft | NULL | NULL
NULL | NULL | NULL | Plumbing Permit | NULL | NULL | Draft | NULL | NULL
NULL | NULL | NULL | Mechanical Permit | NULL | NULL | Draft | NULL | MCKIM MECHANICAL
NULL | NULL | NULL | Electrical Permit | Commercial | Renovation | Withdrawn | Installation / Repair - Commercial - -re and re electrical panel. -re and re troffer lights. -add emergency and exit lighting. -add 16 power ccts | NULL
NULL | NULL | NULL | Electrical Permit | NULL | NULL | Draft | NULL | NULL
NULL | NULL | NULL | Electrical Permit | Commercial | NULL | Draft | Annual / Operating | NULL
NULL | NULL | NULL | Plumbing Permit | Residential | New | Draft | Residential - install one new PRV and one Double Check after main shut off | NULL
NULL | NULL | NULL | Plumbing Permit | Residential | Renovation | Draft | Residential - Replace a shower | NULL
NULL | NULL | NULL | Sprinkler Permit | Commercial | New | Draft | Commercial - Building 5 (North - Rear) To install sprinkler to NFPA 13R 2013 in this 2 storey containing 4 townhouse dwellings units. Reviewed during the 2020 pandemic crisis under the 2014 VBBL. SP-2020-01322 - 515 W 29th - Site NFPA 13 SP-2021-00467 - 515 W 29th - Building 1 NFPA 13R SP-2021-00468 - 523 W 29th - Building 2 NFPA 13R SP-2021-00469 - 531 W 29th - Building 3 NFPA 13 SP-2021-00470 - 537 W 29th - Building 4 NFPA 13R SP-2021-00471 - 543 W 29th - Building 5 NFPA 13R SP-2021-00472 - 551 W 29th - Building 6 NFPA 13 SP-2021-00473 - 559 W 29th - Building 7 NFPA 13R SP-2021-00474 - 567 W 29th - Building 8 NFPA 13R | Cove Mechanical Ltd
NULL | NULL | NULL | Gas Permit | NULL | NULL | Withdrawn | NULL | NULL
NULL | NULL | NULL | Gas Permit | Residential | NULL | Withdrawn | Residential - Re and re existing hot water tank to new | Pars Mechanical Corp
NULL | NULL | NULL | Electrical Permit | Commercial | Renovation | Withdrawn | Installation / Repair - Commercial - EV Ready Infrastructure Installation for 96 charging stations with 3:1 circuit sharing. Unico Power Cerebro EMS with Aprisa chargers plus EVSE installs as follows: P3 Level: 55, 23, 36, 70, 73, 49, 22, 78/79*, 81 P2 Level: 2, 8, 25/26*, 14/15* * denotes shared single EVSE between two stalls | NULL
NULL | NULL | NULL | Electrical Permit | Residential | Renovation | Withdrawn | Installation / Repair - Residential - Extra Low voltage tel/data AV Security CCTV | NULL
NULL | NULL | NULL | Electrical Permit | Commercial | New | Draft | Temporary Power - Commercial - To provide temporary power. >>>AMEND: Sept. 14th -amended from: Installation of video monitoring equipment on wood poles to TEMPORARY POWER -Effective: August 11, 2021 - August 10, 2022 | 0777792 BC Ltd
NULL | NULL | NULL | Electrical Permit | Commercial | New | Draft | Temporary Power - Commercial - To provide temporary power. >>>AMEND: Sept. 14th -amended from: Installation of video monitoring equipment on wood poles to TEMPORARY POWER -Effective: August 11, 2021 - August 10, 2022 | 0777792 BC Ltd
NULL | NULL | NULL | Electrical Permit | NULL | NULL | Draft | NULL | NULL
NULL | NULL | NULL | Gas Permit | NULL | NULL | Withdrawn | NULL | NULL
NULL | NULL | NULL | Gas Permit | Residential | New | Draft | Residential - two complete boilers, two stoves and two bbq | Ultra Mechanical Ltd
NULL | NULL | NULL | Mechanical Permit | NULL | NULL | Withdrawn | NULL | NULL
NULL | NULL | NULL | Gas Permit | Residential | New | Draft | Residential - Two complete stoves and piping only for two stoves and two bbq. | Ultra Mechanical Ltd
NULL | NULL | NULL | Electrical Permit | NULL | NULL | Withdrawn | NULL | NULL
NULL | NULL | NULL | Electrical Permit | NULL | NULL | Draft | NULL | NULL
NULL | NULL | NULL | Electrical Permit | NULL | NULL | Draft | NULL | NULL
NULL | NULL | NULL | Electrical Permit | Residential | Renovation | Draft | Installation / Repair - Residential - Complete new SFD RENOVATION | NULL
NULL | NULL | NULL | Mechanical Permit | NULL | NULL | Draft | NULL | NULL
NULL | NULL | NULL | Mechanical Permit | NULL | NULL | Draft | NULL | NULL
NULL | NULL | NULL | Mechanical Permit | NULL | NULL | Draft | NULL | NULL
NULL | NULL | NULL | Plumbing Permit | NULL | NULL | Draft | NULL | NULL
NULL | NULL | NULL | Plumbing Permit | NULL | NULL | Draft | NULL | NULL
NULL | NULL | NULL | Electrical Permit | NULL | NULL | Draft | NULL | NULL
NULL | NULL | NULL | Electrical Permit | NULL | NULL | Withdrawn | NULL | NULL
NULL | NULL | NULL | Electrical Permit | Residential | New | Withdrawn | Installation / Repair - Residential - New detached single dwelling/house and detached workshop low voltage and extra low voltage installation and services. | NULL
NULL | NULL | NULL | Gas Permit | NULL | NULL | Withdrawn | NULL | NULL
NULL | NULL | NULL | Electrical Permit | NULL | NULL | Withdrawn | NULL | NULL
NULL | NULL | NULL | Electrical Permit | Residential | New | Draft | Installation / Repair - Residential - wiring for laneway house | NULL
NULL | NULL | NULL | Plumbing Permit | NULL | NULL | Draft | NULL | NULL
NULL | NULL | NULL | Electrical Permit | Commercial | Renovation | Withdrawn | Installation / Repair - Commercial - Replace existing elevator disconnect with new c/w time delay fuses, auxiliary contacts, and connection to controller. Feeder from electrical room to be reused. Replace existing cab light disconnect with new c/w connection to controller. Install new 40A feed from panel M and install new splitter in machine room. Install new disconnects for elevator phone, machine room cooling system and oil cooler. Install new ground wire from building ground to machine room c/w ground bus. Replace fixtures in machine room and pit with new 4' LED fixtures c/w cages. Replace receptacles in machine room and pit with new GFCI receptacles. Replace light switches in machine room and pit with new. Remove existing baseboard heater. Install new CAT6 phone line in 3/4" EMT from telephone room to machine room. >BP: Interior alterations for an elevator modernization to the existing fire alarm system to incorporate emergency recall of elevators to meet the requirements of CSA-B44 to this existing high-rise multiple dwelling. | Sasco Contractors Ltd
NULL | NULL | NULL | Electrical Permit | Residential | Renovation | Draft | Installation / Repair - Residential - Installation of new washer/dryer | NULL
NULL | NULL | NULL | Electrical Permit | Commercial | Renovation | Withdrawn | Installation / Repair - Commercial - EV Ready Infrastructure Installation for 96 charging stations with 3:1 circuit sharing. Unico Power Cerebro EMS with Aprisa chargers plus EVSE installs as follows: P3 Level: 55, 23, 36, 70, 73, 49, 22, 78/79*, 81 P2 Level: 2, 8, 25/26*, 14/15* * denotes shared single EVSE between two stalls | NULL
NULL | NULL | NULL | Electrical Permit | NULL | NULL | Withdrawn | NULL | NULL
NULL | NULL | NULL | Plumbing Permit | Residential | New | Draft | Residential - Plumbing Work in two floors. | NULL
NULL | NULL | NULL | Plumbing Permit | Residential | New | Draft | Residential - Plumbing work in two floors. | NULL
NULL | NULL | NULL | Plumbing Permit | Residential | New | Draft | Residential - Plumbing work in side two floors. | NULL
NULL | NULL | NULL | Electrical Permit | Residential | Renovation | Draft | Installation / Repair - Residential - upgrade electrical 100 Amps to 200 Amps | NULL
NULL | NULL | NULL | Mechanical Permit | NULL | NULL | Draft | NULL | NULL
NULL | NULL | NULL | Mechanical Permit | NULL | NULL | Draft | NULL | NULL
NULL | NULL | NULL | Gas Permit | NULL | NULL | Withdrawn | NULL | NULL
NULL | NULL | NULL | Gas Permit | NULL | NULL | Draft | NULL | NULL
NULL | NULL | NULL | Mechanical Permit | NULL | NULL | Draft | NULL | NULL
NULL | NULL | NULL | Gas Permit | Residential | Tenant Improvement | Draft | Residential - Remove old furnace and install new furnace | DISPATCH PLUMBING INC
NULL | NULL | NULL | Plumbing Permit | NULL | NULL | Draft | NULL | NULL
NULL | NULL | NULL | Plumbing Permit | Residential | New | Draft | Residential - One sump,No pump | NULL
NULL | NULL | NULL | Electrical Permit | NULL | NULL | Withdrawn | NULL | NULL
NULL | NULL | NULL | Electrical Permit | Commercial | Renovation | Withdrawn | Installation / Repair - Commercial - EV Ready Infrastructure Installation for 96 charging stations with 3:1 circuit sharing. Unico Power Cerebro EMS with Aprisa chargers plus EVSE installs as follows: P3 Level: 55, 23, 36, 70, 73, 49, 22, 78/79*, 81 P2 Level: 2, 8, 25/26*, 14/15* * denotes shared single EVSE between two stalls | NULL
NULL | NULL | NULL | Electrical Permit | NULL | NULL | Draft | NULL | NULL
NULL | NULL | NULL | Electrical Permit | Commercial | Renovation | Withdrawn | Installation / Repair - Commercial - EV Ready Infrastructure Installation for 96 charging stations with 3:1 circuit sharing. Unico Power Cerebro EMS with Aprisa chargers plus EVSE installs as follows: P3 Level: 55, 23, 36, 70, 73, 49, 22, 78/79*, 81 P2 Level: 2, 8, 25/26*, 14/15* * denotes shared single EVSE between two stalls | NULL
NULL | NULL | NULL | Electrical Permit | Commercial | New | Withdrawn | Installation / Repair - Commercial - CO/NO2 Gad Detection Controls for DH-1/SF-1 Thermostats for AHU's. Interlock w/ B-1 and CU-1. (Townhouses) Controls for ERV's (Townhouses) Thermostats for FC's. Interlock w/ CU's and BBH's Controls for ERV's Main Remote Water Meter Read Out | Modern Systems Management Ltd
NULL | NULL | NULL | Electrical Permit | NULL | NULL | Withdrawn | NULL | NULL
NULL | NULL | NULL | Plumbing Permit | NULL | NULL | Withdrawn | NULL | NULL
NULL | NULL | NULL | Sprinkler Permit | NULL | NULL | Draft | NULL | CENTRE LINE FIRE SPRINKLERS LTD
EP-2023-00677 | 2023-01-27 | NULL | Electrical Permit | Commercial | New | Completed | Installation / Repair - Commercial - Installation of streetlighting and communication conduits. 1765 W 4TH AVE *Mar 23, 2023 Amendment "There is a new 90 Amp, 3 phase 347/600 Volt volt service kiosk on this project. We will be installing a ground plate for the service kiosk." Amend: Apr 14, 2023 change permit address to 1788 W. 4th Ave | Signal West Contracting Ltd
NULL | NULL | NULL | Electrical Permit | Residential | New | Draft | Installation / Repair - Residential - Rough in and complete Security alarm, structured wiring, built in vacuum, CCTV and audio | NULL
NULL | NULL | NULL | Plumbing Permit | Commercial | New | Draft | Commercial - Below Grade Only - Groundworks and work in the 2 level parkade | NULL
NULL | NULL | NULL | Electrical Permit | NULL | NULL | Draft | NULL | NULL
NULL | NULL | NULL | Sprinkler Permit | NULL | NULL | Withdrawn | NULL | Frontier Fire Protection Ltd
NULL | NULL | NULL | Electrical Permit | Residential | Renovation - Dwelling Unit(s) only | Withdrawn | Installation / Repair - Residential - Power for heat pump systems | NULL
NULL | NULL | NULL | Electrical Permit | NULL | NULL | Draft | NULL | NULL
NULL | NULL | NULL | Electrical Permit | Residential | New | Draft | Temporary Power - Residential - To provide temporary power. | NULL
NULL | NULL | NULL | Mechanical Permit | NULL | NULL | Draft | NULL | NULL
NULL | NULL | NULL | Plumbing Permit | Commercial | Addition | Draft | Commercial - Commercial double compartment sink Installation. Ice cream sink Installation | NULL
NULL | NULL | NULL | Electrical Permit | Commercial | Renovation | Withdrawn | Installation / Repair - Commercial - Electrical renovation including: -Removing existing lighting and outlets. -Relocating power and receptacles -Adding new lighting and receptacles. | NULL
NULL | NULL | NULL | Electrical Permit | NULL | NULL | Draft | NULL | NULL
NULL | NULL | NULL | Electrical Permit | NULL | NULL | Draft | NULL | NULL
NULL | NULL | NULL | Gas Permit | Commercial | Renovation | Draft | Commercial - Move oven | NULL
NULL | NULL | NULL | Electrical Permit | Commercial | Tenant Improvement | Draft | Installation / Repair - Commercial - Relocate main panel. Remove and replace t bar lighting. Add branch circuit wiring for new kitchen equipment. Re wiring of a bathroom. | NULL
NULL | NULL | NULL | Mechanical Permit | NULL | NULL | Withdrawn | NULL | WDR CONTRACTING LTD
NULL | NULL | NULL | Mechanical Permit | NULL | NULL | Draft | NULL | NULL
NULL | NULL | NULL | Mechanical Permit | NULL | NULL | Draft | NULL | WDR CONTRACTING LTD
NULL | NULL | NULL | Plumbing Permit | NULL | NULL | Draft | NULL | WDR CONTRACTING LTD
NULL | NULL | NULL | Mechanical Permit | NULL | NULL | Draft | NULL | NULL
NULL | NULL | NULL | Gas Permit | NULL | NULL | Withdrawn | NULL | NULL
NULL | NULL | NULL | Electrical Permit | Commercial | Addition | Draft | Installation / Repair - Commercial - 6.46Kw system. Install solar photovoltaic modules on the roof of this existing 3 storey residential townhouse block. Building Permit: >To install solar photovoltaic modules on the roof of this existing 3 storey residential townhouse block. To be reviewed under the 2019 VBBL. | Vancouver Renewable Energy Cooperative
NULL | NULL | NULL | Electrical Permit | NULL | NULL | Draft | NULL | NULL
NULL | NULL | NULL | Electrical Permit | Commercial | Tenant Improvement | Withdrawn | Installation / Repair - Commercial - Install audio video and videoconferencing system | NULL
NULL | NULL | NULL | Electrical Permit | Residential | Renovation | Withdrawn | Installation / Repair - Residential - 2 bathroom renovations: Installation of several plugs to allow for LED strip lighting install in cabinets and under floating cabinets with all new lighting and fans installed. | Wicks Electric Inc
NULL | NULL | NULL | Gas Permit | Residential | Renovation | Withdrawn | Residential - Re&re boiler | Milani Plumbing Heating & Air Conditioning Ltd
NULL | NULL | NULL | Electrical Permit | NULL | NULL | Draft | NULL | NULL
NULL | NULL | NULL | Plumbing Permit | NULL | NULL | Withdrawn | NULL | NULL
NULL | NULL | NULL | Plumbing Permit | NULL | NULL | Draft | NULL | NULL
NULL | NULL | NULL | Sprinkler Permit | NULL | NULL | Draft | NULL | NULL
NULL | NULL | NULL | Gas Permit | Residential | New | Draft | Residential - Installation of a combi-boiler | NULL
NULL | NULL | NULL | Gas Permit | Residential | New | Draft | Residential - Installation of a high efficiency furnace | NULL
NULL | NULL | NULL | Plumbing Permit | NULL | NULL | Draft | NULL | KC's Plumbing & Heating
NULL | NULL | NULL | Electrical Permit | NULL | NULL | Draft | NULL | NULL
NULL | NULL | NULL | Electrical Permit | Residential | New | Draft | Installation / Repair - Residential | NULL
NULL | NULL | NULL | Gas Permit | NULL | NULL | Draft | NULL | NULL
EP-2023-00623 | 2023-01-27 | NULL | Electrical Permit | Commercial | NULL | Expired | Movie Set / Filming - To allow for Movie Set/Filming Applicant shall provide completed Contractor Declaration form, and dates of filming and associated location(s) to csinspection.clerks@vancouver.ca prior to the commencement of filming. Visit vancouver.ca/inspections for more details. | Manly Shore Production Services Inc
NULL | NULL | NULL | Electrical Permit | NULL | NULL | Draft | NULL | NULL
NULL | NULL | NULL | Plumbing Permit | NULL | NULL | Draft | NULL | AKAL Plumbing & Heating Ltd
NULL | NULL | NULL | Mechanical Permit | NULL | NULL | Draft | NULL | NULL
NULL | NULL | NULL | Electrical Permit | NULL | NULL | Draft | NULL | NULL
NULL | NULL | NULL | Electrical Permit | NULL | NULL | Draft | NULL | NULL
NULL | NULL | NULL | Electrical Permit | Commercial | NULL | Draft | Annual / Operating - Annual Electrical Permit VALID: January 30, 2022 to January 29, 2023 RENEWAL FOR EP-2021-00146 CONNECTED LOAD: 350 HP | Efficient Electrical Services Ltd
NULL | NULL | NULL | Sprinkler Permit | NULL | NULL | Draft | NULL | NULL
NULL | NULL | NULL | Electrical Permit | NULL | NULL | Draft | NULL | NULL
NULL | NULL | NULL | Electrical Permit | NULL | NULL | Draft | NULL | NULL
NULL | NULL | NULL | Plumbing Permit | Commercial | New | Withdrawn | Commercial - installation of plumbing system above ground Construction of 2 residential building clusters which will consist of 3-stories of stacked multi-level dwelling units over a common underground parkade. The building will be of combustible construction and the storage garage will be of non-combustible construction. The project will be sprinklered throughout. STAGED CONSTRUCTION - VBBL2014 | New Gen Mechanical Ltd
NULL | NULL | NULL | Electrical Permit | NULL | NULL | Draft | NULL | NULL
NULL | NULL | NULL | Plumbing Permit | NULL | NULL | Draft | NULL | Pipe Rite Mechanical Ltd
NULL | NULL | NULL | Electrical Permit | NULL | NULL | Withdrawn | NULL | NULL
NULL | NULL | NULL | Plumbing Permit | NULL | NULL | Draft | NULL | Hiatt Plumbing & Heating Inc
NULL | NULL | NULL | Electrical Permit | Residential | Renovation | Draft | Installation / Repair - Residential - Adding pot lights to soffits. Installing wires for future panel upgrade. | NULL
NULL | NULL | NULL | Electrical Permit | Commercial | NULL | Draft | Annual / Operating | NULL
NULL | NULL | NULL | Plumbing Permit | NULL | NULL | Draft | NULL | NULL
NULL | NULL | NULL | Electrical Permit | NULL | NULL | Draft | NULL | NULL
NULL | NULL | NULL | Plumbing Permit | NULL | NULL | Draft | NULL | NULL
NULL | NULL | NULL | Gas Permit | NULL | NULL | Draft | NULL | NULL
NULL | NULL | NULL | Plumbing Permit | NULL | NULL | Draft | NULL | Four Lakes Mechanical
NULL | NULL | NULL | Plumbing Permit | NULL | NULL | Draft | NULL | NULL
NULL | NULL | NULL | Plumbing Permit | NULL | NULL | Draft | NULL | NULL
NULL | NULL | NULL | Electrical Permit | Commercial | New | Draft | Installation / Repair - Commercial - Pull 1x Cat6 (FT6) from nearest comm room to camera location outside the presidents office. No Mag locks | PALADIN TECHNOLOGIES INC
NULL | NULL | NULL | Electrical Permit | Commercial | Tenant Improvement | Draft | Installation / Repair - Commercial - Install of lighting, emergency lighting, lighting control, conduit & wire only for voice/data, receptacles, switches, line voltage equipment connections, new distribution panel and modification & reverification of existing fire alarm system. >BP: R124 - Lower Mall Level Interior alterations to provide improvements for a new retail tenant in the lower mall level (R124) in this existing commercial building. Scope of work: construct new partition walls, doors, lighting, millwork, flooring, finishes, new storefront, electrical and plumbing work. TENANT: Michael Kors Letters of Assurance submitted by: Schedule A and Architectural Schedule B, Renato A.L. Balbi, Architect, ph: 403-253-2853 Mechanical, Plumbing and Electrical Schedule B, Jason A. Huffman, P.Eng., ph: 614-839-4639 E2 Upgrade Lighting - Upgrade to incorporate Scheduled Shutoff (per 9.1.1Ii) of ASHRAE 90.1-2016) | Accurate Electric Ltd.
NULL | NULL | NULL | Mechanical Permit | NULL | NULL | Draft | NULL | NULL
NULL | NULL | NULL | Mechanical Permit | NULL | NULL | Draft | NULL | NULL
NULL | NULL | NULL | Electrical Permit | Residential | New | Draft | Installation / Repair - Residential - alarm security cctv low voltage | NULL
NULL | NULL | NULL | Plumbing Permit | Residential | New | Draft | Residential - DDDD | NULL
NULL | NULL | NULL | Electrical Permit | NULL | NULL | Draft | NULL | NULL
NULL | NULL | NULL | Gas Permit | NULL | NULL | Draft | NULL | NULL
NULL | NULL | NULL | Electrical Permit | NULL | NULL | Draft | NULL | NULL
EP-2023-00669 | 2023-01-26 | NULL | Electrical Permit | Commercial | NULL | Expired | Movie Set / Filming - To allow for Movie Set/Filming Applicant shall provide completed Contractor Declaration form, and dates of filming and associated location(s) to csinspection.clerks@vancouver.ca prior to the commencement of filming. Visit vancouver.ca/inspections for more details. | Circle Productions Ltd
NULL | NULL | NULL | Plumbing Permit | NULL | NULL | Draft | NULL | NULL
NULL | NULL | NULL | Electrical Permit | Commercial | Renovation | Withdrawn | Installation / Repair - Commercial - Pull 10 ft6 category cables about 75ft into boardroom for projectors, microphone,cameras, screens. | Applied Electronics Limited
NULL | NULL | NULL | Electrical Permit | NULL | NULL | Draft | NULL | NULL
NULL | NULL | NULL | Electrical Permit | NULL | NULL | Draft | NULL | NULL
NULL | NULL | NULL | Gas Permit | NULL | NULL | Draft | NULL | NULL
NULL | NULL | NULL | Electrical Permit | NULL | NULL | Draft | NULL | NULL
NULL | NULL | NULL | Mechanical Permit | NULL | NULL | Withdrawn | NULL | NULL
NULL | NULL | NULL | Plumbing Permit | Residential | New | Draft | Residential - new plumbing works | Lucky Five Eight Plumbing & Heating Ltd
NULL | NULL | NULL | Mechanical Permit | NULL | NULL | Withdrawn | NULL | NULL
NULL | NULL | NULL | Electrical Permit | NULL | NULL | Draft | NULL | NULL
NULL | NULL | NULL | Electrical Permit | NULL | NULL | Withdrawn | Installation / Repair - | NULL
NULL | NULL | NULL | Plumbing Permit | Commercial | New | Draft | Commercial - storm and sewer drainage, drain tile ,domestic water distribution | NULL
NULL | NULL | NULL | Electrical Permit | Residential | New | Draft | Installation / Repair - Residential - Low Voltage Landscape Lighting (Outside) | NULL
NULL | NULL | NULL | Plumbing Permit | NULL | NULL | Draft | NULL | NULL
NULL | NULL | NULL | Gas Permit | NULL | NULL | Draft | NULL | NULL
NULL | NULL | NULL | Electrical Permit | NULL | NULL | Draft | NULL | NULL
NULL | NULL | NULL | Plumbing Permit | NULL | NULL | Draft | NULL | NULL
NULL | NULL | NULL | Electrical Permit | Residential | New | Withdrawn | Temporary Power - Residential - To provide temporary power. | NULL
NULL | NULL | NULL | Electrical Permit | Residential | New | Withdrawn | Temporary Power - Residential - To provide temporary power. | NULL
NULL | NULL | NULL | Plumbing Permit | NULL | NULL | Withdrawn | NULL | BD Plumbing
NULL | NULL | NULL | Electrical Permit | Residential | New | Withdrawn | Temporary Power - Residential - To provide temporary power. | NULL
NULL | NULL | NULL | Gas Permit | NULL | NULL | Draft | NULL | NULL
NULL | NULL | NULL | Electrical Permit | NULL | NULL | Draft | NULL | NULL
NULL | NULL | NULL | Electrical Permit | Residential | New | Draft | Installation / Repair - Residential - rough in | NULL
NULL | NULL | NULL | Gas Permit | NULL | NULL | Draft | NULL | NULL
NULL | NULL | NULL | Mechanical Permit | NULL | NULL | Withdrawn | NULL | NULL
NULL | NULL | NULL | Mechanical Permit | NULL | NULL | Withdrawn | NULL | NULL
NULL | NULL | NULL | Electrical Permit | NULL | NULL | Withdrawn | NULL | NULL
NULL | NULL | NULL | Mechanical Permit | NULL | NULL | Withdrawn | NULL | NULL
NULL | NULL | NULL | Mechanical Permit | NULL | NULL | Withdrawn | NULL | NULL
NULL | NULL | NULL | Electrical Permit | NULL | NULL | Draft | NULL | NULL
NULL | NULL | NULL | Mechanical Permit | NULL | NULL | Withdrawn | NULL | NULL
NULL | NULL | NULL | Electrical Permit | Commercial | NULL | Draft | Annual / Operating | NULL
NULL | NULL | NULL | Mechanical Permit | NULL | NULL | Draft | NULL | NULL
NULL | NULL | NULL | Gas Permit | NULL | NULL | Draft | NULL | NULL
NULL | NULL | NULL | Plumbing Permit | NULL | NULL | Draft | NULL | NULL
NULL | NULL | NULL | Mechanical Permit | NULL | NULL | Draft | NULL | NULL
NULL | NULL | NULL | Mechanical Permit | NULL | NULL | Draft | NULL | NULL
NULL | NULL | NULL | Electrical Permit | NULL | NULL | Draft | NULL | NULL
NULL | NULL | NULL | Electrical Permit | Residential | New | Withdrawn | Temporary Power - Residential - To provide temporary power. | NULL
NULL | NULL | NULL | Electrical Permit | Residential | New | Withdrawn | Temporary Power - Residential - To provide temporary power. | NULL
NULL | NULL | NULL | Electrical Permit | Residential | New | Withdrawn | Temporary Power - Residential - To provide temporary power. | NULL
NULL | NULL | NULL | Electrical Permit | NULL | NULL | Withdrawn | NULL | NULL
NULL | NULL | NULL | Plumbing Permit | NULL | NULL | Draft | NULL | NULL
NULL | NULL | NULL | Mechanical Permit | NULL | NULL | Withdrawn | NULL | NULL
NULL | NULL | NULL | Electrical Permit | NULL | NULL | Draft | NULL | NULL
NULL | NULL | NULL | Electrical Permit | NULL | NULL | Draft | NULL | NULL
NULL | NULL | NULL | Mechanical Permit | NULL | NULL | Draft | NULL | Thomson Industries Ltd
NULL | NULL | NULL | Plumbing Permit | NULL | NULL | Draft | NULL | NULL
NULL | NULL | NULL | Mechanical Permit | NULL | NULL | Draft | NULL | NULL
NULL | NULL | NULL | Electrical Permit | NULL | NULL | Draft | NULL | NULL
NULL | NULL | NULL | Gas Permit | NULL | Renovation | Draft | - Installation of 1 gas fireplace - venting and hook up only | Urban Fireplaces Ltd
NULL | NULL | NULL | Mechanical Permit | NULL | NULL | Draft | NULL | NULL
NULL | NULL | NULL | Electrical Permit | NULL | NULL | Draft | NULL | NULL
NULL | NULL | NULL | Electrical Permit | Commercial | NULL | Draft | Annual / Operating - ANNUAL OPERATING PERMIT VALID: NOV 26/2021 TIL NOIV 25/2022 EXPIRED PERMIT: EP-2020-09167 | Mac's Electric Ltd
NULL | NULL | NULL | Gas Permit | NULL | NULL | Draft | NULL | NULL
NULL | NULL | NULL | Electrical Permit | NULL | NULL | Withdrawn | NULL | NULL
NULL | NULL | NULL | Plumbing Permit | NULL | NULL | Draft | NULL | NULL
NULL | NULL | NULL | Plumbing Permit | Residential | New | Draft | Residential - Install the water line and sewer line | NULL
NULL | NULL | NULL | Electrical Permit | Residential | Renovation | Draft | Installation / Repair - Residential - Install new low profile LED in the shower stall. Replace existing ceiling bathroom fan. Replace bathroom dimmer switch, bathroom plug and plates. | NULL
NULL | NULL | NULL | Electrical Permit | NULL | NULL | Draft | NULL | NULL
NULL | NULL | NULL | Plumbing Permit | Residential | Renovation | Draft | Residential - Replace the existing fixtures with new ones | NULL
NULL | NULL | NULL | Gas Permit | NULL | NULL | Draft | NULL | NULL
NULL | NULL | NULL | Electrical Permit | Residential | New | Draft | Temporary Power - Residential - To provide temporary power. | NULL
NULL | NULL | NULL | Plumbing Permit | NULL | NULL | Draft | NULL | Canadian Mechanical Ltd
NULL | NULL | NULL | Gas Permit | NULL | NULL | Draft | NULL | Urban Fireplaces Ltd
NULL | NULL | NULL | Electrical Permit | Commercial | New | Draft | Installation / Repair - Commercial - All low Volatge Wiring, install of CCTV, Access controls and Enterphone | Hennox Technologies Inc
NULL | NULL | NULL | Mechanical Permit | NULL | NULL | Draft | NULL | NULL
NULL | NULL | NULL | Mechanical Permit | NULL | NULL | Draft | NULL | NULL
NULL | NULL | NULL | Gas Permit | Commercial | New | Draft | Commercial - RTU HOOKUP X 11 | NULL
NULL | NULL | NULL | Electrical Permit | Commercial | NULL | Withdrawn | Annual / Operating - Annual Operating Permit | Ino-Tek Electric Ltd.
NULL | NULL | NULL | Mechanical Permit | NULL | NULL | Draft | NULL | NULL
NULL | NULL | NULL | Plumbing Permit | NULL | NULL | Draft | NULL | Mountain View Mechanical Ltd
NULL | NULL | NULL | Electrical Permit | Commercial | Addition | Withdrawn | Installation / Repair - Commercial - Replacing EV charger | NULL
NULL | NULL | NULL | Electrical Permit | Commercial | Tenant Improvement | Draft | Installation / Repair - Commercial - Supply and install branch wiring, receptacles and breakers. - the electrical rough in will be done on an existing wall. | Action Electric Ltd
NULL | NULL | NULL | Electrical Permit | Commercial | Renovation | Draft | Installation / Repair - Commercial - Tenant renovations/improvements, including relocating main service. | Brett Cryderman Electric Ltd
NULL | NULL | NULL | Electrical Permit | NULL | NULL | Draft | NULL | NULL
NULL | NULL | NULL | Plumbing Permit | NULL | NULL | Draft | NULL | NULL
NULL | NULL | NULL | Electrical Permit | Residential | Addition | Withdrawn | Installation / Repair - Residential - Addition of two new bedrooms,smoke alarm and lighting wiring | NULL
NULL | NULL | NULL | Gas Permit | NULL | NULL | Draft | NULL | Reid Brothers Plumbing & Heating Ltd
NULL | NULL | NULL | Gas Permit | NULL | NULL | Draft | NULL | Torresan Plumbing & Heating Ltd
NULL | NULL | NULL | Sprinkler Permit | NULL | NULL | Draft | NULL | Elite Sprinkler Systems Ltd
EP-2023-00855 | 2023-02-14 | NULL | Electrical Permit | Commercial | NULL | Expired | Movie Set / Filming - To allow for Movie Set/Filming Applicant shall provide completed Contractor Declaration form, and dates of filming and associated location(s) to csinspection.clerks@vancouver.ca prior to the commencement of filming. Visit vancouver.ca/inspections for more details. | Stage 49 Ltd
NULL | NULL | NULL | Gas Permit | NULL | NULL | Withdrawn | NULL | NULL
NULL | NULL | NULL | Gas Permit | NULL | NULL | Draft | NULL | Torresan Plumbing & Heating Ltd
NULL | NULL | NULL | Electrical Permit | NULL | NULL | Withdrawn | NULL | NULL
NULL | NULL | NULL | Electrical Permit | Commercial | NULL | Withdrawn | Annual / Operating | NULL
NULL | NULL | NULL | Plumbing Permit | Residential | Addition | Draft | Residential - Relocation of bathroom & addition of new bar sink | Metro Plumbing Ltd
NULL | NULL | NULL | Electrical Permit | NULL | NULL | Draft | NULL | NULL
NULL | NULL | NULL | Plumbing Permit | Commercial | Renovation - Dwelling Unit(s) only | Draft | Commercial - Changing fixtures, installing tubs and drains, new sinks and appliances >BP: Interior alterations to provide improvements by renovating the kitchens in all the units of this multiple dwelling building on this site. | Hamid Hossain Abadi Farhani
NULL | NULL | NULL | Electrical Permit | Commercial | Tenant Improvement | Draft | Installation / Repair - Commercial - low voltage drops for internet and camera | NULL
NULL | NULL | NULL | Gas Permit | NULL | NULL | Draft | NULL | Reid Brothers Plumbing & Heating Ltd
NULL | NULL | NULL | Plumbing Permit | Commercial | Tenant Improvement | Withdrawn | Commercial - New commercial clothes washers for the hotel | NULL
NULL | NULL | NULL | Electrical Permit | Commercial | New | Draft | Installation / Repair - Commercial - Category 6 data cabling and fibre optic installation | NULL
NULL | NULL | NULL | Electrical Permit | Residential | New | Draft | Installation / Repair - Residential - Low Voltage Landscape Lighting (outside) | NULL
NULL | NULL | NULL | Mechanical Permit | NULL | NULL | Draft | NULL | NULL
NULL | NULL | NULL | Electrical Permit | NULL | NULL | Withdrawn | NULL | NULL
NULL | NULL | NULL | Electrical Permit | Residential | Renovation | Draft | Installation / Repair - Residential - Ser | NULL
NULL | NULL | NULL | Gas Permit | NULL | NULL | Draft | NULL | NULL
NULL | NULL | NULL | Electrical Permit | NULL | NULL | Withdrawn | NULL | NULL
NULL | NULL | NULL | Sprinkler Permit | NULL | NULL | Draft | NULL | NULL
NULL | NULL | NULL | Mechanical Permit | NULL | NULL | Draft | NULL | A1 Kam Plumbing Heating & Gas Ltd
NULL | NULL | NULL | Plumbing Permit | Commercial | Tenant Improvement | Draft | Commercial - Bathroom renovation | NULL
NULL | NULL | NULL | Sprinkler Permit | NULL | NULL | Draft | NULL | NULL
NULL | NULL | NULL | Mechanical Permit | NULL | NULL | Withdrawn | NULL | NULL
NULL | NULL | NULL | Electrical Permit | NULL | NULL | Draft | NULL | NULL
NULL | NULL | NULL | Electrical Permit | Commercial | Renovation | Withdrawn | Installation / Repair - Commercial - 67 EV Ready parking stalls with 4:1 circuit sharing, Unico EMS with Aprisa 32A level 2 chargers | NULL
NULL | NULL | NULL | Electrical Permit | Residential | Renovation | Draft | Installation / Repair - Residential - install new dedicated circuit for the in floor heat. Install floor heat cable and thermostat.. Install circuit for the towel warmer . install dedicated circuit for the toilet bided. Install circuit for the mirror LED light. | Positron Services Ltd
NULL | NULL | NULL | Electrical Permit | NULL | NULL | Draft | NULL | NULL
NULL | NULL | NULL | Plumbing Permit | NULL | NULL | Draft | NULL | NULL
NULL | NULL | NULL | Electrical Permit | NULL | NULL | Draft | NULL | NULL
NULL | NULL | NULL | Electrical Permit | NULL | NULL | Draft | NULL | NULL
NULL | NULL | NULL | Electrical Permit | NULL | NULL | Draft | NULL | NULL
NULL | NULL | NULL | Electrical Permit | Commercial | Addition | Draft | Installation / Repair - Commercial - installing 18 light fixture installing 2 circuit for receptacles install led Strip lighting *Installation will be all in conduit. | NULL
NULL | NULL | NULL | Electrical Permit | NULL | NULL | Draft | NULL | NULL
NULL | NULL | NULL | Electrical Permit | Residential | Renovation | Draft | Installation / Repair - Residential - Pot lights/LED strip for shelves, cove, kitchen/New bathroom fan/New receptacle & switchs/Kitchen layout change/24v Blinds/New light fixtures | NULL
NULL | NULL | NULL | Gas Permit | NULL | NULL | Withdrawn | NULL | Airstream Heating & Air Conditioning Inc
EP-2023-00868 | NULL | NULL | Electrical Permit | Commercial | Renovation | Withdrawn | Installation / Repair - Commercial - Supply and Install Div 27 (Communications) Infrastructure and Div 28 (Security) Access Control, CCTV No Maglocks | PALADIN TECHNOLOGIES INC
NULL | NULL | NULL | Electrical Permit | Commercial | New | Draft | Installation / Repair - Commercial - test | PALADIN TECHNOLOGIES INC
NULL | NULL | NULL | Electrical Permit | Residential | New | Draft | Installation / Repair - Residential - Low Voltage Landscape Lighting | Kore Irrigation Ltd
NULL | NULL | NULL | Electrical Permit | Commercial | NULL | Draft | Annual / Operating - Maintenance of building electrical equipment | NULL
NULL | NULL | NULL | Electrical Permit | Residential | New | Withdrawn | Temporary Power - Residential - To provide temporary power. | NULL
NULL | NULL | NULL | Electrical Permit | Residential | Renovation - Dwelling Unit(s) only | Withdrawn | Installation / Repair - Residential - install smoke alarms | NULL
NULL | NULL | NULL | Electrical Permit | NULL | NULL | Draft | NULL | NULL
NULL | NULL | NULL | Sprinkler Permit | Commercial | Renovation | Withdrawn | Commercial - Demolish Work: Standpipe system to remain. Two 1.5" hose valves on the floor area on level 14 and 15 will be removed. Basement sprinkler system to be entirely demolished for new arch. plans. Fire pump to be relocated from sub-basement to fire pump room. On main floor and mezzanine, as heritage ceilings will remain, existing copper sprinkler system will remain with minor modifications. From level 2 - 14, existing copper sprinkler pipes and sprinklers will be removed. Existing steel 2.5" zone control assemblies will remain. Level 15, except heritage ceiling areas, existing copper sprinkler pipes and sprinklers will be removed. Existing steel 2.5" zone control assemblies will remain. Level 15 mezzanine and roof area: existing steel sprinkler system to remain. | Gisborne Industrial Construction Ltd
NULL | NULL | NULL | Electrical Permit | Commercial | NULL | Withdrawn | Annual / Operating - Operating permit for building occupancy | NULL
NULL | NULL | NULL | Electrical Permit | NULL | NULL | Draft | NULL | NULL
NULL | NULL | NULL | Mechanical Permit | NULL | NULL | Draft | NULL | Sunrise Heating and Cooling Ltd
NULL | NULL | NULL | Plumbing Permit | Commercial | New | Withdrawn | Commercial - Storm, sanitary, drainage and plumbing installation for the New Saint Paul's hospital inclusive of plumbing fixtures, drains and cleanouts. >Construction of the new St. Paul's Hospital, containing 4 levels below grade (parking, loading dock, logistics areas, facility management offices, morgue, central food production and end-of-trip facilities) and 11 above grade levels (hospital departments and series such as emergency, renal health, surgery, mental health, maternity, medical imaging and laboratory). Stage I: construction below grade. Revision #1 (revision to stage I): to revise below grade stairs, corresponding vestibules, and architectural "slab layout plans" (issued July 5/22) Stage II: Levels 1-5 structure and onsite civil work (under review) | Modern Niagara Vancouver Inc
NULL | NULL | NULL | Plumbing Permit | Residential | New | Draft | Residential - One outside sump | NULL
NULL | NULL | NULL | Electrical Permit | NULL | New | Draft | Temporary Power - - To provide temporary power. | NULL
NULL | NULL | NULL | Electrical Permit | NULL | NULL | Draft | NULL | NULL
NULL | NULL | NULL | Gas Permit | Commercial | Renovation | Draft | Commercial - Gas line for makeup air unit | Johnny Wong DBA JLW Heating & Plumbing
NULL | NULL | NULL | Electrical Permit | Residential | New | Withdrawn | Installation / Repair - Residential | NULL
NULL | NULL | NULL | Electrical Permit | Commercial | New | Draft | Installation / Repair - Commercial - Data cabling for office desks | NULL
NULL | NULL | NULL | Electrical Permit | NULL | NULL | Draft | NULL | NULL
NULL | NULL | NULL | Mechanical Permit | NULL | NULL | Draft | NULL | NULL
NULL | NULL | NULL | Electrical Permit | Commercial | Renovation | Draft | Installation / Repair - Commercial - Install a Variable Frequency Drive on an exhaust fan. >NOTE: ARCHAEOLOGICAL IMPACT: If work on this site could lead to the disturbance of soil advise applicant to contact the Provincial Archaeology Branch at 250-953-3334 for necessary permits. In addition, please be advised that reports from an Archaeologist (AIA, AOA) and permits from the First Nations may be necessary prior to the release of your City of Vancouver permits. | Webir Automation & Control Services Ltd
NULL | NULL | NULL | Electrical Permit | NULL | NULL | Draft | NULL | NULL
NULL | NULL | NULL | Electrical Permit | NULL | NULL | Withdrawn | NULL | NULL
NULL | NULL | NULL | Plumbing Permit | Commercial | New | Draft | Commercial - Plumbing: 2 residential towers starting on level 7; T3 up to level 34, T4 up to level 44. >BP: To construct mixed-use building comprised of one 32-storey tower (Building 3) and one 42-storey tower (Building 4) containing a total of 474 dwelling units; atop one podium containing Retail/Office Uses all over three levels of underground parking. (Phase I North) Shell permit. Stage I (excavation/shoring) permit issued without the related DP (August 19, 2019). Stage II (foundation and structure to grade) issued October 23, 2020. Revision I: Structural revisions to suite revised layouts and accommodate architectural, mechanical and electrical coordination. (issued 2/11/21) Revision II: Foundation structure to grade - construction of the area east of gridline C10 (previously excluded from Stage 2) (issued march 22, 21). Revision 3: full construction of parkade levels (issued April 23, 21) Stage III: podium levels full construction. Stage IV: Full construction for building 3 and building 4. Stage V: Interior finishes for lobbies, elevator lobbies and common areas on levels 2 to 6. Stage VI: Interior finishes for Retail areas on Levels P1 and P3. | Pitt Meadows Plumbing & Mechanical Systems (2001) Ltd
NULL | NULL | NULL | Plumbing Permit | Commercial | Tenant Improvement | Withdrawn | Commercial - 4 level TI outfit including additions of 4 staff room kitchenettes (L2-5), cafe on L3 & CEO washroom & kitchen on L5. | NULL
NULL | NULL | NULL | Gas Permit | Residential | New | Draft | Residential - gas fitting note: fireplaces are piping only | NULL
NULL | NULL | NULL | Gas Permit | Residential | New | Draft | Residential - gas fitting note: 3 fireplaces at piping only | NULL
NULL | NULL | NULL | Gas Permit | NULL | NULL | Withdrawn | NULL | NULL
NULL | NULL | NULL | Gas Permit | NULL | NULL | Draft | NULL | NULL
NULL | NULL | NULL | Gas Permit | Residential | New | Draft | Residential - gas fitting note: 3 x fireplaces are piping only | NULL
NULL | NULL | NULL | Electrical Permit | NULL | NULL | Draft | NULL | NULL
NULL | NULL | NULL | Electrical Permit | Commercial | New | Draft | Installation / Repair - Commercial - Building 1 (North) - Complete new electrical installation >BP: This permit has been issued to construct Building 1 (North) for the following proposed development: To construct two mixed-use buildings on this site: Building 1 (North) - 2-storey and Building 2 (South) – 4-storey. Building 1 contains: 1st & 2nd storeys - 11 (eleven) 2-storey Wholesale units SHELL (F-2) with ancillary offices, Building 2 contains: 1st and 2nd storeys - 9 (nine) 2-storey wholesale SHELL units with ancillary offices, 3rd storey - 4 (four) general office units SHELL (Group D) & 5 (five) wholesale units SHELL (Group F-2) 4th storey - 9 (nine) general office units SHELL (Group D) NOTE: Building 2 (South) is TIPs-eligible at the time of construction. All general office units, in total 13 (four at 3rd storey and 9 at 4th storey) are TIP's-eligible at the time of construction. This permit is related to DB-2020-01848 (site preparation, densification and shoreline stabilization) to allow construction of Building 1 and building 2 on this site. Stage 1 - FOUNDATION TO GRADE - Issued: May 16, 2022. | DNA Electric Ltd
NULL | NULL | NULL | Plumbing Permit | NULL | NULL | Draft | NULL | NULL
NULL | NULL | NULL | Sprinkler Permit | NULL | NULL | Draft | NULL | Viking Fire Protection Inc
NULL | NULL | NULL | Mechanical Permit | NULL | NULL | Draft | NULL | NULL
NULL | NULL | NULL | Electrical Permit | NULL | NULL | Draft | NULL | NULL
NULL | NULL | NULL | Mechanical Permit | NULL | NULL | Draft | NULL | NULL
NULL | NULL | NULL | Electrical Permit | NULL | NULL | Draft | NULL | NULL
NULL | NULL | NULL | Mechanical Permit | NULL | NULL | Draft | NULL | Ashton Service Group/Ashton Mechanical Ltd.
NULL | NULL | NULL | Plumbing Permit | NULL | NULL | Draft | NULL | NULL
NULL | NULL | NULL | Electrical Permit | Commercial | Renovation | Draft | Installation / Repair - Commercial - Installed 18 light fixtures Installed led strip lighting installed 2 receptacle circuits | NULL
NULL | NULL | NULL | Electrical Permit | Commercial | Renovation | Withdrawn | Installation / Repair - Commercial - Installing 18 lights installing 2 receptacle circuit installing led strip | NULL
NULL | NULL | NULL | Sprinkler Permit | Commercial | Renovation | Draft | Commercial - Renovation of existing building to install a new sprinkler system for the Main bldg of this project | NULL
NULL | NULL | NULL | Electrical Permit | Commercial | Renovation - Dwelling Unit(s) only | Withdrawn | Installation / Repair - Commercial - Organize wires and install new pot lights for kitchen area | NULL
NULL | NULL | NULL | Plumbing Permit | NULL | NULL | Draft | NULL | NULL
NULL | NULL | NULL | Gas Permit | Residential | New | Draft | Residential - Replace failed furnace | NULL
NULL | NULL | NULL | Sprinkler Permit | NULL | NULL | Draft | NULL | NULL
NULL | NULL | NULL | Plumbing Permit | NULL | NULL | Draft | NULL | NULL
NULL | NULL | NULL | Electrical Permit | NULL | Renovation | Draft | Installation / Repair - - upgrade service | NULL
NULL | NULL | NULL | Plumbing Permit | NULL | NULL | Draft | NULL | NULL
NULL | NULL | NULL | Mechanical Permit | NULL | NULL | Withdrawn | NULL | NULL
NULL | NULL | NULL | Plumbing Permit | Commercial | Tenant Improvement | Draft | Commercial - 7th floor - back to base, new kitchenette >DB: #700 To alter the exterior of the 2nd floor and interior of the 7th floor to provide improvements for the new General Office tenant occupying the full 7th floor. Scope of work includes installation of a new generator on the 2nd floor level on the roof over the parking entry. | LPI Mechanical (West) Inc
NULL | NULL | NULL | Plumbing Permit | Commercial | Renovation | Draft | Commercial - 2 Showers rough-in and fixture installation for bathroom and kitchen + dishwasher | NULL
NULL | NULL | NULL | Gas Permit | NULL | NULL | Draft | NULL | NULL
NULL | NULL | NULL | Electrical Permit | Commercial | New | Draft | Temporary Power - Commercial - To provide temporary power to this site. ** Amend 01/21/2021** change location to Northwest Corner ** Amend 03/03/2021** upgrade 200 amp single phase to 200 amp 3 phase | Westgate Electric Corp
NULL | NULL | NULL | Electrical Permit | Residential | Renovation - Dwelling Unit(s) only | Draft | Installation / Repair - Residential - Upgrade service | NULL
NULL | NULL | NULL | Mechanical Permit | NULL | NULL | Draft | NULL | KDD Plumbing & Heating Ltd
NULL | NULL | NULL | Electrical Permit | Commercial | NULL | Draft | Annual / Operating | NULL
NULL | NULL | NULL | Electrical Permit | Commercial | Renovation | Draft | Installation / Repair - Commercial - Installation of security and camera system throughout site | NULL
NULL | NULL | NULL | Electrical Permit | NULL | NULL | Withdrawn | NULL | NULL
NULL | NULL | NULL | Mechanical Permit | NULL | NULL | Withdrawn | NULL | NULL
EP-2023-00944 | 2023-02-03 | NULL | Electrical Permit | Commercial | NULL | Expired | Movie Set / Filming - To allow for Movie Set/Filming Applicant shall provide completed Contractor Declaration form, and dates of filming and associated location(s) to csinspection.clerks@vancouver.ca prior to the commencement of filming. Visit vancouver.ca/inspections for more details. | The Capital Media Company Inc
NULL | NULL | NULL | Electrical Permit | Commercial | NULL | Draft | Annual / Operating | NULL
NULL | NULL | NULL | Plumbing Permit | NULL | NULL | Withdrawn | NULL | NULL
NULL | NULL | NULL | Electrical Permit | NULL | NULL | Draft | NULL | NULL
NULL | NULL | NULL | Electrical Permit | Commercial | Renovation | Draft | Installation / Repair - Commercial - For security system and cameras throughout space | NULL
NULL | NULL | NULL | Electrical Permit | NULL | NULL | Draft | NULL | NULL
NULL | NULL | NULL | Mechanical Permit | NULL | NULL | Draft | NULL | NULL
NULL | NULL | NULL | Gas Permit | NULL | NULL | Draft | NULL | Reid Brothers Plumbing & Heating Ltd
NULL | NULL | NULL | Electrical Permit | Residential | Renovation - Dwelling Unit(s) only | Draft | Installation / Repair - Residential - Upgrade service equipment | NULL
NULL | NULL | NULL | Electrical Permit | NULL | NULL | Draft | NULL | NULL
NULL | NULL | NULL | Electrical Permit | NULL | NULL | Draft | NULL | NULL
NULL | NULL | NULL | Electrical Permit | Residential | NULL | Draft | Installation / Repair - Residential - Upgrade service | NULL
NULL | NULL | NULL | Gas Permit | Residential | Tenant Improvement | Withdrawn | Residential - Re and Re the furnace | NULL
EP-2023-01387 | 2023-02-22 | NULL | Electrical Permit | Commercial | New | Issued | Installation / Repair - Commercial - New Service Kiosk for Street Lighting and Public Bike Share station Location: In front of 932 Chilco St. NW corner of Barclay St. and Chilco St. | CoV Annual Electrical Permits
NULL | NULL | NULL | Electrical Permit | NULL | NULL | Withdrawn | NULL | NULL
NULL | NULL | NULL | Electrical Permit | NULL | NULL | Draft | Installation / Repair - | Vancity Electric Inc
NULL | NULL | NULL | Electrical Permit | Commercial | NULL | Draft | Annual / Operating - Maintenance of existing operating electrical equipment. | Westgate Electric Corp
NULL | NULL | NULL | Electrical Permit | NULL | NULL | Draft | NULL | NULL
NULL | NULL | NULL | Electrical Permit | Commercial | NULL | Withdrawn | Annual / Operating | NULL
NULL | NULL | NULL | Electrical Permit | Commercial | NULL | Withdrawn | Annual / Operating | NULL
NULL | NULL | NULL | Electrical Permit | NULL | NULL | Draft | NULL | NULL
NULL | NULL | NULL | Electrical Permit | NULL | NULL | Draft | NULL | NULL
NULL | NULL | NULL | Electrical Permit | NULL | NULL | Draft | NULL | NULL
NULL | NULL | NULL | Electrical Permit | NULL | NULL | Draft | NULL | NULL
NULL | NULL | NULL | Electrical Permit | NULL | NULL | Draft | NULL | NULL
NULL | NULL | NULL | Sprinkler Permit | Commercial | New | Draft | Commercial | NULL
NULL | NULL | NULL | Electrical Permit | Residential | New | Draft | Installation / Repair - Residential - 200 amp main service 125 amp for each unit | NULL
NULL | NULL | NULL | Mechanical Permit | NULL | NULL | Draft | NULL | NULL
NULL | NULL | NULL | Plumbing Permit | Commercial | NULL | Draft | Commercial | NULL
NULL | NULL | NULL | Electrical Permit | Commercial | NULL | Draft | Annual / Operating | NULL
NULL | NULL | NULL | Electrical Permit | NULL | Addition | Draft | Installation / Repair - - ROUGH WIRING NEW 3 DUPLEX TOWN HOUSE | NULL
NULL | NULL | NULL | Gas Permit | Residential | NULL | Withdrawn | Residential - Bskxjxn | NULL
NULL | NULL | NULL | Plumbing Permit | NULL | NULL | Draft | NULL | NULL
NULL | NULL | NULL | Electrical Permit | Residential | Renovation | Draft | Installation / Repair - Residential - We will be installing a new 200A overhead service located on the detached garage, digging a trench through the backyard and installing the secondary service into the new electrical panel. A new ground plate complete with a new #6 ground will accompany the installation. Our new meter socket will have an isolated neutral bar in it as well. We will be installing a new heat pump circuit. | NULL
EP-2023-00982 | 2023-02-06 | NULL | Electrical Permit | Commercial | NULL | Expired | Movie Set / Filming - To allow for Movie Set/Filming Applicant shall provide completed Contractor Declaration form, and dates of filming and associated location(s) to csinspection.clerks@vancouver.ca prior to the commencement of filming. Visit vancouver.ca/inspections for more details. March 9/2023-AMEND -corrected to reflect annual movie set permit If work on this site could lead to ground disturbance (impacting soil) advise applicant to contact the Provincial Archaeology Branch at 250-953-3334 for a list of archaeological consultants, who when retained by the proponent, will apply on the proponent’s behalf for the necessary archaeological permits. In addition, please be advised that reports from an Archaeologist (Archaeological Overview Assessment (AOA) or Archaeological Impact Assessment (AIA) reports) and archaeological/heritage inspection permits from the First Nations may be necessary prior to the release of your City of Vancouver permits. | GEP Resident Inc
NULL | NULL | NULL | Gas Permit | NULL | NULL | Draft | NULL | NULL
NULL | NULL | NULL | Electrical Permit | Commercial | New | Withdrawn | Temporary Power - Commercial - To provide temporary power. | INT Electrical Ltd
EP-2023-00987 | 2023-02-08 | NULL | Electrical Permit | Commercial | New | Completed | Installation / Repair - Commercial - Supply and install conduit, wiring and junction boxes, new streetlight wiring in proposed conduit. Relocate CCTV cabinet, PLC Cabinet, and antenna mast, and street lighting removals and re locates. >Commissioner St and New Brighton Rd | Bay Hill Contracting Ltd
NULL | NULL | NULL | Gas Permit | Residential | New | Draft | Residential - Removal of mid efficient furnace and replaced with a high efficiency furnace. Venting ran up through roof. | NULL
NULL | NULL | NULL | Electrical Permit | NULL | NULL | Draft | NULL | NULL
NULL | NULL | NULL | Mechanical Permit | NULL | NULL | Draft | NULL | NULL
NULL | NULL | NULL | Mechanical Permit | NULL | NULL | Draft | NULL | NULL
NULL | NULL | NULL | Gas Permit | NULL | NULL | Draft | NULL | NULL
NULL | NULL | NULL | Electrical Permit | NULL | NULL | Draft | NULL | NULL
NULL | NULL | NULL | Plumbing Permit | Commercial | New | Draft | Commercial - Install 4" DCVA as per COV requirements Have COV requirements letter onsite for inspection | Trinity Plumbing Heating & Gas Incorporated
NULL | NULL | NULL | Mechanical Permit | NULL | NULL | Withdrawn | NULL | NULL
NULL | NULL | NULL | Mechanical Permit | NULL | NULL | Draft | NULL | NULL
NULL | NULL | NULL | Plumbing Permit | NULL | NULL | Withdrawn | NULL | NULL
NULL | NULL | NULL | Electrical Permit | NULL | NULL | Draft | NULL | NULL
NULL | NULL | NULL | Electrical Permit | Commercial | NULL | Draft | Annual / Operating | NULL
NULL | NULL | NULL | Plumbing Permit | Commercial | Tenant Improvement | Draft | Commercial - New kitchen sink location >BP: 19th floor Interior alterations to provide tenant improvements for a new office tenant on the 19th floor in this existing commercial building on this site. Scope of work: construct partition walls, doors, new kitchenette, millwork, finishes, lighting, electrical and plumbing work. | Mountain View Mechanical Ltd
NULL | NULL | NULL | Electrical Permit | Commercial | Addition | Draft | Installation / Repair - Commercial - Install 2 Panic Buttons and 2 Siren/Strobe NO MAG LOCKS Site Contact - Eric Vuong - 6049709982 | PALADIN TECHNOLOGIES INC
NULL | NULL | NULL | Electrical Permit | NULL | NULL | Draft | NULL | NULL
NULL | NULL | NULL | Plumbing Permit | NULL | NULL | Draft | NULL | NULL
NULL | NULL | NULL | Gas Permit | Residential | Renovation | Draft | Residential - Boiler replacement | NULL
NULL | NULL | NULL | Electrical Permit | Commercial | Renovation | Draft | Installation / Repair - Commercial - Low voltage - Audio, Video, Data, | NULL
NULL | NULL | NULL | Electrical Permit | Commercial | Tenant Improvement | Draft | Installation / Repair - Commercial - Low voltage communication | NULL
NULL | NULL | NULL | Electrical Permit | Commercial | Renovation | Draft | Installation / Repair - Commercial - Low voltage pre wire | NULL
NULL | NULL | NULL | Electrical Permit | Commercial | Renovation | Draft | Installation / Repair - Commercial | NULL
NULL | NULL | NULL | Electrical Permit | Commercial | Renovation | Draft | Installation / Repair - Commercial - Low voltage Prewire data and communication | NULL
NULL | NULL | NULL | Electrical Permit | Residential | New | Draft | Temporary Power - Residential - To provide temporary power. | Zee Electrical Ltd
NULL | NULL | NULL | Electrical Permit | NULL | NULL | Draft | NULL | NULL
NULL | NULL | NULL | Electrical Permit | NULL | NULL | Draft | NULL | NULL
NULL | NULL | NULL | Mechanical Permit | NULL | NULL | Draft | NULL | NULL
NULL | NULL | NULL | Electrical Permit | NULL | NULL | Withdrawn | NULL | NULL
NULL | NULL | NULL | Plumbing Permit | NULL | NULL | Draft | NULL | NULL
NULL | NULL | NULL | Electrical Permit | NULL | NULL | Withdrawn | NULL | NULL
NULL | NULL | NULL | Electrical Permit | Residential | New | Draft | Installation / Repair - Residential - Rough-in and Finishing of Low Voltage ECOMM (Emergency Communication) Cable | NULL
NULL | NULL | NULL | Electrical Permit | Commercial | Renovation | Draft | Installation / Repair - Commercial - alarm p/w and comp - networking - camera p/w and comp | NULL
EP-2023-01051 | 2023-04-03 | NULL | Electrical Permit | Commercial | Addition | Completed | Installation / Repair - Commercial - Removing 7 poles, and a bank pole, re installing the bank on new poles with 2 switches and re directing overhead lines. We have approval from Sim Minhas (Project Coordinator of Engineering Services for the City of Vancouver) via email today. | Valley Power Line Contracting Ltd
NULL | NULL | NULL | Electrical Permit | Residential | New | Draft | Installation / Repair - Residential - low voltage wiring , complete alarm system, network wiring and door bell | NULL
NULL | NULL | NULL | Plumbing Permit | NULL | NULL | Draft | NULL | CMP Enterprises Ltd
NULL | NULL | NULL | Electrical Permit | NULL | NULL | Draft | NULL | NULL
NULL | NULL | NULL | Electrical Permit | Commercial | Renovation | Draft | Installation / Repair - Commercial - ( low Voltage) supply & install data communications | Status Electrical Corporation
NULL | NULL | NULL | Electrical Permit | Commercial | Tenant Improvement | Draft | Installation / Repair - Commercial - Low voltage supply & install data communications | Status Electrical Corporation
NULL | NULL | NULL | Electrical Permit | Commercial | Renovation | Draft | Installation / Repair - Commercial - prewire & completion of security, data, camera | NULL
NULL | NULL | NULL | Plumbing Permit | Residential | Renovation | Draft | Residential - New underground services to house and new plumbing fixtures | NULL
NULL | NULL | NULL | Plumbing Permit | Residential | New | Draft | Residential | Hael Construction Inc
NULL | NULL | NULL | Plumbing Permit | Residential | New | Draft | Residential - Install one sump | Hael Construction Inc
NULL | NULL | NULL | Electrical Permit | Residential | NULL | Draft | Installation / Repair - Residential - Upgrade 100 amp service | NULL
NULL | NULL | NULL | Mechanical Permit | NULL | NULL | Withdrawn | NULL | NULL
NULL | NULL | NULL | Electrical Permit | NULL | NULL | Withdrawn | NULL | NULL
NULL | NULL | NULL | Electrical Permit | NULL | NULL | Draft | NULL | NULL
NULL | NULL | NULL | Gas Permit | NULL | NULL | Draft | NULL | JOT MECHANICAL LTD
NULL | NULL | NULL | Mechanical Permit | NULL | NULL | Draft | NULL | NULL
NULL | NULL | NULL | Plumbing Permit | NULL | NULL | Withdrawn | NULL | NULL
NULL | NULL | NULL | Mechanical Permit | NULL | NULL | Withdrawn | NULL | NULL
NULL | NULL | NULL | Mechanical Permit | NULL | NULL | Draft | NULL | All Season Solution Ltd
NULL | NULL | NULL | Electrical Permit | NULL | NULL | Draft | NULL | NULL
NULL | NULL | NULL | Electrical Permit | NULL | NULL | Draft | NULL | NULL
NULL | NULL | NULL | Sprinkler Permit | Commercial | Renovation - Dwelling Unit(s) only | Draft | Commercial - UNIT #419 - Add new heads under a revised mezzanine >DB: Interior alterations and new mezzanine (316.5 ft2) to unit #419 in this existing artist live work in this exiting 4 story building. This permit is to replace BP-2019-03011. *****This application does not include any of the following: 1. Not more than 20 sprinklers (add, relocate, or remove), 2. hydraulic calculations, 3. change in occupancy and /or hazard classification, 4. warehouse storage arrangements, 5. mobile compact storage arrangements, 6. alternative solutions, 7. changes to the sprinkler system supply piping (e.g. valves, mains, cross-mains, branch-lines, etc.), or 8. flexible sprinkler pipe. | Acme Fire and Safety co
NULL | NULL | NULL | Electrical Permit | Commercial | NULL | Withdrawn | Annual / Operating - Electrical Maintenance up to 750V for site. | NULL
NULL | NULL | NULL | Electrical Permit | NULL | NULL | Draft | NULL | NULL
NULL | NULL | NULL | Electrical Permit | Residential | Renovation | Draft | Installation / Repair - Residential - install a subpanel, and than split some circuits from main panel to this subpanel | NULL
NULL | NULL | NULL | Sprinkler Permit | NULL | NULL | Draft | NULL | NULL
NULL | NULL | NULL | Plumbing Permit | NULL | NULL | Draft | NULL | NULL
NULL | NULL | NULL | Electrical Permit | NULL | NULL | Draft | NULL | NULL
NULL | NULL | NULL | Electrical Permit | NULL | NULL | Withdrawn | NULL | NULL
NULL | NULL | NULL | Electrical Permit | NULL | NULL | Withdrawn | NULL | NULL
NULL | NULL | NULL | Plumbing Permit | Residential | Renovation | Draft | Residential - Kitchen and bath reno | NULL
NULL | NULL | NULL | Electrical Permit | NULL | NULL | Draft | NULL | NULL
NULL | NULL | NULL | Gas Permit | Commercial | Renovation | Draft | Commercial - re re hot water tank | NULL
NULL | NULL | NULL | Electrical Permit | Commercial | NULL | Draft | Annual / Operating | NULL
EP-2023-01126 | 2023-02-09 | NULL | Electrical Permit | Commercial | NULL | Expired | Movie Set / Filming - To allow for Movie Set/Filming Applicant shall provide completed Contractor Declaration form, and dates of filming and associated location(s) to csinspection.clerks@vancouver.ca prior to the commencement of filming. Visit vancouver.ca/inspections for more details. | Filmgroup.tv Ltd
NULL | NULL | NULL | Plumbing Permit | Residential | New | Draft | Residential - plumb a new house | NULL
NULL | NULL | NULL | Electrical Permit | NULL | NULL | Draft | NULL | NULL
NULL | NULL | NULL | Plumbing Permit | NULL | NULL | Draft | NULL | NULL
NULL | NULL | NULL | Plumbing Permit | Residential | New | Draft | Residential - plumb | NULL
NULL | NULL | NULL | Plumbing Permit | Commercial | Tenant Improvement | Withdrawn | Commercial | NULL
NULL | NULL | NULL | Mechanical Permit | NULL | NULL | Draft | NULL | NULL
NULL | NULL | NULL | Sprinkler Permit | NULL | NULL | Draft | NULL | NULL
NULL | NULL | NULL | Sprinkler Permit | Residential | New | Draft | Residential - Install sprinklers in SFD | NULL
NULL | NULL | NULL | Electrical Permit | Commercial | New | Withdrawn | Installation / Repair - Commercial - new construction | NULL
NULL | NULL | NULL | Gas Permit | Residential | New | Draft | Residential - ONE BOILER, TWO STOVES. ONE POOL HEATER , ONE FIREPLACE, TWO BBQ | Ultra Mechanical Ltd
NULL | NULL | NULL | Plumbing Permit | NULL | NULL | Draft | NULL | NULL
NULL | NULL | NULL | Gas Permit | NULL | NULL | Withdrawn | NULL | NULL
NULL | NULL | NULL | Electrical Permit | NULL | NULL | Draft | NULL | NULL
NULL | NULL | NULL | Plumbing Permit | Residential | New | Draft | Residential | NULL
NULL | NULL | NULL | Electrical Permit | NULL | NULL | Withdrawn | NULL | NULL
NULL | NULL | NULL | Mechanical Permit | NULL | NULL | Withdrawn | NULL | NULL
NULL | NULL | NULL | Plumbing Permit | NULL | NULL | Withdrawn | NULL | NULL
NULL | NULL | NULL | Mechanical Permit | NULL | NULL | Withdrawn | NULL | NULL
NULL | NULL | NULL | Electrical Permit | NULL | NULL | Draft | Installation / Repair - - Low voltage HVAC Controls | NULL
NULL | NULL | NULL | Plumbing Permit | NULL | NULL | Draft | NULL | NULL
NULL | NULL | NULL | Electrical Permit | NULL | NULL | Draft | NULL | NULL
NULL | NULL | NULL | Gas Permit | NULL | NULL | Withdrawn | NULL | NULL
NULL | NULL | NULL | Plumbing Permit | NULL | NULL | Draft | NULL | NULL
NULL | NULL | NULL | Gas Permit | Residential | New | Withdrawn | Residential - Installation of one direct vent gas fireplace | Bridge Woodworks Mfg Ltd
NULL | NULL | NULL | Gas Permit | NULL | NULL | Draft | NULL | NULL
NULL | NULL | NULL | Gas Permit | Residential | New | Draft | Residential - Installation of one direct vent gas fireplace | Bridge Woodworks Mfg Ltd
NULL | NULL | NULL | Electrical Permit | NULL | NULL | Withdrawn | NULL | NULL
NULL | NULL | NULL | Gas Permit | Residential | New | Draft | Residential - Installation of one direct vent gas fireplace | Bridge Woodworks Mfg Ltd
NULL | NULL | NULL | Gas Permit | NULL | NULL | Draft | NULL | NULL
NULL | NULL | NULL | Gas Permit | Residential | New | Draft | Residential - Installation of one direct vent gas fireplace | Bridge Woodworks Mfg Ltd
NULL | NULL | NULL | Gas Permit | NULL | NULL | Draft | NULL | NULL
NULL | NULL | NULL | Electrical Permit | NULL | NULL | Withdrawn | NULL | NULL
EP-2023-01162 | 2023-02-09 | NULL | Electrical Permit | Commercial | NULL | Expired | Movie Set / Filming - To allow for Movie Set/Filming Applicant shall provide completed Contractor Declaration form, and dates of filming and associated location(s) to csinspection.clerks@vancouver.ca prior to the commencement of filming. Visit vancouver.ca/inspections for more details. | Filmgroup.tv Ltd
NULL | NULL | NULL | Mechanical Permit | NULL | NULL | Withdrawn | NULL | NULL
NULL | NULL | NULL | Electrical Permit | Commercial | Addition | Withdrawn | Installation / Repair - Commercial - Add two circuits for 4 general use plugs 120v/15Amp | DLP Electrical Ltd
NULL | NULL | NULL | Electrical Permit | NULL | NULL | Withdrawn | NULL | NULL
NULL | NULL | NULL | Electrical Permit | NULL | NULL | Withdrawn | NULL | NULL
NULL | NULL | NULL | Plumbing Permit | NULL | NULL | Withdrawn | NULL | NULL
NULL | NULL | NULL | Gas Permit | Residential | New | Draft | Residential - Installation of a direct vent gas fireplace | Bridge Woodworks Mfg Ltd
NULL | NULL | NULL | Electrical Permit | Commercial | Renovation | Withdrawn | Installation / Repair - Commercial - Lighting upgrade to LED fixtures. | NULL
PP-2023-00470 | NULL | NULL | Plumbing Permit | Commercial | New | Withdrawn | Commercial - Install two backflow preventors for dog wash water supply. | BRAYTON PLUMBING LTD
NULL | NULL | NULL | Gas Permit | NULL | NULL | Draft | NULL | Ashton Service Group/Ashton Mechanical Ltd.
NULL | NULL | NULL | Plumbing Permit | Commercial | Addition | Withdrawn | Commercial - Install approximately 140 feet of sewer with 4 outdoor hand washing sink connections, connected to existing sewer. | NULL
NULL | NULL | NULL | Electrical Permit | Commercial | Renovation | Draft | Installation / Repair - Commercial - Add one exit / Emergency light combo light to the basement stage door at owner's request. Add 120v circuit to suite | 0777792 BC Ltd
NULL | NULL | NULL | Mechanical Permit | NULL | NULL | Withdrawn | NULL | All Season Solution Ltd
NULL | NULL | NULL | Gas Permit | NULL | NULL | Draft | NULL | Ashton Service Group/Ashton Mechanical Ltd.
NULL | NULL | NULL | Electrical Permit | NULL | NULL | Withdrawn | NULL | NULL
NULL | NULL | NULL | Mechanical Permit | NULL | NULL | Draft | NULL | East West Plumbing (2007) Ltd
NULL | NULL | NULL | Electrical Permit | NULL | NULL | Withdrawn | NULL | NULL
NULL | NULL | NULL | Gas Permit | Residential | New | Withdrawn | Residential - Installation of one direct vent gas fireplace | Bridge Woodworks Mfg Ltd
NULL | NULL | NULL | Electrical Permit | Commercial | Renovation | Draft | Installation / Repair - Commercial - Supply and install 3 temporary LED lights on hoarding for security lighting | NULL
NULL | NULL | NULL | Plumbing Permit | NULL | NULL | Withdrawn | NULL | NULL
NULL | NULL | NULL | Electrical Permit | Commercial | New | Draft | Installation / Repair - Commercial - Supply and install 3 - LED lights on top of hoarding for security lighting | Harbourview Electric Ltd
NULL | NULL | NULL | Electrical Permit | NULL | NULL | Draft | NULL | NULL
NULL | NULL | NULL | Gas Permit | Residential | New | Withdrawn | Residential - Installation of one direct vent gas fireplace | Bridge Woodworks Mfg Ltd
NULL | NULL | NULL | Electrical Permit | NULL | NULL | Draft | Installation / Repair - | NULL
EP-2023-01201 | 2023-02-13 | NULL | Electrical Permit | Commercial | NULL | Expired | Movie Set / Filming - To allow for Movie Set/Filming Applicant shall provide completed Contractor Declaration form, and dates of filming and associated location(s) to csinspection.clerks@vancouver.ca prior to the commencement of filming. Visit vancouver.ca/inspections for more details. | B Negative Inc
NULL | NULL | NULL | Mechanical Permit | NULL | NULL | Draft | NULL | NULL
NULL | NULL | NULL | Gas Permit | Residential | Renovation | Draft | Residential - To replace 1 furnace in the same location. | Paolo's Plumbing & Heating Ltd
NULL | NULL | NULL | Electrical Permit | NULL | NULL | Draft | NULL | NULL
NULL | NULL | NULL | Electrical Permit | Commercial | NULL | Withdrawn | Annual / Operating - Electrical maintenance up to 750V | NULL
NULL | NULL | NULL | Plumbing Permit | Residential | Renovation | Draft | Residential | NULL
NULL | NULL | NULL | Electrical Permit | NULL | NULL | Draft | NULL | NULL
NULL | NULL | NULL | Mechanical Permit | NULL | NULL | Draft | NULL | NULL
NULL | NULL | NULL | Gas Permit | NULL | NULL | Draft | NULL | NULL
NULL | NULL | NULL | Plumbing Permit | NULL | NULL | Withdrawn | NULL | NULL
NULL | NULL | NULL | Electrical Permit | NULL | NULL | Draft | NULL | NULL
NULL | NULL | NULL | Electrical Permit | NULL | NULL | Withdrawn | NULL | NULL
NULL | NULL | NULL | Plumbing Permit | NULL | NULL | Draft | NULL | NULL
NULL | NULL | NULL | Plumbing Permit | Residential | New | Draft | Residential - plumbing | NULL
NULL | NULL | NULL | Gas Permit | NULL | NULL | Draft | NULL | NULL
NULL | NULL | NULL | Plumbing Permit | Residential | New | Draft | Residential - new plumbing | NULL
NULL | NULL | NULL | Mechanical Permit | NULL | NULL | Withdrawn | NULL | NULL
NULL | NULL | NULL | Electrical Permit | NULL | NULL | Draft | NULL | NULL
NULL | NULL | NULL | Electrical Permit | NULL | NULL | Draft | NULL | NULL
NULL | NULL | NULL | Electrical Permit | Residential | New | Draft | Installation / Repair - Residential - New construction laneway Upgrade existing service to 200A Triplex meter base 100A - Laneway main switch 100A - To each Main house switch Electric Space heating Electrical rough-wire and finishing Underground teck Electrical low voltage rough-wire only EVC | NULL
NULL | NULL | NULL | Electrical Permit | NULL | NULL | Withdrawn | NULL | NULL
NULL | NULL | NULL | Electrical Permit | NULL | NULL | Withdrawn | NULL | NULL
NULL | NULL | NULL | Electrical Permit | Residential | New | Withdrawn | Installation / Repair - Residential - New construction, Need all new electrical work | NULL
NULL | NULL | NULL | Electrical Permit | Residential | New | Withdrawn | Installation / Repair - Residential - New electrical work...for new construction | NULL
NULL | NULL | NULL | Electrical Permit | NULL | NULL | Draft | NULL | NULL
NULL | NULL | NULL | Plumbing Permit | NULL | NULL | Draft | NULL | Apple Mechanical Ltd
NULL | NULL | NULL | Electrical Permit | Commercial | New | Withdrawn | Interim - Commercial - Scope of work: slab, underground, raceways, grounding, branch circuits. >BP: This permit has been issued for all site work and below grade facilities including four levels of common underground parking for the proposed development: To construct two mixed-use towers above a common parking podium. The podium slab will be designed as 3.2.1.2. slab. West Building: A 11-storey mixed-use building consisting 1st to 3rd storeys - light industrial use (shell) 4th to 11th storeys - office use (shell) East Building: A 13-storey mixed-use building consisting 1st storey with mezzanine - industrial flex units (shell) 2nd to 13th storeys - 216 secured market rental dwelling units including ten 2-level units on the 12th storey. Access to 13th storey can be via unit interior stairs and exit stair shafts, but not by elevators, all over 4 levels of common underground parking having access from the lane. Refer to BP-2021-01870 for [220 E 1st Ave] (West Building) BP-2021-01871 for [1717 Lorne St] (East Building) CACF will be provided at the principal entrance at each above grade building. Separate tenant improvement permits are required for all shell tenant spaces. This permit has been reviewed under the 2014 Vancouver Building By-law (#10908). Building to be sprinklered to NFPA 13 requirements. All office shell portions of the building are TIPs eligible at the time of construction. STAGED CONSTRUCTION Stage 1 - Excavation and Shoring - issued June 27, 2022 Stage 1 Revision 1 - Revised shoring to improve structural support of the shoring walls on west side of site - issued September 20, 2022 Stage 2 - Foundation to Grade - issued November 8, 2022 | Ozz Electric BC Inc
NULL | NULL | NULL | Electrical Permit | NULL | New | Withdrawn | Installation / Repair - - All electrical work need to be done | NULL
NULL | NULL | NULL | Plumbing Permit | Commercial | Renovation | Draft | Commercial - Re & re existing plumbing fixtures in bathrooms and bar | Your Professional Plumber Ltd
NULL | NULL | NULL | Gas Permit | NULL | NULL | Draft | NULL | Reid Brothers Plumbing & Heating Ltd
NULL | NULL | NULL | Electrical Permit | NULL | NULL | Draft | NULL | NULL
NULL | NULL | NULL | Electrical Permit | Residential | New | Draft | Installation / Repair - Residential - installation of temporary service | NULL
NULL | NULL | NULL | Electrical Permit | NULL | NULL | Draft | NULL | NULL
NULL | NULL | NULL | Electrical Permit | Commercial | Renovation | Draft | Installation / Repair - Commercial - install cct for washer dryer. install circuit for dog wash. install a few general plugs. | Tim Baker
NULL | NULL | NULL | Electrical Permit | Commercial | Renovation | Draft | Installation / Repair - Commercial - Install cct for washer dryer Cct for dog wash station. A few general plugs | NULL
NULL | NULL | NULL | Electrical Permit | Commercial | Renovation | Draft | Installation / Repair - Commercial - TEST | NULL
NULL | NULL | NULL | Plumbing Permit | Commercial | Tenant Improvement | Draft | Commercial - Install fixtures Interior and exterior alterations to this existing 2 storey theatre (A1) building and to change the occupancy to assembly (A2) single tenant shell occupancy. The north end of the building will be demolished, retaining the heritage facade and be restructured. Standpipes required as per 3.2.5.8.(1). Reviewed under the 2019 VBBL Issued during 2020 Pandemic. | DAVIDSON BROS MECHANICAL CONTRACTORS
NULL | NULL | NULL | Electrical Permit | Commercial | Addition | Draft | Installation / Repair - Commercial - Cat6 network upgrade, installation of 9u wall mount rack | NULL
NULL | NULL | NULL | Electrical Permit | NULL | NULL | Draft | NULL | NULL
NULL | NULL | NULL | Electrical Permit | Commercial | Renovation | Draft | Installation / Repair - Commercial - Retail space with a tasting room | Torr Electric
NULL | NULL | NULL | Plumbing Permit | NULL | NULL | Withdrawn | NULL | BD Plumbing
NULL | NULL | NULL | Plumbing Permit | Commercial | Tenant Improvement | Draft | Commercial - Qty 1 Sink/Faucet >BP: #875 - 8th floor Interior alterations to provide tenant improvements to this existing office on the 8th floor (#875) in this existing commercial building on this site. Scope of work: remove/construct partition walls, doors, finishes, power & data, electrical, plumbing and sprinkler work. E2 - Retrofit Path: BOMA BESt (Path 1) - No Additional Upgrades Req'd | DAVIDSON BROS MECHANICAL CONTRACTORS
NULL | NULL | NULL | Electrical Permit | NULL | Addition | Draft | Installation / Repair - - Cat6 Network upgrade, installation of 9u wall mount cabinet | NULL
NULL | NULL | NULL | Plumbing Permit | NULL | NULL | Draft | NULL | NULL
NULL | NULL | NULL | Sprinkler Permit | NULL | NULL | Draft | NULL | NULL
NULL | NULL | NULL | Plumbing Permit | Commercial | New | Draft | Commercial - plumbing installation on new 19 unit townhouse | Kreklevich & Sons Plumbing Ltd
NULL | NULL | NULL | Electrical Permit | Commercial | NULL | Draft | Annual / Operating - Maintenance of existing operating electrical equipment. | ACE ELECTRIC LTD.
NULL | NULL | NULL | Electrical Permit | NULL | NULL | Withdrawn | NULL | NULL
NULL | NULL | NULL | Sprinkler Permit | Commercial | Tenant Improvement | Withdrawn | Commercial - For sprinkler system alterations to the 2019 VBBL and NFPA 13, 2013 for the tenant improvements to provide interior alterations to demise this existing retail store #620 into #620 and #622 and provide first TI to the newly created #620 for a health care office on the ground floor of this existing mixed-use building. 1. This application does not include any of the following: • Warehouse storage arrangements, or mobile compact storage arrangements. • Changes to the sprinkler system supply piping (e.g. valves, mains, cross-mains, etc.). • Flexible sprinkler pipe. • Information Technology Equipment Rooms (e.g. IT Rooms, LAN Rooms, etc.). • New alternative solutions and/or modifications to existing alternative solutions. • Change in occupancy and/or hazard classification. Engineer of Record: Ryan Pavey 604-605-0606 pavey@cardinalfire.ca | Pacific Rim Fire Protection (2008) Ltd
NULL | NULL | NULL | Plumbing Permit | Commercial | New | Draft | Commercial - new plumbing installation for 19 unit townhouse | Kreklevich & Sons Plumbing Ltd
NULL | NULL | NULL | Electrical Permit | Residential | Tenant Improvement | Withdrawn | Installation / Repair - Residential - Install new EVSE 200 amp 3 phase panel, Four (4) 32 amp SWTCH Networked PhiHong AW32 level 2 EV Chargers networked. Installed into common parking 25, 26, 27, 28 | Power Pros Electrical Ltd
NULL | NULL | NULL | Plumbing Permit | Commercial | New | Withdrawn | Commercial - new installation of plumbing for a 19 unit townhouse over a parkade | Kreklevich & Sons Plumbing Ltd
NULL | NULL | NULL | Plumbing Permit | Residential | New | Draft | Residential | NULL
NULL | NULL | NULL | Mechanical Permit | NULL | NULL | Draft | NULL | NULL
NULL | NULL | NULL | Mechanical Permit | NULL | NULL | Draft | NULL | NULL
NULL | NULL | NULL | Plumbing Permit | Commercial | Renovation | Draft | Commercial - Replace fixtures | NULL
NULL | NULL | NULL | Plumbing Permit | Commercial | New | Draft | Commercial - add one hand sink and one grease interceptor | NULL
NULL | NULL | NULL | Electrical Permit | Commercial | Tenant Improvement | Withdrawn | Installation / Repair - Commercial - Install a new DCC-9 unit in the electrical room (parking area on P1). Run a conduit from the electrical room to the stall (roughly 50 feet) and wire to a junction box. Install a new 50 Amp receptacle and mount Juicebox EV charger. All existing chargers are networked and controlled on an automatic load consumption program. The incoming service is 800A and all the chargers hooked up to DCC9 boxes, to prevent the individual panels from tripping and then all chargers are networked and the load consumption controlled to not exceed certain parameters to prevent the main power from tripping. The Strata have wifi installed in the parkade and all the chargers are connected and a member of strata administers the program and sets the maximum load consumption so that the main breaker doesn't get tripped. The maximum consumption is set and that amount gets distributed to all plugged in chargers. The EVSE the Strata have selected is the JuiceBox Pro 40. They use the JuiceNet protocol, which is compatible with OCPP V1.5, over a local WiFi network which can communicate with the JuiceNet servers. Install 15 Amp general receptacel for modem power (wired in AC90) Wire 2 x CAT6 wires from Comm's room to modem. | Rainforest Electrical and Solar Ltd
NULL | NULL | NULL | Mechanical Permit | NULL | NULL | Draft | NULL | NULL
NULL | NULL | NULL | Electrical Permit | NULL | NULL | Draft | NULL | NULL
NULL | NULL | NULL | Plumbing Permit | Commercial | Addition | Draft | Commercial - install one backflow preventer as per cross connection control( back flow preventer) inspector >CROSS CONNECTION LETTER UPLOADED | PM Plumbing and Heating Ltd
NULL | NULL | NULL | Mechanical Permit | NULL | NULL | Draft | NULL | NULL
NULL | NULL | NULL | Mechanical Permit | NULL | NULL | Draft | NULL | NULL
NULL | NULL | NULL | Plumbing Permit | NULL | NULL | Draft | NULL | ALI & ALI PLUMBING & HEATING LTD
NULL | NULL | NULL | Electrical Permit | Residential | Renovation | Draft | Installation / Repair - Residential - Install 200a service with split 100a metering Wire house and basement suite | NULL
NULL | NULL | NULL | Plumbing Permit | Commercial | Tenant Improvement | Draft | Commercial - Plumbing for a baskin robbins ice cream store. Rough and finish plumbing. | NULL
NULL | NULL | NULL | Mechanical Permit | NULL | NULL | Draft | NULL | NULL
NULL | NULL | NULL | Plumbing Permit | Residential | New | Draft | Residential - To install radiant heating | Good To Go Plumbing & Heating Ltd
NULL | NULL | NULL | Mechanical Permit | NULL | NULL | Draft | NULL | NULL
NULL | NULL | NULL | Electrical Permit | NULL | NULL | Draft | NULL | NULL
NULL | NULL | NULL | Sprinkler Permit | Residential | New | Draft | Residential - Connection of Irrigation main. Plumbing of main supply line to valves. Plumbing and installation of zone lines and spray heads. Installation of control wires and controller | West Van Irrigation Ltd
NULL | NULL | NULL | Mechanical Permit | NULL | NULL | Draft | NULL | NULL
NULL | NULL | NULL | Sprinkler Permit | Commercial | Tenant Improvement | Withdrawn | Commercial - Add 2 concealed heads | NULL
NULL | NULL | NULL | Gas Permit | NULL | NULL | Draft | NULL | NULL
NULL | NULL | NULL | Electrical Permit | NULL | NULL | Draft | NULL | NULL
NULL | NULL | NULL | Electrical Permit | NULL | NULL | Withdrawn | NULL | NULL
NULL | NULL | NULL | Gas Permit | NULL | NULL | Withdrawn | NULL | NULL
NULL | NULL | NULL | Gas Permit | Residential | Renovation | Draft | Residential - Decommission and remove furnace and install a heat pump. | Ashton Service Group/Ashton Mechanical Ltd.
NULL | NULL | NULL | Gas Permit | Residential | New | Draft | Residential - to install 1 boiler 1 range 1 bbq 1 fireplace 1 patio heater fireplace piping only | NULL
NULL | NULL | NULL | Plumbing Permit | NULL | NULL | Draft | NULL | NULL
NULL | NULL | NULL | Gas Permit | NULL | NULL | Withdrawn | NULL | NULL
NULL | NULL | NULL | Electrical Permit | NULL | Addition | Withdrawn | Installation / Repair - - lights addition | NULL
NULL | NULL | NULL | Electrical Permit | NULL | NULL | Draft | Installation / Repair - - Installation of | NULL
NULL | NULL | NULL | Electrical Permit | Residential | New | Withdrawn | Installation / Repair - Residential - Final Installation - Alarm, CCTV, Data | NULL
NULL | NULL | NULL | Electrical Permit | Residential | Renovation | Draft | Installation / Repair - Residential - 200a service upgrade and relocation | NULL
NULL | NULL | NULL | Mechanical Permit | NULL | NULL | Draft | NULL | NULL
NULL | NULL | NULL | Mechanical Permit | NULL | NULL | Draft | NULL | NULL
NULL | NULL | NULL | Mechanical Permit | NULL | NULL | Draft | NULL | NULL
NULL | NULL | NULL | Electrical Permit | Residential | New | Withdrawn | Installation / Repair - Residential - Low voltage system wiring: tele, alarm, CCTV, internet | NULL
NULL | NULL | NULL | Gas Permit | NULL | NULL | Draft | NULL | NULL
NULL | NULL | NULL | Electrical Permit | Residential | Renovation | Withdrawn | Installation / Repair - Residential - Voluntary panel replacement. | NULL
NULL | NULL | NULL | Gas Permit | Residential | Renovation | Draft | Residential - They are building a garage at the back. Fortis is to disconnect existing service to house and relocate gas meter at the back of the garage. I will have to run an underground service from the garage back to the house and tie in the new gas meter. | NULL
NULL | NULL | NULL | Gas Permit | Residential | Renovation | Draft | Residential - furnace replacement and venting | NULL
NULL | NULL | NULL | Gas Permit | Residential | Renovation | Draft | Residential - Decommission and remove furnace. Install new Heat pump | Ashton Service Group/Ashton Mechanical Ltd.
NULL | NULL | NULL | Mechanical Permit | NULL | NULL | Draft | NULL | NULL
NULL | NULL | NULL | Plumbing Permit | NULL | NULL | Draft | NULL | NULL
NULL | NULL | NULL | Electrical Permit | NULL | NULL | Draft | NULL | NULL
NULL | NULL | NULL | Mechanical Permit | NULL | NULL | Draft | NULL | NULL
NULL | NULL | NULL | Electrical Permit | Commercial | NULL | Draft | Annual / Operating | NULL
NULL | NULL | NULL | Electrical Permit | Residential | Tenant Improvement | Withdrawn | Installation / Repair - Residential - -1 cat5 & 1 fiber to living room for main house - 1 cat 5 & 1 fiber to living room in suite - 1 cat 5 & 1 fiber to tv in master bedroom - 1 cat 5 & 1 fiber to tv in basement side room - remove all old obsolete wiring | AJ's Electrical Contractors LTD
NULL | NULL | NULL | Electrical Permit | NULL | NULL | Draft | NULL | NULL
NULL | NULL | NULL | Plumbing Permit | NULL | NULL | Withdrawn | NULL | Conor Whyte Plumbing And Heating Limited
NULL | NULL | NULL | Electrical Permit | NULL | NULL | Draft | NULL | NULL
NULL | NULL | NULL | Gas Permit | Residential | Renovation | Draft | Residential - RE AND RE GAS LOG SET TO HRI4E INSERT | NULL
NULL | NULL | NULL | Plumbing Permit | NULL | NULL | Draft | NULL | Conor Whyte Plumbing And Heating Limited
NULL | NULL | NULL | Electrical Permit | NULL | New | Draft | Installation / Repair - - Low voltage wiring for speakers, touch screens, video and networking. | Smart-Tek Communications Inc
NULL | NULL | NULL | Mechanical Permit | NULL | NULL | Draft | NULL | NULL
NULL | NULL | NULL | Electrical Permit | Residential | New | Draft | Installation / Repair - Residential - low voltage security system | NULL
NULL | NULL | NULL | Plumbing Permit | Residential | New | Draft | Residential - plumbing works | Lucky Five Eight Plumbing & Heating Ltd
NULL | NULL | NULL | Electrical Permit | NULL | NULL | Withdrawn | NULL | NULL
NULL | NULL | NULL | Gas Permit | Residential | New | Draft | Residential - Venting and hook only | NULL
NULL | NULL | NULL | Electrical Permit | Commercial | NULL | Draft | Movie Set / Filming - To allow for Movie Set/Filming Applicant shall provide completed Contractor Declaration form, and dates of filming and associated location(s) to csinspection.clerks@vancouver.ca prior to the commencement of filming. Visit vancouver.ca/inspections for more details. | NULL
NULL | NULL | NULL | Mechanical Permit | NULL | NULL | Draft | NULL | NULL
NULL | NULL | NULL | Mechanical Permit | NULL | NULL | Draft | NULL | NULL
NULL | NULL | NULL | Sprinkler Permit | NULL | NULL | Draft | NULL | NULL
NULL | NULL | NULL | Plumbing Permit | NULL | NULL | Draft | NULL | NULL
NULL | NULL | NULL | Electrical Permit | Residential | New | Withdrawn | Installation / Repair - Residential - Rough wire, service and finishing to be completed Main service = 200 Amp | NULL
NULL | NULL | NULL | Electrical Permit | Residential | New | Draft | Installation / Repair - Residential - house | FB Electric Ltd
NULL | NULL | NULL | Electrical Permit | NULL | NULL | Draft | NULL | NULL
NULL | NULL | NULL | Electrical Permit | NULL | NULL | Draft | NULL | NULL
NULL | NULL | NULL | Electrical Permit | NULL | NULL | Draft | NULL | NULL
NULL | NULL | NULL | Plumbing Permit | Residential | New | Draft | Residential - DWV infill house | A1 Kam Plumbing Heating & Gas Ltd
NULL | NULL | NULL | Electrical Permit | NULL | NULL | Draft | NULL | NULL
NULL | NULL | NULL | Electrical Permit | Residential | Addition | Draft | Interim - Residential - installing an 8' aluminum post with an led post top light ( same way as existing ones are located by unit 15 & 16 in picture attached) | NULL
NULL | NULL | NULL | Gas Permit | Residential | New | Withdrawn | Residential - 1 boiler 1 range 1bbq | NULL
NULL | NULL | NULL | Electrical Permit | NULL | NULL | Draft | NULL | NULL
EP-2023-01373 | NULL | NULL | Electrical Permit | Commercial | Addition | Withdrawn | Installation / Repair - Commercial - Cable, supply and install Lenel access control system on 4 doors NO MAG LOCKS Site Contact - Vivian Ho, 604-312-3100 | PALADIN TECHNOLOGIES INC
NULL | NULL | NULL | Electrical Permit | NULL | NULL | Withdrawn | NULL | NULL
NULL | NULL | NULL | Electrical Permit | Commercial | NULL | Withdrawn | Annual / Operating | NULL
NULL | NULL | NULL | Electrical Permit | NULL | NULL | Withdrawn | NULL | NULL
NULL | NULL | NULL | Gas Permit | NULL | NULL | Draft | NULL | NULL
NULL | NULL | NULL | Electrical Permit | NULL | NULL | Draft | NULL | NULL
NULL | NULL | NULL | Sprinkler Permit | Residential | New | Draft | Residential - installation of a new fire sprinkler system | CENTRE LINE FIRE SPRINKLERS LTD
EP-2023-01371 | 2023-02-17 | NULL | Electrical Permit | Commercial | Renovation | Completed | Installation / Repair - Commercial - Street lighting upgrades from HPS to LED (5x 83W) and add 1 new street light (83W LED). Splicing to be performed by city crews. 1920 SW MARINE DR | Bay Hill Contracting Ltd
NULL | NULL | NULL | Electrical Permit | Commercial | NULL | Draft | Annual / Operating | NULL
NULL | NULL | NULL | Mechanical Permit | NULL | NULL | Draft | NULL | NULL
EP-2023-01375 | 2023-02-17 | NULL | Electrical Permit | Commercial | NULL | Expired | Movie Set / Filming - To allow for Movie Set/Filming Applicant shall provide completed Contractor Declaration form, and dates of filming and associated location(s) to csinspection.clerks@vancouver.ca prior to the commencement of filming. Visit vancouver.ca/inspections for more details. | Circle Productions Ltd
NULL | NULL | NULL | Plumbing Permit | NULL | NULL | Draft | NULL | NULL
NULL | NULL | NULL | Electrical Permit | Residential | Renovation | Draft | Installation / Repair - Residential - Meter base upgrade | NULL
NULL | NULL | NULL | Gas Permit | NULL | NULL | Draft | NULL | Schmidt Bros Mechanical Ltd
NULL | NULL | NULL | Gas Permit | NULL | NULL | Draft | NULL | NULL
NULL | NULL | NULL | Electrical Permit | Commercial | NULL | Draft | Movie Set / Filming - To allow for Movie Set/Filming Applicant shall provide completed Contractor Declaration form, and dates of filming and associated location(s) to csinspection.clerks@vancouver.ca prior to the commencement of filming. Visit vancouver.ca/inspections for more details. | NULL
NULL | NULL | NULL | Plumbing Permit | NULL | NULL | Draft | NULL | NULL
NULL | NULL | NULL | Gas Permit | Residential | New | Draft | Residential - Install boiler piping for gas range and bbq | JOT MECHANICAL LTD
NULL | NULL | NULL | Plumbing Permit | Residential | New | Withdrawn | Residential - installing new drainage for 1 Kitchen sink, New drainage for 1 Dishwasher, installing 2 brand new frost free hose bibs , running new water lines to the fixtures and we are going to tie venting from kitchen sink to existing venting. | NULL
NULL | NULL | NULL | Electrical Permit | NULL | NULL | Withdrawn | NULL | NULL
NULL | NULL | NULL | Mechanical Permit | NULL | NULL | Draft | NULL | NULL
NULL | NULL | NULL | Gas Permit | NULL | NULL | Withdrawn | NULL | NULL
NULL | NULL | NULL | Electrical Permit | Commercial | Tenant Improvement | Draft | Installation / Repair - Commercial - UNIT #311 - 3RD FLOOR - construction of a boardroom, small meeting room, a kitchenette. exposed ceiling with suspended lighting >BP: #311 - 3rd Floor Interior alterations to provide first tenant improvements to this existing office shell space for a new tenant on the 3rd floor (#311) in this Vancouver Heritage 'C' designated commercial building on site. Scope of work: Complete tenant fit out from shell space to new office office, work includes new partition walls for boardroom, meeting rooms and phonebooths. New swing and sliding glass doors, kitchen island, electrical, plumbing and sprinkler work. | Performance Electric Ltd
NULL | NULL | NULL | Sprinkler Permit | NULL | NULL | Draft | NULL | NULL
NULL | NULL | NULL | Sprinkler Permit | NULL | NULL | Draft | NULL | NULL
NULL | NULL | NULL | Electrical Permit | Commercial | Renovation | Draft | Installation / Repair - Commercial - Install 11 - EV Chargers to existing building wiring in parkade area | Excel Electric (1993) Ltd
NULL | NULL | NULL | Plumbing Permit | Residential | Tenant Improvement | Draft | Residential - Switch the old tub with a new tub | NULL
NULL | NULL | NULL | Electrical Permit | Commercial | NULL | Draft | Annual / Operating | NULL
NULL | NULL | NULL | Electrical Permit | NULL | NULL | Draft | NULL | NULL
NULL | NULL | NULL | Plumbing Permit | NULL | NULL | Draft | NULL | Langara Mechanical Plumbing & Heating Ltd
NULL | NULL | NULL | Plumbing Permit | NULL | NULL | Draft | NULL | Langara Mechanical Plumbing & Heating Ltd
NULL | NULL | NULL | Plumbing Permit | NULL | NULL | Draft | NULL | Langara Mechanical Plumbing & Heating Ltd
NULL | NULL | NULL | Sprinkler Permit | NULL | NULL | Withdrawn | NULL | NULL
NULL | NULL | NULL | Plumbing Permit | NULL | NULL | Draft | NULL | NULL
NULL | NULL | NULL | Mechanical Permit | NULL | NULL | Draft | NULL | NULL
NULL | NULL | NULL | Electrical Permit | NULL | NULL | Draft | NULL | NULL
NULL | NULL | NULL | Electrical Permit | Residential | New | Draft | Installation / Repair - Residential - Wiring and finishing of single family Dwelling WITH COATCH HOUSE INCLUDING ,AC,CAR CHARGER, | Positive Electric Ltd
NULL | NULL | NULL | Electrical Permit | Commercial | New | Draft | Installation / Repair - Commercial - Electrical work excluding the HV work. Interim Permit: EP-2020-01938. HV work by: EP-2020-02228. Building permit work description: The project will be a six-storey mixed-use building with at-grade commercial uses and 98 secured market rental housing units above the 1st storey, plus 2 levels of below grade parking. The project will be of non-combustible construction from below grade levels to level 2 slab and combustible construction above the level 2 slab. The building will be sprinklered throughout and will be provided with a monitored fire alarm system. ** This is a CP process Permit and the applicant is David Ho, CP ** Stage 1: Excavation & Shoring. June 25, 2019, B. Smith Stage 2: Foundation & Structure to ground level (originally submitted for Full Construction). Nov. 28, 2019, B. Smith | NTEC Electric Ltd
NULL | NULL | NULL | Gas Permit | Residential | Renovation | Draft | Residential - replace boiler | North Star Mechanical Ltd
NULL | NULL | NULL | Electrical Permit | Commercial | Renovation | Withdrawn | Installation / Repair - Commercial - ddd | NULL
NULL | NULL | NULL | Electrical Permit | NULL | NULL | Withdrawn | NULL | NULL
NULL | NULL | NULL | Electrical Permit | NULL | NULL | Draft | NULL | NULL
NULL | NULL | NULL | Electrical Permit | NULL | NULL | Draft | NULL | NULL
NULL | NULL | NULL | Electrical Permit | Residential | Renovation - Dwelling Unit(s) only | Draft | Installation / Repair - Residential - 200a service upgrade house and basement suite wiring | NULL
NULL | NULL | NULL | Gas Permit | Residential | New | Withdrawn | Residential - rough in 1 boiler 1 bbq 1range | NULL
NULL | NULL | NULL | Mechanical Permit | NULL | NULL | Draft | NULL | NULL
NULL | NULL | NULL | Electrical Permit | Residential | New | Draft | Installation / Repair - Residential - This is a new single house: single-phase service, all outlets, roughing and connection, lighting system, and all electrical equipment connection. In rough in procedure also pre-wire the data and TV communication cables. 3 Electrical Meter system. Sub Panel for second suite:60A. Main consumer's service: 200A. Main House Service:100A LWH: 100A | NULL
NULL | NULL | NULL | Electrical Permit | Residential | New | Withdrawn | Installation / Repair - Residential - This is LWH unit for 3495 W 11th ave , all outlets, roughing and connection, lighting system, and all electrical equipment connection. In rough in procedure also pre-wire the data and TV communication cables. 3 Electrical Meter system. Sub Panel for second suite:60A. Main consumer's service: 200A. Main House Service:100A LWH: 100A | AIGO TECHNOLOGY INC
NULL | NULL | NULL | Electrical Permit | Commercial | Renovation | Draft | Installation / Repair - Commercial - Renovation: To install new lights, plugs, low voltage camera system, fire alarm, emergency lights | NULL
NULL | NULL | NULL | Plumbing Permit | NULL | NULL | Withdrawn | NULL | NULL
NULL | NULL | NULL | Plumbing Permit | NULL | NULL | Withdrawn | NULL | NULL
NULL | NULL | NULL | Electrical Permit | Commercial | New | Withdrawn | Installation / Repair - Commercial - 6 unit wood frame residential project with underground parking >BP: To construct a 3 storey residential building with six dwelling on levels 1 - 3 (2 strata units and 4 rental units) each with direct exterior access. There is 1 level of underground parking that contain storage rooms and building services and an amenity room. Building to be sprinklered to NFPA 13R. Part 9 Building approved for CP Stream by Kelly Anderson per email sent September 13, 2021. To be reviewed under the 2019 VBBL. Stage 1 - excavation and shoring - accepted Sept.28/22 Erv Stage 2 - full construction - accepted Nov.24/22 Erv | Wicks Electric Inc
NULL | NULL | NULL | Gas Permit | NULL | NULL | Withdrawn | NULL | Slavi A Asenov
NULL | NULL | NULL | Electrical Permit | Commercial | New | Draft | Installation / Repair - Commercial - Security alarm | Platinum Security Inc
NULL | NULL | NULL | Plumbing Permit | NULL | NULL | Draft | NULL | Canadian Excavating Ltd
NULL | NULL | NULL | Mechanical Permit | NULL | NULL | Draft | NULL | MCKIM MECHANICAL
NULL | NULL | NULL | Plumbing Permit | NULL | NULL | Draft | NULL | NULL
NULL | NULL | NULL | Electrical Permit | Commercial | NULL | Withdrawn | Annual / Operating - All work under the directive of "annual operating permit". VALID: VALID: February 17, 2022 to February 16, 2023 Renewal of EP-2021-03976 | Ino-Tek Electric Ltd.
NULL | NULL | NULL | Plumbing Permit | NULL | NULL | Draft | NULL | NULL
NULL | NULL | NULL | Sprinkler Permit | NULL | NULL | Draft | NULL | NULL
NULL | NULL | NULL | Electrical Permit | NULL | NULL | Withdrawn | NULL | NULL
NULL | NULL | NULL | Electrical Permit | NULL | NULL | Draft | NULL | NULL
NULL | NULL | NULL | Electrical Permit | Commercial | NULL | Draft | Annual / Operating | NULL
NULL | NULL | NULL | Sprinkler Permit | NULL | NULL | Draft | NULL | BC FIRE SPRINKLERS--Gordon Knight
NULL | NULL | NULL | Plumbing Permit | NULL | NULL | Draft | NULL | NULL
NULL | NULL | NULL | Plumbing Permit | Residential | New | Draft | Residential - Sump and sanitary connections | NULL
NULL | NULL | NULL | Gas Permit | Residential | Tenant Improvement | Withdrawn | Residential - Re and re boiler | Slavi A Asenov
NULL | NULL | NULL | Mechanical Permit | NULL | NULL | Draft | NULL | NULL
NULL | NULL | NULL | Gas Permit | NULL | NULL | Draft | NULL | Westmount Heating Ltd
NULL | NULL | NULL | Electrical Permit | Commercial | NULL | Draft | Annual / Operating | NULL
NULL | NULL | NULL | Plumbing Permit | NULL | NULL | Withdrawn | NULL | Northland Mechanical Contracting Ltd
NULL | NULL | NULL | Electrical Permit | Commercial | New | Draft | Temporary Power - Commercial - To provide temporary power. | 0777792 BC Ltd
NULL | NULL | NULL | Mechanical Permit | NULL | NULL | Draft | NULL | NULL
NULL | NULL | NULL | Mechanical Permit | NULL | NULL | Draft | NULL | NULL
NULL | NULL | NULL | Electrical Permit | NULL | NULL | Draft | NULL | NULL
NULL | NULL | NULL | Mechanical Permit | NULL | NULL | Draft | NULL | NULL
NULL | NULL | NULL | Mechanical Permit | NULL | NULL | Withdrawn | NULL | Century Twenty One Gas & Heating Co. Ltd
NULL | NULL | NULL | Mechanical Permit | NULL | NULL | Draft | NULL | Simplex Mechanical Ltd
NULL | NULL | NULL | Electrical Permit | NULL | NULL | Withdrawn | NULL | NULL
NULL | NULL | NULL | Electrical Permit | NULL | NULL | Withdrawn | NULL | NULL
NULL | NULL | NULL | Electrical Permit | Commercial | NULL | Withdrawn | Annual / Operating - regular maintenance | NULL
NULL | NULL | NULL | Electrical Permit | Commercial | NULL | Withdrawn | Annual / Operating - regular maintenance | NULL
NULL | NULL | NULL | Plumbing Permit | NULL | NULL | Draft | NULL | NULL
NULL | NULL | NULL | Gas Permit | NULL | NULL | Draft | NULL | NULL
NULL | NULL | NULL | Electrical Permit | NULL | NULL | Draft | NULL | NULL
NULL | NULL | NULL | Electrical Permit | NULL | NULL | Withdrawn | NULL | NULL
NULL | NULL | NULL | Sprinkler Permit | NULL | NULL | Withdrawn | NULL | NULL
NULL | NULL | NULL | Electrical Permit | NULL | NULL | Withdrawn | NULL | NULL
NULL | NULL | NULL | Electrical Permit | NULL | NULL | Draft | NULL | NULL
NULL | NULL | NULL | Gas Permit | Residential | Tenant Improvement | Draft | Residential - Replace old boiler with new high efficiency one | Slavi A Asenov
NULL | NULL | NULL | Gas Permit | NULL | NULL | Draft | NULL | Superstar Plumbing Heating & Sprinkler Supplies Ltd
EP-2023-01514 | 2023-02-22 | NULL | Electrical Permit | Commercial | Addition | Completed | Installation / Repair - Commercial - Wire up a new Jib Crane at Skeena Pump Station on the corner of Skeena St & Cornett Rd. | Gifford Electric Ltd
NULL | NULL | NULL | Electrical Permit | NULL | NULL | Draft | NULL | NULL
NULL | NULL | NULL | Electrical Permit | Commercial | NULL | Draft | Annual / Operating | NULL
NULL | NULL | NULL | Electrical Permit | Commercial | NULL | Withdrawn | Annual / Operating - Annual updating, installation and repairs to existing electrical system. | NULL
NULL | NULL | NULL | Plumbing Permit | NULL | NULL | Draft | NULL | Lucky Five Eight Plumbing & Heating Ltd
NULL | NULL | NULL | Electrical Permit | Commercial | New | Withdrawn | Interim - Commercial - Interim work for foundation, grounding, slab rough-ins. Interim permit for EP-2022-10080 >BP: To Construct a 3 story building consisting of 36 Townhouses in 4 blocks over a single level of underground parking level having access off a lane. Under the provisions of the VBBL this will be considered a single building. Release of the Stage I (excavation/shoring) permit does not exempt the applicant from the following and completing the permit sequencing. The scope of the demolition permits will have to be completed prior to commencing excavation work authorized under this permit. Stage I (excavation/ shoring) issued Dec. 10, 21. Stage II (full BP) issued 31-Aug-2022 TN for MV | West Harbour Electric ltd
NULL | NULL | NULL | Mechanical Permit | NULL | NULL | Draft | NULL | MCKIM MECHANICAL
NULL | NULL | NULL | Electrical Permit | Commercial | Addition | Draft | Installation / Repair - Commercial - Low voltage installation of CCTV security system. >BP: #900 & #833 - interconnected floors Interior alterations to provide improvements to this existing office tenant on the 9th floor (#900) and part of the 8th floor (#833) of this existing commercial building. Scope of work includes new partition walls, new doors, electrical, lighting and sprinkler work. TENANT: BelKorp Industries Inc Note: #900 is part of the 8th and entire 9th floor. It has interconnecting stairs per BU410531. Building Sprinklered – Separate sprinkler permit required for proposed sprinkler work OK for Field Review as per Kirat Kang October 17, 2022 E2 - Retrofit Path: BOMA BESt (Path 1) - No Additional Upgrades Req'd Energy checklist is currently no longer required with your Building Permit (BP) application. Some supporting documents are still required at BP stage, specifically Envelope and HVAC, if applicable. Service Water Heating and Lighting supporting documents, if applicable, must be submitted with your related trades permits (e.g. electrical and plumbing). All energy upgrades will be checked during inspections stage. It is the applicant’s responsibility to identify and note all required upgrades including energy upgrades on their BP drawings at BP stage. | Telus Custom Security Systems Inc
NULL | NULL | NULL | Electrical Permit | Commercial | NULL | Draft | Annual / Operating | NULL
NULL | NULL | NULL | Electrical Permit | NULL | NULL | Draft | NULL | NULL
NULL | NULL | NULL | Plumbing Permit | Residential | Renovation | Withdrawn | Residential - Test | NULL
NULL | NULL | NULL | Electrical Permit | Commercial | New | Draft | Installation / Repair - Commercial - Supply and install complete electrical system for Building 2 (Middle). | Action Electric Ltd
NULL | NULL | NULL | Plumbing Permit | NULL | NULL | Draft | NULL | NULL
NULL | NULL | NULL | Electrical Permit | NULL | NULL | Draft | NULL | NULL
NULL | NULL | NULL | Electrical Permit | NULL | NULL | Draft | NULL | NULL
NULL | NULL | NULL | Sprinkler Permit | NULL | NULL | Draft | NULL | NULL
NULL | NULL | NULL | Electrical Permit | NULL | NULL | Draft | NULL | NULL
EP-2023-01781 | 2023-03-07 | NULL | Electrical Permit | Commercial | New | Issued | Installation / Repair - Commercial - New electrical service and installation of 120/208 volt 800 amp switch gear as well as two stand alone film kiosk.. The location is 1300 The Crescent. Its on The Crescent at the intersection of Angus on the east side of the street. | City of Vancouver
NULL | NULL | NULL | Electrical Permit | Residential | New | Draft | Installation / Repair - Residential - Service Upgrade 200 Amp | NULL
EP-2023-01558 | 2023-02-23 | NULL | Electrical Permit | Commercial | New | Completed | Installation / Repair - Commercial - installation of u/g ducting new & bases for 1 x 40w LED new Laneway light / re & re existing streetlight onto new base & install new 40w LED fixture tied into existing service job is located on East 10th Avenue & Lane North off of East 10th Avenue (2542 Garden Drive) Amend: July 19, 2023 scope has changed to: re & re 2 x 36w LED streetlights / re & re 9 x 49w LED streetlights / 1 x 49w LED new streetlight / re & re 2 x 67w LED streetlights / 2 x 21w LED new streetlights / 2 x 29w LED new streetlights | Trans-Western Electric Ltd
EP-2023-01559 | 2023-02-23 | NULL | Electrical Permit | Commercial | New | Issued | Installation / Repair - Commercial - installation of u/g ducting & bases and 2 x 71w LED new streetlights tied into existing service / re & re 2 existing fixtures on existing poles 3737 Rupert Street - Rupert Street & E 22 Avenue | Trans-Western Electric Ltd
NULL | NULL | NULL | Electrical Permit | Commercial | Tenant Improvement | Withdrawn | Installation / Repair - Commercial - Data and security cabling | NULL
NULL | NULL | NULL | Plumbing Permit | NULL | NULL | Draft | NULL | NULL
NULL | NULL | NULL | Electrical Permit | NULL | NULL | Draft | NULL | NULL
NULL | NULL | NULL | Plumbing Permit | Residential | New | Draft | Residential - Drain Tile | NULL
NULL | NULL | NULL | Electrical Permit | Commercial | NULL | Draft | Annual / Operating - Annual Operating Permit for "GVRD PUMP STATIONS" Authorizes maintenance, minor alterations and additions. VALID: FEBRUARY 14, 2022 - FEBRUARY 13, 2023 Renewal of EP-2021-02979 NOTE: NO GROUND DISTURBANCE - any ground disturbance may be in contravention to the Heritage Conservation Act and will require appropriate permits and clearances from the Provincial Archaeology Branch, First Nations and the City of Vancouver. | City of Vancouver
NULL | NULL | NULL | Electrical Permit | Commercial | NULL | Draft | Annual / Operating | NULL
NULL | NULL | NULL | Gas Permit | Residential | Addition | Draft | Residential - Gas insert fireplace installation | NULL
NULL | NULL | NULL | Electrical Permit | Residential | Addition | Draft | Installation / Repair - Residential - Installation of distribution sub-panel, receptacles and lighting fixtures for a garage. | NULL
NULL | NULL | NULL | Mechanical Permit | NULL | NULL | Draft | NULL | NULL
NULL | NULL | NULL | Electrical Permit | NULL | NULL | Draft | NULL | NULL
NULL | NULL | NULL | Electrical Permit | Commercial | Tenant Improvement | Draft | Installation / Repair - Commercial - Demo wiring to old chiller, extend existing feed to new chiller & run control wiring for new chiller. | Steele Electric (2001) Ltd
NULL | NULL | NULL | Electrical Permit | NULL | NULL | Withdrawn | NULL | NULL
NULL | NULL | NULL | Electrical Permit | Commercial | New | Withdrawn | Installation / Repair - Commercial - AV, Card Access, Entryphone and Video Surveillance Systems installations >BP: To construct a 8-storey (7th storey per Development and Zoning Bylaw) mixed use non combustible high building comprising of: 1 st to 3rd storey - church, daycare and preschool 4 th storey - church and residential 4 th to 7th storey - 20 market rental apartments 8 th storey - amenity space/area with children's playground, all over three levels of underground parkade. 24-Jan-2021 - Stage 1 (excavation and shoring) issued. 11-Mar-2021 - Stage 2 ( full structure) issued. 10-Jan-2022 - Stage 3 ( full construction) issued. Note: Three kitchens are proposed in this building. Letter to confirm kitchen operations by George Sze on file. Level 1- approved by VCH - Class 2 kitchen operation Level 2 - not permitted by VCH - only microwave proposed ( TBC later when plans are submitted). Level 3- approved by VCH - Class 2 kitchen operation This Permit was issued during COVID19. 16-Dec-2022 - Rev1 - tn Change of RPR for electrical discipline. As of September 16, 2022, Jose Luis Lopez, P. Eng. assumed responsibilities as the Registered Professional of Record for Electrical discipline. | 4th Utility Inc
NULL | NULL | NULL | Plumbing Permit | NULL | NULL | Draft | NULL | NULL
NULL | NULL | NULL | Electrical Permit | NULL | NULL | Draft | NULL | NULL
NULL | NULL | NULL | Plumbing Permit | Residential | New | Draft | Residential - Installing Sumps | NULL
NULL | NULL | NULL | Plumbing Permit | NULL | NULL | Draft | NULL | NULL
NULL | NULL | NULL | Plumbing Permit | NULL | NULL | Draft | NULL | NULL
NULL | NULL | NULL | Electrical Permit | NULL | NULL | Draft | NULL | NULL
NULL | NULL | NULL | Electrical Permit | Residential | Renovation - Dwelling Unit(s) only | Draft | Installation / Repair - Residential - Upgrading Smoke alarms system and disconnecting range outlet. | NULL
NULL | NULL | NULL | Gas Permit | NULL | NULL | Draft | NULL | NULL
NULL | NULL | NULL | Mechanical Permit | NULL | NULL | Draft | NULL | NULL
NULL | NULL | NULL | Plumbing Permit | NULL | NULL | Draft | NULL | R J PLUMBING & HEATING LTD.
NULL | NULL | NULL | Plumbing Permit | NULL | NULL | Draft | NULL | Langara Mechanical Plumbing & Heating Ltd
NULL | NULL | NULL | Mechanical Permit | NULL | NULL | Draft | NULL | NULL
NULL | NULL | NULL | Plumbing Permit | NULL | NULL | Withdrawn | NULL | NULL
NULL | NULL | NULL | Electrical Permit | NULL | NULL | Draft | NULL | NULL
NULL | NULL | NULL | Electrical Permit | NULL | NULL | Draft | NULL | NULL
NULL | NULL | NULL | Electrical Permit | Commercial | NULL | Draft | Annual / Operating - Annual Electrical Operating Permit renewal | Ainsworth Inc
NULL | NULL | NULL | Plumbing Permit | NULL | NULL | Draft | NULL | NULL
NULL | NULL | NULL | Electrical Permit | Commercial | NULL | Draft | Annual / Operating | NULL
NULL | NULL | NULL | Electrical Permit | NULL | NULL | Draft | NULL | NULL
NULL | NULL | NULL | Mechanical Permit | NULL | NULL | Withdrawn | NULL | NULL
NULL | NULL | NULL | Electrical Permit | NULL | NULL | Withdrawn | NULL | NULL
NULL | NULL | NULL | Plumbing Permit | Commercial | Tenant Improvement | Draft | Commercial - Plumbing for restaurant | NULL
NULL | NULL | NULL | Electrical Permit | NULL | NULL | Withdrawn | NULL | NULL
NULL | NULL | NULL | Plumbing Permit | NULL | NULL | Withdrawn | NULL | NULL
NULL | NULL | NULL | Electrical Permit | Commercial | NULL | Draft | Annual / Operating | NULL
NULL | NULL | NULL | Mechanical Permit | NULL | NULL | Draft | NULL | R J PLUMBING & HEATING LTD.
NULL | NULL | NULL | Electrical Permit | Commercial | NULL | Draft | Annual / Operating | NULL
NULL | NULL | NULL | Mechanical Permit | NULL | NULL | Draft | NULL | NULL
NULL | NULL | NULL | Electrical Permit | NULL | NULL | Withdrawn | NULL | NULL
NULL | NULL | NULL | Gas Permit | Residential | Tenant Improvement | Draft | Residential - Furnace replacement | NULL
NULL | NULL | NULL | Electrical Permit | NULL | NULL | Draft | NULL | NULL
NULL | NULL | NULL | Electrical Permit | Commercial | Tenant Improvement | Draft | Installation / Repair - Commercial - · Supply and install the light fixtures. · Supply and install the new receptacles. · Supply and install the light switches. | NULL
NULL | NULL | NULL | Plumbing Permit | Residential | New | Draft | Residential - 1 gravity sump for laneway house | NULL
NULL | NULL | NULL | Plumbing Permit | Residential | Renovation - Dwelling Unit(s) only | Withdrawn | Residential - Relocate kitchen fixtures and bathroom fixtures | NULL
NULL | NULL | NULL | Gas Permit | NULL | NULL | Withdrawn | NULL | NULL
NULL | NULL | NULL | Plumbing Permit | Residential | Renovation - Dwelling Unit(s) only | Withdrawn | Residential - Relocate kitchen and bathroom fixtures | NULL
NULL | NULL | NULL | Plumbing Permit | Residential | Renovation | Withdrawn | Residential - Relocate fixtures for kitchen on main floor and fixtures for bathroom on the 2nd floor | NULL
NULL | NULL | NULL | Electrical Permit | Residential | Renovation | Draft | Installation / Repair - Residential - upgrade the100 A service to 200 A | NULL
NULL | NULL | NULL | Electrical Permit | NULL | Renovation | Draft | Installation / Repair - - Upgrade the service to 200 A | NULL
NULL | NULL | NULL | Electrical Permit | Commercial | NULL | Draft | Annual / Operating - Annual electrical permit renewal from EP-2021-08566 Valid: from Nov 23, 2022 to Nov 22nd 2023 General electrical work: ballasts, lamps, switches and receptacles | MDE Enterprises Ltd
NULL | NULL | NULL | Gas Permit | NULL | NULL | Draft | NULL | Urban Fireplaces Ltd
NULL | NULL | NULL | Electrical Permit | NULL | NULL | Withdrawn | NULL | NULL
NULL | NULL | NULL | Gas Permit | NULL | NULL | Draft | NULL | Ashton Service Group/Ashton Mechanical Ltd.
NULL | NULL | NULL | Mechanical Permit | NULL | NULL | Draft | NULL | NULL
NULL | NULL | NULL | Electrical Permit | NULL | NULL | Draft | NULL | NULL
NULL | NULL | NULL | Gas Permit | NULL | NULL | Draft | NULL | NULL
NULL | NULL | NULL | Plumbing Permit | NULL | Renovation - Dwelling Unit(s) only | Withdrawn | - Relocate fixtures for the kitchen (main floor) and bathroom (upper floor) | NULL
NULL | NULL | NULL | Plumbing Permit | Commercial | New | Draft | Commercial - Mechanical scope for new 69 unit condo on parkade. . | Hoover Mechanical Plumbing & Heating Ltd
NULL | NULL | NULL | Electrical Permit | NULL | NULL | Withdrawn | NULL | NULL
NULL | NULL | NULL | Mechanical Permit | NULL | NULL | Withdrawn | NULL | NULL
NULL | NULL | NULL | Gas Permit | NULL | NULL | Draft | NULL | NULL
NULL | NULL | NULL | Electrical Permit | NULL | NULL | Draft | NULL | NULL
NULL | NULL | NULL | Gas Permit | Residential | Tenant Improvement | Draft | Residential - Furnace replacement | NULL
NULL | NULL | NULL | Gas Permit | Residential | Tenant Improvement | Draft | Residential - Furnace replacement | NULL
NULL | NULL | NULL | Plumbing Permit | Commercial | Renovation - Dwelling Unit(s) only | Withdrawn | Commercial - remove bathtub and install shower | NULL
NULL | NULL | NULL | Gas Permit | Residential | Addition | Draft | Residential - Installation of new boiler system | NULL
NULL | NULL | NULL | Gas Permit | Residential | Addition | Draft | Residential - Boiler Installation | NULL
NULL | NULL | NULL | Plumbing Permit | Residential | Addition | Draft | Residential | NULL
NULL | NULL | NULL | Gas Permit | Residential | Renovation | Draft | Residential | Ashton Service Group/Ashton Mechanical Ltd.
NULL | NULL | NULL | Plumbing Permit | NULL | NULL | Withdrawn | NULL | NULL
NULL | NULL | NULL | Plumbing Permit | NULL | NULL | Withdrawn | NULL | NULL
NULL | NULL | NULL | Electrical Permit | Residential | NULL | Withdrawn | Installation / Repair - Residential - Reattach service entrance wire holder that was pulled out due | NULL
NULL | NULL | NULL | Electrical Permit | NULL | NULL | Draft | NULL | NULL
NULL | NULL | NULL | Mechanical Permit | NULL | NULL | Draft | NULL | NULL
NULL | NULL | NULL | Plumbing Permit | Residential | Renovation - Dwelling Unit(s) only | Withdrawn | Residential - Relocate fixtures for the kitchen on the main floor and fixtures for the bathroom on the upper floor | NULL
NULL | NULL | NULL | Mechanical Permit | NULL | NULL | Draft | NULL | NULL
NULL | NULL | NULL | Mechanical Permit | NULL | NULL | Draft | NULL | NULL
NULL | NULL | NULL | Electrical Permit | Commercial | NULL | Draft | Annual / Operating | NULL
NULL | NULL | NULL | Mechanical Permit | NULL | NULL | Withdrawn | NULL | NULL
NULL | NULL | NULL | Electrical Permit | Commercial | New | Draft | Installation / Repair - Commercial - Installation of EVSE power supply distribution. | City of Vancouver
NULL | NULL | NULL | Electrical Permit | NULL | NULL | Draft | NULL | NULL
NULL | NULL | NULL | Electrical Permit | NULL | NULL | Draft | NULL | NULL
NULL | NULL | NULL | Electrical Permit | Commercial | NULL | Draft | Annual / Operating - New house wiring and finishing including service installation 400A | NULL
NULL | NULL | NULL | Electrical Permit | NULL | NULL | Draft | NULL | NULL
NULL | NULL | NULL | Mechanical Permit | NULL | NULL | Draft | NULL | FAST ROUTE PLUMBING & REFRIGERATION MECHANICAL LTD
NULL | NULL | NULL | Electrical Permit | NULL | NULL | Draft | NULL | NULL
NULL | NULL | NULL | Plumbing Permit | NULL | NULL | Draft | NULL | NULL
NULL | NULL | NULL | Electrical Permit | NULL | NULL | Withdrawn | NULL | NULL
NULL | NULL | NULL | Plumbing Permit | Commercial | Tenant Improvement | Draft | Commercial - Install fixtures Interior and exterior alterations to this existing 2 storey theatre (A1) building and to change the occupancy to assembly (A2) single tenant shell occupancy. The north end of the building will be demolished, retaining the heritage facade and be restructured. Standpipes required as per 3.2.5.8.(1). Reviewed under the 2019 VBBL Issued during 2020 Pandemic. | DAVIDSON BROS MECHANICAL CONTRACTORS
NULL | NULL | NULL | Plumbing Permit | NULL | NULL | Withdrawn | NULL | NULL
NULL | NULL | NULL | Mechanical Permit | NULL | NULL | Withdrawn | NULL | NULL
NULL | NULL | NULL | Plumbing Permit | Commercial | New | Draft | Commercial - Plumbing install | NULL
NULL | NULL | NULL | Gas Permit | NULL | NULL | Draft | NULL | NULL
NULL | NULL | NULL | Electrical Permit | Commercial | Addition | Draft | Installation / Repair - Commercial - Installation of 2 x EV Chargers inside an underground parkade into 2 stalls | Trudel, Daniel, DBA: Electrum Charging Solutions Inc.
NULL | NULL | NULL | Electrical Permit | Commercial | NULL | Draft | Annual / Operating | NULL
NULL | NULL | NULL | Plumbing Permit | NULL | NULL | Draft | NULL | NULL
NULL | NULL | NULL | Mechanical Permit | NULL | NULL | Withdrawn | NULL | NULL
NULL | NULL | NULL | Sprinkler Permit | NULL | NULL | Draft | NULL | NewTech Fire Protection Ltd
EP-2023-01746 | 2023-03-03 | NULL | Electrical Permit | Commercial | New | Completed | Installation / Repair - Commercial - Installation of Kiosk/Equipment for EV Charging stations, one Level 2 EVSE, and two Level 1 DCFC. The location is at the the South West corner of E 11th and Commercial Drive. The address is In front of 1664 E 11th. | City of Vancouver
NULL | NULL | NULL | Electrical Permit | NULL | NULL | Draft | NULL | NULL
NULL | NULL | NULL | Electrical Permit | Commercial | Addition | Draft | Installation / Repair - Commercial - Install of x2 EV Chargers in underground parkade | Trudel, Daniel, DBA: Electrum Charging Solutions Inc.
NULL | NULL | NULL | Plumbing Permit | NULL | NULL | Draft | NULL | NULL
NULL | NULL | NULL | Electrical Permit | NULL | NULL | Draft | NULL | NULL
NULL | NULL | NULL | Electrical Permit | Commercial | NULL | Draft | Annual / Operating | NULL
NULL | NULL | NULL | Electrical Permit | Commercial | NULL | Draft | Annual / Operating | NULL
NULL | NULL | NULL | Electrical Permit | NULL | NULL | Draft | NULL | NULL
NULL | NULL | NULL | Electrical Permit | Commercial | NULL | Draft | Annual / Operating | NULL
NULL | NULL | NULL | Electrical Permit | Commercial | NULL | Draft | Annual / Operating - Annual Operating Permit General Electrical Works: ballasts, lamps, switches and receptacles and other small electrical jobs Renewal from EP-2021-01555 Valid from March 5th 2022 to March 4th 2023 | MDE Enterprises Ltd
NULL | NULL | NULL | Plumbing Permit | NULL | NULL | Draft | NULL | Conor Whyte Plumbing And Heating Limited
NULL | NULL | NULL | Plumbing Permit | Residential | New | Withdrawn | Residential - multi family building | Conor Whyte Plumbing And Heating Limited
NULL | NULL | NULL | Plumbing Permit | Commercial | NULL | Draft | Commercial - sds | MDE Enterprises Ltd
NULL | NULL | NULL | Electrical Permit | NULL | NULL | Draft | NULL | NULL
NULL | NULL | NULL | Sprinkler Permit | NULL | NULL | Withdrawn | NULL | NULL
NULL | NULL | NULL | Plumbing Permit | NULL | NULL | Draft | NULL | NULL
NULL | NULL | NULL | Electrical Permit | NULL | NULL | Draft | NULL | NULL
NULL | NULL | NULL | Electrical Permit | NULL | NULL | Withdrawn | NULL | NULL
NULL | NULL | NULL | Electrical Permit | NULL | NULL | Draft | NULL | NULL
NULL | NULL | NULL | Electrical Permit | NULL | NULL | Draft | NULL | NULL
NULL | NULL | NULL | Electrical Permit | NULL | New | Draft | Installation / Repair - - sds | NULL
NULL | NULL | NULL | Electrical Permit | Residential | Renovation - Dwelling Unit(s) only | Draft | Installation / Repair - Residential - Renovation - replace bathroom fan, two ceiling lights; cooktop, hood fan, phone jack, thermostat, 8 receptacles; 4 switches, 1 2-way light switch; 1 wall mount light, 1 GFI receptacle | NULL
NULL | NULL | NULL | Sprinkler Permit | NULL | NULL | Draft | NULL | Tyco Integrated Fire & Security Canada Inc/Tyco Feu Et Securite Integres Canada Inc
NULL | NULL | NULL | Electrical Permit | NULL | NULL | Draft | NULL | NULL
NULL | NULL | NULL | Plumbing Permit | Residential | New | Draft | Residential - New plumbing and heating | NULL
EP-2023-01983 | 2023-03-08 | NULL | Electrical Permit | Commercial | NULL | Expired | Movie Set / Filming - To allow for Movie Set/Filming Applicant shall provide completed Contractor Declaration form, and dates of filming and associated location(s) to csinspection.clerks@vancouver.ca prior to the commencement of filming. Visit vancouver.ca/inspections for more details. | Whistler Creek Productions Ltd
EP-2023-01771 | 2023-03-02 | NULL | Electrical Permit | Commercial | NULL | Expired | Movie Set / Filming - To allow for Movie Set/Filming Applicant shall provide completed Contractor Declaration form, and dates of filming and associated location(s) to csinspection.clerks@vancouver.ca prior to the commencement of filming. Visit vancouver.ca/inspections for more details. | Circle Productions Ltd
NULL | NULL | NULL | Plumbing Permit | NULL | NULL | Draft | NULL | NULL
NULL | NULL | NULL | Plumbing Permit | NULL | NULL | Draft | NULL | NULL
NULL | NULL | NULL | Electrical Permit | Commercial | NULL | Draft | Annual / Operating | NULL
NULL | NULL | NULL | Electrical Permit | Commercial | NULL | Withdrawn | Annual / Operating - All electrical work Re-applying for an expired temporary permit | NULL
EP-2023-01776 | 2023-03-02 | NULL | Electrical Permit | Commercial | NULL | Expired | Movie Set / Filming - To allow for Movie Set/Filming Applicant shall provide completed Contractor Declaration form, and dates of filming and associated location(s) to csinspection.clerks@vancouver.ca prior to the commencement of filming. Visit vancouver.ca/inspections for more details. | Northkamp Enterprises Inc
NULL | NULL | NULL | Plumbing Permit | NULL | NULL | Draft | NULL | NULL
NULL | NULL | NULL | Electrical Permit | NULL | NULL | Draft | NULL | NULL
NULL | NULL | NULL | Plumbing Permit | NULL | NULL | Draft | NULL | NULL
NULL | NULL | NULL | Plumbing Permit | Residential | New | Draft | Residential - Install two Sumps with pumps | NULL
NULL | NULL | NULL | Gas Permit | NULL | NULL | Draft | NULL | DISPATCH PLUMBING INC
NULL | NULL | NULL | Gas Permit | NULL | NULL | Draft | NULL | NULL
NULL | NULL | NULL | Electrical Permit | Commercial | New | Draft | Temporary Power - Commercial - To provide temporary power. -Renewal of: EP-2021-01423 -Valid: Feb. 25, 2022 - Feb. 24, 2023 >Washroom and storage for homeless | Mark Rothberger
NULL | NULL | NULL | Electrical Permit | Commercial | New | Draft | Temporary Power - Commercial - To provide temporary power. -Renewal of: EP-2021-01423 -Valid: Feb. 25, 2022 - Feb. 24, 2023 >Washroom and storage for homeless | Mark Rothberger
NULL | NULL | NULL | Mechanical Permit | NULL | NULL | Withdrawn | NULL | NULL
NULL | NULL | NULL | Mechanical Permit | NULL | NULL | Draft | NULL | NULL
NULL | NULL | NULL | Plumbing Permit | Residential | New | Draft | Residential - Heating | NULL
NULL | NULL | NULL | Electrical Permit | Commercial | NULL | Withdrawn | Annual / Operating | NULL
NULL | NULL | NULL | Electrical Permit | Commercial | New | Withdrawn | Installation / Repair - Commercial - Electrical Scope - Distribution, Lighting, EM Lighting, Fire Alarm, Branch Circuits, Low Voltage & Extra Low Voltage BP: Construction of a 6-storey mixed-use building consisting of commercial retail units at the ground level and 89 residential (secured market rental) at Levels 2 - 6. The building will include 2 levels of underground parking and will be sprinklered throughout and equipped with a fire alarm system. NOTE: noncombustible construction for storage garage & ground floor, but levels 2 thru 6 will be combustible construction. | Seylers Electrical Ltd
NULL | NULL | NULL | Electrical Permit | NULL | NULL | Draft | NULL | NULL
NULL | NULL | NULL | Electrical Permit | NULL | NULL | Draft | NULL | NULL
NULL | NULL | NULL | Mechanical Permit | NULL | NULL | Draft | NULL | NULL
NULL | NULL | NULL | Electrical Permit | NULL | NULL | Withdrawn | NULL | NULL
EP-2023-01812 | NULL | NULL | Electrical Permit | Residential | Tenant Improvement | Withdrawn | Installation / Repair - Residential - Install GFCI protection on ungrounded plug. Replace breakers. | BPM Electric Ltd
NULL | NULL | NULL | Electrical Permit | NULL | NULL | Draft | NULL | NULL
NULL | NULL | NULL | Electrical Permit | Residential | Addition | Withdrawn | Installation / Repair - Residential - Electrical installation of heat pump | Moore And Russell Heating And Air Conditioning Ltd
NULL | NULL | NULL | Electrical Permit | Commercial | Addition | Withdrawn | Installation / Repair - Commercial - ELECTRICAL INSTALLATION OF HEAT PUMP | Moore And Russell Heating And Air Conditioning Ltd
NULL | NULL | NULL | Electrical Permit | NULL | NULL | Withdrawn | NULL | NULL
NULL | NULL | NULL | Plumbing Permit | Commercial | New | Withdrawn | Commercial - >>>>>>UNDERGROUND<<<<<< Below grade plumbing - setting of sumps, oil interceptor, floor drains, area drains, and associated piping >BP: To construct a 10-storey mixed-use building containing 1st storey - retail (shell) 2nd storey - office (shell) and residential amenity space 3rd to 10th storeys - 38 dwelling units all over two levels of underground parking having vehicular access from the lane. Separate tenant improvement permits are required for shell tenant spaces. This permit will be conforming to the 2019 Vancouver Building By-law (#12511). Building to be sprinklered to NFPA 13 requirements. The office and retail shell portions of the building are TIPs eligible at the time of construction. STAGE CONSTRUCTION Stage 1 - Excavation and Shoring - issued July 23, 2022 Stage 2 - Foundation to Grade - in review | Vanguard Mechanical Ltd
NULL | NULL | NULL | Plumbing Permit | NULL | NULL | Draft | NULL | NULL
NULL | NULL | NULL | Electrical Permit | Residential | New | Draft | Installation / Repair - Residential | NULL
NULL | NULL | NULL | Electrical Permit | Commercial | NULL | Draft | Annual / Operating | NULL
NULL | NULL | NULL | Electrical Permit | NULL | NULL | Draft | NULL | NULL
NULL | NULL | NULL | Electrical Permit | NULL | NULL | Draft | NULL | NULL
NULL | NULL | NULL | Electrical Permit | NULL | NULL | Draft | Installation / Repair - | NULL
NULL | NULL | NULL | Electrical Permit | NULL | NULL | Draft | NULL | NULL
NULL | NULL | NULL | Electrical Permit | NULL | NULL | Withdrawn | NULL | NULL
NULL | NULL | NULL | Gas Permit | NULL | NULL | Withdrawn | NULL | NULL
NULL | NULL | NULL | Plumbing Permit | Commercial | Renovation | Draft | Commercial - Rough-in Underground Work - The ground work includes: - Tying into the existing sanitary system - Building drainage and venting for three bathrooms and one kitchen sink - Testing each branch individually >BP: (corrected) To alter the interior of this existing one-storey Financial Institution building to provide first tenant improvements. Letters of assurance submitted: Sch B (Arch): Mark Hamiliton, Architect, 604.682.6881 Ext.285 Sch B (Str): Mark Van Bockhoven, P.Eng, 604.255.1169 Sch B (Mech, Plumb): Patrick Stewart, P.Eng., 604.684.5995 Sch B (Elec): HyungRyul Joo, P.Eng., 604.298.4858 Notes: 1. This building is sprinklered 2. Sprinkler Contractor: Viking Fire Protection Inc. >>>Amend: March 3rd: Contractor initially submitted incorrect address for permit in error, and is requesting change of address to correct one: 2360 West 4th Ave Vancouver, British Columbia V5Y 1G3 Scope of work remains the same. the subjob had incorrect DB -correct DB-2022-02860 | Modern Niagara Vancouver Inc
NULL | NULL | NULL | Electrical Permit | Commercial | NULL | Withdrawn | Annual / Operating | NULL
NULL | NULL | NULL | Gas Permit | Residential | Renovation - Dwelling Unit(s) only | Withdrawn | Residential - re and re hot water heater | Proflow Plumbing Heating Gas Limited
NULL | NULL | NULL | Electrical Permit | NULL | NULL | Draft | Temporary Power - - To provide temporary power. | NULL
NULL | NULL | NULL | Mechanical Permit | NULL | NULL | Draft | NULL | NULL
NULL | NULL | NULL | Electrical Permit | NULL | NULL | Draft | NULL | NULL
NULL | NULL | NULL | Electrical Permit | NULL | NULL | Draft | NULL | NULL
NULL | NULL | NULL | Electrical Permit | NULL | NULL | Withdrawn | NULL | NULL
NULL | NULL | NULL | Sprinkler Permit | NULL | NULL | Withdrawn | NULL | Escape Fire Protection Ltd
EP-2023-03387 | 2023-04-19 | NULL | Electrical Permit | Commercial | Addition | Issued | Installation / Repair - Commercial - installation of underground raceway, street light bases x4, street light poles x 4, street lights x 5. pull cables and splice. | Orion Electrical Systems
NULL | NULL | NULL | Electrical Permit | Commercial | New | Draft | Temporary Power - Commercial - To provide temporary power. > cameras on a pole >NOTE: Work authorized by this permit is for placement of a temporary power pole only and does not authorize any site construction and/or excavation. A separate Building Permit will be required prior to commencement of any other work on this site. | 0777792 BC Ltd
NULL | NULL | NULL | Electrical Permit | Commercial | New | Withdrawn | Installation / Repair - Commercial - Electrical Installation for new residential project consisting of market rental units over one level of CRU space. Description per associated building permit: To construct a seven-storey mixed-use building containing commercial units on first level and residential dwelling units on levels 1 to 6 , all over two levels of underground parkade, of which Level P01 is considered to be the first storey. Stage 1: Excavation & Shoring. Sept. 26/19 (B. Smith) REVISION #1 (June 28/21. B, Smith): Excavation & Shoring plans have been amended to match changes on proposed DPMA (DP-2020-00674), at the West side of this site). Stage 2: Full Structural to Roof (Sept. 29, 2021. B. Smith). AMEND: MAR 2/2023 Add in-suite low voltage rough wire & finishing (Tel/Data) and also the low voltage suite feeds from our electrical closets per floor to each units. | Ozz Electric BC Inc
NULL | NULL | NULL | Plumbing Permit | NULL | NULL | Draft | NULL | NULL
NULL | NULL | NULL | Plumbing Permit | NULL | NULL | Draft | NULL | NULL
NULL | NULL | NULL | Electrical Permit | Commercial | Renovation | Withdrawn | Installation / Repair - Commercial - Fire alarm panel repacement | A-1 FIRE SUPPLIES LTD
NULL | NULL | NULL | Electrical Permit | Commercial | NULL | Draft | Annual / Operating - annual service work | NULL
NULL | NULL | NULL | Electrical Permit | Commercial | NULL | Draft | Movie Set / Filming - To allow for Movie Set/Filming Applicant shall provide completed Contractor Declaration form, and dates of filming and associated location(s) to csinspection.clerks@vancouver.ca prior to the commencement of filming. Visit vancouver.ca/inspections for more details. | NULL
NULL | NULL | NULL | Electrical Permit | Commercial | NULL | Draft | Annual / Operating | NULL
EP-2023-01874 | 2023-03-06 | NULL | Electrical Permit | Commercial | NULL | Issued | Movie Set / Filming - To allow for Movie Set/Filming Applicant shall provide completed Contractor Declaration form, and dates of filming and associated location(s) to csinspection.clerks@vancouver.ca prior to the commencement of filming. Visit vancouver.ca/inspections for more details. | Stage 49 Ltd
NULL | NULL | NULL | Electrical Permit | NULL | NULL | Withdrawn | NULL | NULL
NULL | NULL | NULL | Electrical Permit | Commercial | NULL | Draft | Annual / Operating - Street Lighting Installations, repairs and maintenance. -Renewal of EP-2021-01742 -Valid: March 9, 2022 - March 8, 2023 | City of Vancouver
NULL | NULL | NULL | Plumbing Permit | NULL | NULL | Withdrawn | NULL | NULL
NULL | NULL | NULL | Plumbing Permit | Residential | Addition | Draft | Residential | NULL
EP-2023-01988 | 2023-03-07 | NULL | Electrical Permit | Commercial | NULL | Issued | Annual / Operating - Street Lighting Installations, repairs and maintenance. -Renewal of EP-2022-01806 -Valid: March 9, 2023 - March 8, 2024 | City of Vancouver
NULL | NULL | NULL | Plumbing Permit | NULL | NULL | Draft | NULL | NULL
NULL | NULL | NULL | Plumbing Permit | NULL | NULL | Draft | NULL | NULL
NULL | NULL | NULL | Plumbing Permit | NULL | NULL | Draft | NULL | NULL
NULL | NULL | NULL | Electrical Permit | NULL | NULL | Draft | NULL | NULL
NULL | NULL | NULL | Electrical Permit | Commercial | NULL | Draft | Annual / Operating | NULL
NULL | NULL | NULL | Electrical Permit | NULL | NULL | Draft | NULL | NULL
NULL | NULL | NULL | Gas Permit | Residential | New | Draft | Residential - Replacement of existing gas furnace with new Trane Hi-efficient furnace. | LION MECHANICAL
NULL | NULL | NULL | Plumbing Permit | NULL | NULL | Draft | NULL | NULL
NULL | NULL | NULL | Electrical Permit | Commercial | NULL | Draft | Annual / Operating - ADD SMOKE ALARM | NULL
NULL | NULL | NULL | Sprinkler Permit | NULL | NULL | Draft | NULL | NULL
NULL | NULL | NULL | Electrical Permit | NULL | NULL | Withdrawn | NULL | NULL
NULL | NULL | NULL | Mechanical Permit | NULL | NULL | Draft | NULL | NULL
NULL | NULL | NULL | Electrical Permit | NULL | NULL | Draft | NULL | NULL
NULL | NULL | NULL | Plumbing Permit | NULL | NULL | Draft | NULL | NULL
NULL | NULL | NULL | Electrical Permit | NULL | NULL | Draft | NULL | NULL
NULL | NULL | NULL | Sprinkler Permit | Residential | New | Withdrawn | Residential - New Fire sprinkler installations | NULL
NULL | NULL | NULL | Electrical Permit | NULL | NULL | Draft | NULL | NULL
NULL | NULL | NULL | Gas Permit | Residential | Tenant Improvement | Withdrawn | Residential - replace 40 gallon gas hot water tank damage by flood | NULL
NULL | NULL | NULL | Electrical Permit | Commercial | Tenant Improvement | Draft | Installation / Repair - Commercial - will install the lights and switch plugs,and adding fire alarm bells, cat 6 wiring for data,cable,telephone. | NULL
NULL | NULL | NULL | Mechanical Permit | NULL | NULL | Withdrawn | NULL | NULL
NULL | NULL | NULL | Electrical Permit | Commercial | Renovation | Withdrawn | Installation / Repair - Commercial - Installation of new fire alarm panel. Replacing old wiring with new wiring in underground parking >BP: Interior alterations to address water damage on the first and second floor common corridor at this existing multiple dwelling building on this site. Scope of work includes ceilings / walls in the kitchen washroom, bedrooms, living room and hall. Exempt from Energy Upgrades Schedule A and Architectural Schedule B, Scott Gordon, Architect; ph:604.220.8272 | A-1 FIRE SUPPLIES LTD
NULL | NULL | NULL | Electrical Permit | Residential | Renovation - Dwelling Unit(s) only | Draft | Installation / Repair - Residential - Service Upgrade to 200A | NULL
NULL | NULL | NULL | Mechanical Permit | NULL | NULL | Draft | NULL | NULL
NULL | NULL | NULL | Plumbing Permit | NULL | NULL | Draft | NULL | NULL
NULL | NULL | NULL | Plumbing Permit | Commercial | Tenant Improvement | Draft | Commercial - We will be installing two sinks and glass rinsers. | True Constructible Solutions Ltd
NULL | NULL | NULL | Mechanical Permit | NULL | NULL | Draft | NULL | NULL
NULL | NULL | NULL | Electrical Permit | NULL | NULL | Draft | NULL | NULL
NULL | NULL | NULL | Electrical Permit | NULL | NULL | Draft | NULL | NULL
NULL | NULL | NULL | Plumbing Permit | NULL | NULL | Draft | NULL | NULL
NULL | NULL | NULL | Plumbing Permit | NULL | NULL | Withdrawn | NULL | Howrah Plumbing
NULL | NULL | NULL | Mechanical Permit | NULL | NULL | Draft | NULL | Seabreeze Refrigeration & Air Conditioning Ltd
NULL | NULL | NULL | Electrical Permit | Commercial | NULL | Draft | Annual / Operating | NULL
NULL | NULL | NULL | Electrical Permit | NULL | NULL | Withdrawn | NULL | NULL
NULL | NULL | NULL | Plumbing Permit | NULL | NULL | Draft | NULL | Paris Plumbing And Heating Ltd
NULL | NULL | NULL | Plumbing Permit | NULL | NULL | Draft | NULL | NULL
NULL | NULL | NULL | Mechanical Permit | NULL | NULL | Draft | NULL | NULL
NULL | NULL | NULL | Mechanical Permit | NULL | NULL | Draft | NULL | NULL
NULL | NULL | NULL | Mechanical Permit | NULL | NULL | Draft | NULL | NULL
NULL | NULL | NULL | Plumbing Permit | Residential | New | Withdrawn | Residential | NULL
NULL | NULL | NULL | Electrical Permit | Residential | Renovation | Draft | Installation / Repair - Residential - Add circuit for heat pump | NULL
NULL | NULL | NULL | Electrical Permit | NULL | NULL | Draft | NULL | NULL
NULL | NULL | NULL | Mechanical Permit | NULL | NULL | Withdrawn | NULL | Northwind Heating Ltd
NULL | NULL | NULL | Electrical Permit | NULL | NULL | Draft | NULL | NULL
NULL | NULL | NULL | Plumbing Permit | NULL | NULL | Draft | NULL | NULL
NULL | NULL | NULL | Electrical Permit | Residential | New | Draft | Installation / Repair - Residential - Security alarm finishing only | NULL
NULL | NULL | NULL | Electrical Permit | NULL | NULL | Draft | Temporary Power - - To provide temporary power. | NULL
NULL | NULL | NULL | Electrical Permit | NULL | NULL | Withdrawn | NULL | NULL
NULL | NULL | NULL | Plumbing Permit | NULL | NULL | Draft | NULL | NULL
NULL | NULL | NULL | Electrical Permit | NULL | NULL | Withdrawn | NULL | NULL
NULL | NULL | NULL | Electrical Permit | NULL | NULL | Draft | NULL | NULL
NULL | NULL | NULL | Plumbing Permit | NULL | NULL | Draft | NULL | Pipe Rite Mechanical Ltd
NULL | NULL | NULL | Sprinkler Permit | NULL | NULL | Draft | NULL | NULL
NULL | NULL | NULL | Gas Permit | NULL | NULL | Draft | NULL | NULL
NULL | NULL | NULL | Gas Permit | Residential | New | Draft | Residential - new gas lines | K & E Gas Services Ltd
NULL | NULL | NULL | Gas Permit | NULL | New | Draft | - radiant boiler and heating | NULL
NULL | NULL | NULL | Electrical Permit | Commercial | New | Draft | Temporary Power - Commercial - To provide temporary power. | MDE Enterprises Ltd
NULL | NULL | NULL | Electrical Permit | Commercial | New | Draft | Temporary Power - Commercial - To provide temporary power. | MDE Enterprises Ltd
NULL | NULL | NULL | Electrical Permit | Commercial | New | Draft | Temporary Power - Commercial - To provide temporary power. | MDE Enterprises Ltd
NULL | NULL | NULL | Plumbing Permit | NULL | NULL | Withdrawn | NULL | DAVIDSON BROS MECHANICAL CONTRACTORS
NULL | NULL | NULL | Electrical Permit | Commercial | Addition | Withdrawn | Installation / Repair - Commercial - Install 4 Access Control Doors and 3 Intercom Stations No Maglocks/ Electric Strike Site Contact - Eric Vuong // evuong@pti.xyz // 6049709982 | PALADIN TECHNOLOGIES INC
NULL | NULL | NULL | Plumbing Permit | NULL | NULL | Withdrawn | NULL | DAVIDSON BROS MECHANICAL CONTRACTORS
NULL | NULL | NULL | Plumbing Permit | NULL | NULL | Withdrawn | NULL | DAVIDSON BROS MECHANICAL CONTRACTORS
NULL | NULL | NULL | Electrical Permit | Commercial | Addition | Draft | Installation / Repair - Commercial - Running a 20 amps power for a composite mAchine to be installed on the roof deck. | Limpho's Electrical Company (LEC)
NULL | NULL | NULL | Sprinkler Permit | Commercial | New | Draft | Commercial - For all sprinkler work to the 2014 VBBL; NFPA 13R, 2013; standpipe work to NFPA 14, 2010; and generic alternative solutions prepared by Jensen Hughes. Site Deception: To construct a new 4 storey multiple dwelling building with 47 units over one level of underground parking with vehicular access from the rear lane. THIS IS A CERTIFIED PROFESSIONAL PROJECT and the CP is, CP is Gordon Richards, Architect, CP. Related Permit: 1. SP-2020-01881 - Construction Standpipe. 2. Generic alternative solution for exit exposure to Sentence 3.2.3.13.(4) of the 2019 VBBL Notes: 1. Sprinkler Engineer of Record Ryan Pavey, P.Eng. from Cardinal Engineering. T: 604 605 0606 2. Flexible sprinkler pipe - sprinkler system design for the use of the victaulic VS1 dry pendent sprinkler for the protection of the exterior patio areas. 3. One set of approved drawings and permit to be available for viewing at the jobsite | Hydroworks Contracting Ltd
NULL | NULL | NULL | Plumbing Permit | NULL | NULL | Draft | NULL | NULL
NULL | NULL | NULL | Plumbing Permit | NULL | NULL | Draft | NULL | NULL
NULL | NULL | NULL | Mechanical Permit | NULL | NULL | Draft | NULL | NULL
NULL | NULL | NULL | Plumbing Permit | NULL | NULL | Draft | NULL | NULL
NULL | NULL | NULL | Electrical Permit | Commercial | NULL | Draft | Annual / Operating | City of Vancouver
EP-2023-02051 | 2023-03-09 | NULL | Electrical Permit | Commercial | NULL | Issued | Annual / Operating - Maintaining Traffic Signals and minor repairs and upgrade. -Renewal of EP-2022-02250 -Valid: March 19th, 2023 - March 18th, 2024 | City of Vancouver
NULL | NULL | NULL | Electrical Permit | NULL | NULL | Withdrawn | NULL | NULL
NULL | NULL | NULL | Plumbing Permit | NULL | NULL | Draft | NULL | NULL
NULL | NULL | NULL | Electrical Permit | NULL | NULL | Withdrawn | NULL | NULL
NULL | NULL | NULL | Mechanical Permit | NULL | NULL | Withdrawn | NULL | NULL
NULL | NULL | NULL | Plumbing Permit | NULL | NULL | Withdrawn | NULL | NULL
NULL | NULL | NULL | Gas Permit | NULL | NULL | Draft | NULL | NULL
NULL | NULL | NULL | Gas Permit | Commercial | Renovation | Withdrawn | Commercial - Gas line for makeup air unit | Johnny Wong DBA JLW Heating & Plumbing
NULL | NULL | NULL | Plumbing Permit | NULL | NULL | Draft | NULL | NULL
NULL | NULL | NULL | Plumbing Permit | Commercial | Addition | Draft | Commercial - Adding kitchen area and floor sinks and two trench drains and grease interceptor | NULL
NULL | NULL | NULL | Plumbing Permit | NULL | NULL | Draft | NULL | NULL
NULL | NULL | NULL | Plumbing Permit | NULL | NULL | Draft | NULL | NULL
NULL | NULL | NULL | Plumbing Permit | Residential | New | Draft | Residential - Dump | NULL
NULL | NULL | NULL | Sprinkler Permit | Commercial | Tenant Improvement | Draft | Commercial - #400, #500, #600, #700, #800 (4th, 5th, 6th, 7th, 8th floor) Sprinkler alterations to add one intake and one exhaust louver on the 4th floor and interior alteration to provide first tenant improvement to this existing office shell tenant spaces for a new office tenant on the on the 4th, 5th, 6th, 7th and 8th floor (#400, #500, #600, #700, #800) in this existing mixed use building. | Sprinkl-Tech Installations Inc
NULL | NULL | NULL | Mechanical Permit | NULL | NULL | Withdrawn | NULL | NULL
NULL | NULL | NULL | Plumbing Permit | Residential | New | Draft | Residential - sump | NULL
NULL | NULL | NULL | Electrical Permit | NULL | NULL | Withdrawn | NULL | NULL
NULL | NULL | NULL | Electrical Permit | NULL | NULL | Draft | NULL | NULL
NULL | NULL | NULL | Electrical Permit | NULL | NULL | Withdrawn | NULL | NULL
NULL | NULL | NULL | Gas Permit | Residential | Renovation | Draft | Residential - replacement a combi boiler for heater | NULL
NULL | NULL | NULL | Electrical Permit | NULL | NULL | Draft | NULL | NULL
NULL | NULL | NULL | Electrical Permit | NULL | NULL | Withdrawn | NULL | NULL
NULL | NULL | NULL | Plumbing Permit | Commercial | Renovation | Draft | Commercial - Removed bath tub. Installed shower base | NULL
NULL | NULL | NULL | Electrical Permit | Commercial | Renovation | Draft | Installation / Repair - Commercial - Data, Alarm, Access | NULL
NULL | NULL | NULL | Plumbing Permit | NULL | NULL | Draft | NULL | MDE Enterprises Ltd
NULL | NULL | NULL | Plumbing Permit | Residential | New | Draft | Residential - Sump | NULL
NULL | NULL | NULL | Electrical Permit | Residential | Renovation | Draft | Installation / Repair - Residential - Panel swap | NULL
NULL | NULL | NULL | Electrical Permit | Commercial | Renovation | Withdrawn | Installation / Repair - Commercial - Renovation for restaurant business | NULL
NULL | NULL | NULL | Gas Permit | Commercial | Renovation | Withdrawn | Commercial - d | NULL
NULL | NULL | NULL | Plumbing Permit | NULL | NULL | Withdrawn | NULL | NULL
NULL | NULL | NULL | Gas Permit | NULL | NULL | Withdrawn | NULL | Superstar Plumbing Heating & Sprinkler Supplies Ltd
NULL | NULL | NULL | Electrical Permit | NULL | NULL | Withdrawn | NULL | NULL
NULL | NULL | NULL | Gas Permit | NULL | NULL | Draft | NULL | NULL
NULL | NULL | NULL | Electrical Permit | Commercial | Addition | Withdrawn | Installation / Repair - Commercial - Installation of cat6 data wire from elevator controller to network box | Berts Electric (2001) Ltd
NULL | NULL | NULL | Electrical Permit | Commercial | Addition | Withdrawn | Installation / Repair - Commercial - Install 100Amp 120/240V single phase generator and 100Amp ATS. | Shannon Electric Service Ltd
NULL | NULL | NULL | Plumbing Permit | NULL | NULL | Draft | NULL | NULL
NULL | NULL | NULL | Plumbing Permit | NULL | NULL | Draft | NULL | NULL
NULL | NULL | NULL | Plumbing Permit | NULL | NULL | Draft | NULL | NULL
NULL | NULL | NULL | Electrical Permit | NULL | NULL | Withdrawn | NULL | NULL
NULL | NULL | NULL | Electrical Permit | NULL | NULL | Withdrawn | NULL | NULL
NULL | NULL | NULL | Plumbing Permit | NULL | NULL | Draft | NULL | NULL
NULL | NULL | NULL | Sprinkler Permit | NULL | NULL | Draft | NULL | NULL
NULL | NULL | NULL | Electrical Permit | NULL | NULL | Draft | Installation / Repair - - Office reno | Onpoint Electric Ltd
NULL | NULL | NULL | Electrical Permit | NULL | NULL | Draft | NULL | NULL
NULL | NULL | NULL | Gas Permit | Residential | Renovation - Dwelling Unit(s) only | Draft | Residential - gas meter regulator | NULL
NULL | NULL | NULL | Gas Permit | NULL | NULL | Draft | NULL | NULL
NULL | NULL | NULL | Gas Permit | NULL | NULL | Draft | NULL | NULL
NULL | NULL | NULL | Gas Permit | Residential | NULL | Draft | Residential | NULL
NULL | NULL | NULL | Electrical Permit | Commercial | NULL | Withdrawn | Annual / Operating - Annual Operating Permit -Renewal: EP-2021-01760 -Valid: March 7, 2022 -March 6, 2023 | Colwin Electrical Group
NULL | NULL | NULL | Mechanical Permit | NULL | NULL | Withdrawn | NULL | NULL
NULL | NULL | NULL | Sprinkler Permit | NULL | NULL | Draft | NULL | NewTech Fire Protection Ltd
NULL | NULL | NULL | Sprinkler Permit | NULL | NULL | Draft | NULL | RAHELU PLUMBING & HEATING LTD.
NULL | NULL | NULL | Sprinkler Permit | NULL | NULL | Draft | NULL | NewTech Fire Protection Ltd
NULL | NULL | NULL | Mechanical Permit | NULL | NULL | Draft | NULL | NULL
NULL | NULL | NULL | Mechanical Permit | NULL | NULL | Draft | NULL | NULL
NULL | NULL | NULL | Electrical Permit | Commercial | Renovation | Withdrawn | Installation / Repair - Commercial - Add EVSE installs for stalls 344 & 611 connected to existing EV infrastructure. Refer to Bert's Electric permit EP-2022-07283 for all drawings and load calcs for the EV infrastructure. | NULL
NULL | NULL | NULL | Electrical Permit | Commercial | NULL | Draft | Annual / Operating | NULL
NULL | NULL | NULL | Mechanical Permit | NULL | NULL | Draft | NULL | NULL
NULL | NULL | NULL | Gas Permit | NULL | NULL | Withdrawn | NULL | Airstream Heating & Air Conditioning Inc
NULL | NULL | NULL | Gas Permit | NULL | NULL | Withdrawn | NULL | Airstream Heating & Air Conditioning Inc
NULL | NULL | NULL | Electrical Permit | Commercial | NULL | Draft | Annual / Operating - Annual Operating Permit | Sasco Contractors Ltd
NULL | NULL | NULL | Electrical Permit | Commercial | NULL | Draft | Annual / Operating - Annual Operating Permit Renewal of EP-2021-02457 Valid: March 06, 2022 to March 05, 2023 Amend: Mar 2, 2022 address should be 999 Canada Place as per the expiring Permit - EP-2021-02457. Legal description should match this permit as well | Sasco Contractors Ltd
NULL | NULL | NULL | Sprinkler Permit | NULL | NULL | Withdrawn | NULL | NULL
NULL | NULL | NULL | Mechanical Permit | NULL | NULL | Draft | NULL | NULL
NULL | NULL | NULL | Gas Permit | Commercial | Renovation | Draft | Commercial - replace a boiler | Lions Gate Heating & Cooling Ltd
NULL | NULL | NULL | Mechanical Permit | NULL | NULL | Withdrawn | NULL | NULL
NULL | NULL | NULL | Mechanical Permit | NULL | NULL | Withdrawn | NULL | NULL
NULL | NULL | NULL | Electrical Permit | Residential | New | Draft | Installation / Repair - Residential | GLA Constructions Limited
NULL | NULL | NULL | Mechanical Permit | NULL | NULL | Withdrawn | NULL | Jeffrey Banks
NULL | NULL | NULL | Plumbing Permit | NULL | NULL | Draft | NULL | NULL
NULL | NULL | NULL | Gas Permit | NULL | NULL | Draft | NULL | NULL
NULL | NULL | NULL | Mechanical Permit | NULL | NULL | Draft | NULL | Jeffrey Banks
NULL | NULL | NULL | Plumbing Permit | Residential | Renovation | Draft | Residential - New pipelines across the house. | NULL
NULL | NULL | NULL | Electrical Permit | Residential | Renovation | Draft | Installation / Repair - Residential - upgrade the electrical service to 200 A . | NULL
NULL | NULL | NULL | Electrical Permit | Commercial | Addition | Draft | Installation / Repair - Commercial | NULL
NULL | NULL | NULL | Electrical Permit | NULL | NULL | Draft | NULL | NULL
NULL | NULL | NULL | Electrical Permit | Residential | Renovation | Draft | Installation / Repair - Residential - Install some lights | NULL
NULL | NULL | NULL | Electrical Permit | NULL | NULL | Withdrawn | NULL | NULL
NULL | NULL | NULL | Mechanical Permit | NULL | NULL | Withdrawn | NULL | NULL
NULL | NULL | NULL | Mechanical Permit | NULL | NULL | Draft | NULL | NULL
NULL | NULL | NULL | Plumbing Permit | NULL | NULL | Draft | NULL | NULL
NULL | NULL | NULL | Plumbing Permit | Residential | New | Draft | Residential - install outside sump and sewer-line | Herbert Schroeder
NULL | NULL | NULL | Gas Permit | Residential | NULL | Withdrawn | Residential - boiler Re&re | NULL
NULL | NULL | NULL | Electrical Permit | Residential | New | Draft | Installation / Repair - Residential - Low voltage prewiring and finishing. | NULL
NULL | NULL | NULL | Electrical Permit | NULL | NULL | Draft | NULL | NULL
NULL | NULL | NULL | Electrical Permit | NULL | NULL | Draft | NULL | NULL
NULL | NULL | NULL | Electrical Permit | NULL | NULL | Withdrawn | NULL | NULL
NULL | NULL | NULL | Electrical Permit | NULL | NULL | Withdrawn | NULL | NULL
NULL | NULL | NULL | Plumbing Permit | Commercial | New | Draft | Commercial - install sump and sewer | Herbert Schroeder
NULL | NULL | NULL | Electrical Permit | Commercial | NULL | Withdrawn | Annual / Operating | NULL
NULL | NULL | NULL | Mechanical Permit | NULL | NULL | Withdrawn | NULL | NULL
NULL | NULL | NULL | Electrical Permit | Commercial | Renovation | Withdrawn | Installation / Repair - Commercial - CCTV Security Camera Installation, 24 cameras total. | VSS Technologies Ltd
NULL | NULL | NULL | Plumbing Permit | NULL | NULL | Draft | NULL | Lucky Five Eight Plumbing & Heating Ltd
NULL | NULL | NULL | Gas Permit | Residential | Tenant Improvement | Withdrawn | Residential - Install 3 furnaces | NULL
NULL | NULL | NULL | Mechanical Permit | NULL | NULL | Draft | NULL | NULL
NULL | NULL | NULL | Plumbing Permit | NULL | NULL | Draft | NULL | NULL
NULL | NULL | NULL | Plumbing Permit | NULL | NULL | Draft | NULL | BESTWAY EXCAVATING & DEMOLITION 2008 LTD
NULL | NULL | NULL | Mechanical Permit | NULL | NULL | Draft | NULL | NULL
NULL | NULL | NULL | Plumbing Permit | NULL | NULL | Withdrawn | NULL | NULL
NULL | NULL | NULL | Sprinkler Permit | NULL | NULL | Draft | NULL | NULL
NULL | NULL | NULL | Mechanical Permit | NULL | NULL | Draft | NULL | NULL
NULL | NULL | NULL | Sprinkler Permit | NULL | NULL | Draft | NULL | NULL
NULL | NULL | NULL | Gas Permit | NULL | NULL | Draft | NULL | NULL
NULL | NULL | NULL | Plumbing Permit | NULL | NULL | Draft | NULL | NULL
NULL | NULL | NULL | Electrical Permit | Commercial | New | Draft | Installation / Repair - Commercial - 13 suite residential building. Approved Amendment January 17, 2023: Increase $2,500 installation value to include installation of heat trace system. Permit to include installation of listed heat tracing system in accordance with Bulletin 2020-003-BU/EL/SP. Building Permit: >To convert an existing heritage commercial building into a 3 storey multi-family townhouse building on top of an underground parking garage. The building will include 13 dwelling units. The entire project will be constructed as one building and will be governed under Part 3 of the 2014 VBBL. A generic AL has been approved to apply the 2019 VBBL in regards to exit exposure. STAGED CONSTRUCTION Stage 1 - excavation and shoring and retention of heritage components - accepted Sept.27/19 Stage 2 - foundation to grade - accepted April 28/21 Stage 3 - full construction - accepted June 3/21 | Alcon Electrical (BC) Corp
NULL | NULL | NULL | Plumbing Permit | NULL | NULL | Draft | NULL | NULL
NULL | NULL | NULL | Electrical Permit | Commercial | Tenant Improvement | Withdrawn | Installation / Repair - Commercial - Veterinary clinic install, branch ccts, lighting fixtures, equipment connections, relocate electrical panel within the space, EXIT/EM lighting, | ATOMIC ELECTRICAL SOLUTIONS LTD.
NULL | NULL | NULL | Mechanical Permit | NULL | NULL | Withdrawn | NULL | NULL
NULL | NULL | NULL | Electrical Permit | Commercial | NULL | Draft | Annual / Operating - Miscellaneous electrical work throughout | NULL
NULL | NULL | NULL | Electrical Permit | Commercial | New | Draft | Installation / Repair - Commercial - Electrical wiring for underground parking. For building permits: This Permit has been issued for the site work and below grade facilities for the proposed development: To construct five (5) Multiple Dwellings Residential buildings on this site with a total of 31 dwelling units (Strata): Building 1 (3 storey) - 6 dwelling units Building 2 (3 storey) - 4 dwelling units Building 3 ( 3 storey) - 8 dwelling units Building 4 ( 3 storey) - 8 dwelling units Building 5 ( 2 storey) - 5 dwelling units Note: The construction of Building 5 is permitted under this BP. All over one level of underground parking, having vehicular access from the lane. | SAAB ELECTRIC LTD
NULL | NULL | NULL | Plumbing Permit | NULL | NULL | Draft | NULL | Vanguard Mechanical Ltd
NULL | NULL | NULL | Plumbing Permit | NULL | NULL | Draft | NULL | Vanguard Mechanical Ltd
NULL | NULL | NULL | Plumbing Permit | NULL | NULL | Draft | NULL | NULL
NULL | NULL | NULL | Gas Permit | NULL | NULL | Withdrawn | NULL | BC Care Heating Services Ltd
NULL | NULL | NULL | Electrical Permit | NULL | NULL | Draft | NULL | NULL
EP-2023-02191 | 2023-03-17 | NULL | Electrical Permit | Commercial | NULL | Issued | Movie Set / Filming - To allow for Movie Set/Filming Applicant shall provide completed Contractor Declaration form, and dates of filming and associated location(s) to csinspection.clerks@vancouver.ca prior to the commencement of filming. Visit vancouver.ca/inspections for more details. 3500 Cornett Rd, Vancouver BC V5M 2H5 | GEP Irrational Inc
NULL | NULL | NULL | Electrical Permit | NULL | NULL | Withdrawn | NULL | NULL
NULL | NULL | NULL | Electrical Permit | Commercial | Addition | Withdrawn | Installation / Repair - Commercial - computer network cable | Wing Tiger Auto Alarm Ltd
NULL | NULL | NULL | Plumbing Permit | Residential | New | Draft | Residential - Install outside sump | NULL
NULL | NULL | NULL | Plumbing Permit | NULL | NULL | Draft | NULL | NULL
NULL | NULL | NULL | Electrical Permit | Commercial | Addition | Withdrawn | Installation / Repair - Commercial - computer network | Wing Tiger Auto Alarm Ltd
NULL | NULL | NULL | Electrical Permit | NULL | NULL | Withdrawn | NULL | NULL
NULL | NULL | NULL | Plumbing Permit | Commercial | Addition | Draft | Commercial - premise isolation | Langara Mechanical Plumbing & Heating Ltd
NULL | NULL | NULL | Electrical Permit | NULL | NULL | Draft | NULL | NULL
NULL | NULL | NULL | Mechanical Permit | NULL | NULL | Draft | NULL | Neptune Plumbing & Heating Ltd
NULL | NULL | NULL | Plumbing Permit | NULL | NULL | Draft | NULL | NULL
NULL | NULL | NULL | Plumbing Permit | NULL | NULL | Draft | NULL | NULL
NULL | NULL | NULL | Gas Permit | NULL | NULL | Draft | NULL | JOT MECHANICAL LTD
NULL | NULL | NULL | Electrical Permit | NULL | NULL | Draft | Installation / Repair - - Sign connection | NULL
NULL | NULL | NULL | Gas Permit | Residential | NULL | Withdrawn | Residential - Replacement of Tankless Water Heater “Navien” with new one Same capacity | NULL
EP-2023-02220 | 2023-03-15 | NULL | Electrical Permit | Commercial | NULL | Expired | Movie Set / Filming - To allow for Movie Set/Filming Applicant shall provide completed Contractor Declaration form, and dates of filming and associated location(s) to csinspection.clerks@vancouver.ca prior to the commencement of filming. Visit vancouver.ca/inspections for more details. | Means of Production Inc
NULL | NULL | NULL | Electrical Permit | Commercial | Addition | Withdrawn | Installation / Repair - Commercial - computer network cabling | Wing Tiger Auto Alarm Ltd
NULL | NULL | NULL | Electrical Permit | NULL | NULL | Withdrawn | NULL | NULL
NULL | NULL | NULL | Gas Permit | NULL | NULL | Draft | NULL | NULL
NULL | NULL | NULL | Electrical Permit | NULL | NULL | Draft | NULL | NULL
NULL | NULL | NULL | Electrical Permit | NULL | NULL | Draft | NULL | NULL
NULL | NULL | NULL | Electrical Permit | Residential | New | Draft | Installation / Repair - Residential | GLA Constructions Limited
NULL | NULL | NULL | Electrical Permit | NULL | NULL | Draft | NULL | NULL
NULL | NULL | NULL | Electrical Permit | Commercial | NULL | Withdrawn | Annual / Operating | NULL
NULL | NULL | NULL | Mechanical Permit | NULL | NULL | Draft | NULL | Junction HVAC/R Ltd
NULL | NULL | NULL | Gas Permit | NULL | NULL | Draft | NULL | NULL
NULL | NULL | NULL | Electrical Permit | NULL | NULL | Draft | NULL | NULL
NULL | NULL | NULL | Plumbing Permit | NULL | NULL | Draft | NULL | NULL
NULL | NULL | NULL | Plumbing Permit | NULL | NULL | Draft | NULL | NULL
NULL | NULL | NULL | Sprinkler Permit | NULL | NULL | Draft | NULL | NULL
NULL | NULL | NULL | Sprinkler Permit | NULL | NULL | Draft | NULL | NULL
NULL | NULL | NULL | Mechanical Permit | NULL | NULL | Draft | NULL | NULL
NULL | NULL | NULL | Electrical Permit | NULL | NULL | Withdrawn | NULL | NULL
NULL | NULL | NULL | Electrical Permit | NULL | NULL | Draft | NULL | NULL
NULL | NULL | NULL | Electrical Permit | NULL | NULL | Withdrawn | NULL | NULL
NULL | NULL | NULL | Electrical Permit | NULL | NULL | Withdrawn | Installation / Repair - - fsdf | Centre Electric Ltd
NULL | NULL | NULL | Mechanical Permit | NULL | NULL | Withdrawn | NULL | NULL
NULL | NULL | NULL | Mechanical Permit | NULL | NULL | Draft | NULL | NULL
NULL | NULL | NULL | Electrical Permit | NULL | NULL | Draft | NULL | NULL
NULL | NULL | NULL | Electrical Permit | NULL | NULL | Draft | NULL | NULL
NULL | NULL | NULL | Electrical Permit | NULL | NULL | Draft | NULL | NULL
NULL | NULL | NULL | Electrical Permit | Residential | Renovation - Dwelling Unit(s) only | Withdrawn | Installation / Repair - Residential - main electrical for AC | NULL
NULL | NULL | NULL | Electrical Permit | NULL | NULL | Draft | NULL | NULL
NULL | NULL | NULL | Electrical Permit | NULL | NULL | Draft | NULL | NULL
NULL | NULL | NULL | Plumbing Permit | Commercial | Renovation | Draft | Commercial - Relocating sinks and dishwasher. Replacing hot water tank. Installing new shower base and valve. | NULL
NULL | NULL | NULL | Electrical Permit | Residential | Renovation | Draft | Installation / Repair - Residential - Renovations in the kitchen, pot lights in living room ceiling, pots lights in the bedrooms, disconnect the baseboard heaters, and hot heat pump, | NULL
NULL | NULL | NULL | Plumbing Permit | NULL | NULL | Draft | NULL | NULL
NULL | NULL | NULL | Electrical Permit | NULL | NULL | Draft | NULL | NULL
NULL | NULL | NULL | Electrical Permit | NULL | NULL | Withdrawn | NULL | NULL
NULL | NULL | NULL | Electrical Permit | Residential | Renovation | Withdrawn | Installation / Repair - Residential - Install 2 20 amp circuits in AC90 run on surface, supplying 2 20a GFCI receptacles, for in home Dialysis Machine. | NULL
NULL | NULL | NULL | Electrical Permit | Commercial | Tenant Improvement | Withdrawn | Installation / Repair - Commercial - Distribution Panelboards, General Power, Lighting, Emergency Lighting, Mechanical Power Only, LV Data/Com, Fire Alarm | Kato Electrical Inc
NULL | NULL | NULL | Electrical Permit | NULL | NULL | Draft | NULL | NULL
NULL | NULL | NULL | Plumbing Permit | NULL | NULL | Withdrawn | NULL | NULL
NULL | NULL | NULL | Plumbing Permit | NULL | Renovation | Withdrawn | NULL | NULL
NULL | NULL | NULL | Plumbing Permit | NULL | NULL | Withdrawn | NULL | NULL
NULL | NULL | NULL | Sprinkler Permit | NULL | NULL | Draft | NULL | NULL
NULL | NULL | NULL | Plumbing Permit | Commercial | Tenant Improvement | Draft | Commercial - install backflow preventer for dishwasher and ice maker in the kitchen | NULL
NULL | NULL | NULL | Plumbing Permit | NULL | NULL | Draft | NULL | NULL
NULL | NULL | NULL | Plumbing Permit | Commercial | Addition | Draft | Commercial - Addition of two hand wash basins | NULL
NULL | NULL | NULL | Plumbing Permit | Commercial | Addition | Draft | Commercial - Addition of two hand sink basins | NULL
NULL | NULL | NULL | Plumbing Permit | Commercial | New | Withdrawn | Commercial - adding shower to student housing | NULL
NULL | NULL | NULL | Electrical Permit | Residential | Renovation | Withdrawn | Installation / Repair - Residential - Run 2 circuits in BX, to feed 2 20 amp GFCI receptacles for home Dialysis Machine. | NULL
NULL | NULL | NULL | Gas Permit | NULL | NULL | Withdrawn | NULL | NULL
NULL | NULL | NULL | Electrical Permit | NULL | NULL | Draft | NULL | NULL
NULL | NULL | NULL | Electrical Permit | NULL | NULL | Draft | NULL | NULL
NULL | NULL | NULL | Electrical Permit | Residential | Renovation - Dwelling Unit(s) only | Draft | Installation / Repair - Residential - installation of (2) new receptacles in bathroom. | NULL
NULL | NULL | NULL | Electrical Permit | NULL | NULL | Draft | Installation / Repair - - special permision | Jonkman Electric Ltd
NULL | NULL | NULL | Electrical Permit | NULL | NULL | Withdrawn | NULL | NULL
NULL | NULL | NULL | Electrical Permit | NULL | NULL | Withdrawn | NULL | NULL
NULL | NULL | NULL | Plumbing Permit | NULL | NULL | Draft | NULL | NULL
NULL | NULL | NULL | Gas Permit | NULL | NULL | Draft | NULL | NULL
NULL | NULL | NULL | Electrical Permit | Commercial | Renovation | Draft | Installation / Repair - Commercial - Supply & install (21) Cat6 runs NO MAGLOCKS Site Contact - William Woo - 604-671-1129 | PALADIN TECHNOLOGIES INC
NULL | NULL | NULL | Plumbing Permit | Commercial | Renovation - Dwelling Unit(s) only | Draft | Commercial - moving wirsbo pipe from outside of drywall to inside the drywall | NULL
EP-2023-02638 | 2023-03-31 | NULL | Electrical Permit | Commercial | New | Issued | Installation / Repair - Commercial - Underground conduit, Rough-wire, Finishing Electrical Scope: Underground conduit, rough-wiring, finishing and installing 2 electrical pedestals, and 1 BCH Kiosk (supplied by COV). - this is on COV property. I believe this will be a Flow Monitoring Kiosk, supplied by the city. Kiosk shop drawings have been uploaded here for reference. New BCH service: 347/600V, 90A, 3PH. Amend: Apr 5th, 2023 update our FSR to Shanti Vertolli 257930 | Ozz Electric BC Inc
NULL | NULL | NULL | Sprinkler Permit | NULL | NULL | Draft | NULL | Viking Fire Protection Inc
NULL | NULL | NULL | Sprinkler Permit | Commercial | Tenant Improvement | Withdrawn | Commercial - adding 2 dry pendent sprinkler heads too freezer and coolers 2 separate lines from 1.5" branch lines >BP: 3141 W Broadway Interior alterations to change the use from Restaurant to Retail Limited food for a new tenant in the mixed use building on this site. | Vantec Fire Safety Ltd
NULL | NULL | NULL | Plumbing Permit | Commercial | Tenant Improvement | Draft | Commercial - Retail concourse on Levels 2, 3 and 4 | Axiom Builders Inc
NULL | NULL | NULL | Gas Permit | Residential | Renovation | Draft | Residential | Thomson Industries Ltd
NULL | NULL | NULL | Electrical Permit | NULL | NULL | Draft | NULL | NULL
NULL | NULL | NULL | Electrical Permit | NULL | NULL | Draft | NULL | NULL
NULL | NULL | NULL | Sprinkler Permit | NULL | NULL | Draft | NULL | NULL
NULL | NULL | NULL | Electrical Permit | Residential | New | Withdrawn | Temporary Power - Residential - To provide temporary power. | NULL
NULL | NULL | NULL | Gas Permit | NULL | NULL | Withdrawn | NULL | NULL
NULL | NULL | NULL | Gas Permit | NULL | NULL | Draft | NULL | Han Appliances & Refrigeration Ltd
NULL | NULL | NULL | Electrical Permit | NULL | NULL | Draft | NULL | NULL
NULL | NULL | NULL | Electrical Permit | NULL | NULL | Draft | NULL | NULL
NULL | NULL | NULL | Gas Permit | Residential | Renovation | Draft | Residential - RE AND RE INSERT TO EX32I-2 | NULL
NULL | NULL | NULL | Plumbing Permit | NULL | NULL | Draft | NULL | Mainland Plumbing & Heating
NULL | NULL | NULL | Electrical Permit | Commercial | NULL | Withdrawn | Annual / Operating | NULL
NULL | NULL | NULL | Electrical Permit | Commercial | NULL | Draft | Movie Set / Filming - To allow for Movie Set/Filming Applicant shall provide completed Contractor Declaration form, and dates of filming and associated location(s) to csinspection.clerks@vancouver.ca prior to the commencement of filming. Visit vancouver.ca/inspections for more details. | NULL
NULL | NULL | NULL | Electrical Permit | NULL | NULL | Draft | NULL | NULL
NULL | NULL | NULL | Mechanical Permit | NULL | NULL | Withdrawn | NULL | NULL
NULL | NULL | NULL | Electrical Permit | Residential | New | Draft | Installation / Repair - Residential - low volt wiring for security data vac and camera | C N S Alarms Ltd
NULL | NULL | NULL | Electrical Permit | NULL | NULL | Draft | NULL | NULL
NULL | NULL | NULL | Electrical Permit | Residential | New | Withdrawn | Temporary Power - Residential - To provide temporary power. | GV ELECTRICAL INC
NULL | NULL | NULL | Electrical Permit | Commercial | NULL | Draft | Annual / Operating | NULL
NULL | NULL | NULL | Electrical Permit | NULL | NULL | Draft | NULL | NULL
NULL | NULL | NULL | Electrical Permit | NULL | NULL | Draft | NULL | NULL
NULL | NULL | NULL | Electrical Permit | Commercial | Renovation | Draft | Installation / Repair - Commercial - Renovation in a commercial space clean up old existing wiring install new circuits for countertop outlets, ovens, general use lighting | NULL
EP-2023-02369 | 2023-03-20 | NULL | Electrical Permit | Commercial | NULL | Expired | Movie Set / Filming - To allow for Movie Set/Filming Applicant shall provide completed Contractor Declaration form, and dates of filming and associated location(s) to csinspection.clerks@vancouver.ca prior to the commencement of filming. Visit vancouver.ca/inspections for more details. | Coakley Productions Inc
NULL | NULL | NULL | Electrical Permit | Commercial | NULL | Draft | Annual / Operating | NULL
NULL | NULL | NULL | Electrical Permit | Residential | New | Draft | Installation / Repair - Residential - Install HVAC / Heat Pump | NULL
NULL | NULL | NULL | Plumbing Permit | Residential | New | Draft | Residential - Plumbing and heating | NULL
NULL | NULL | NULL | Electrical Permit | NULL | NULL | Draft | NULL | NULL
NULL | NULL | NULL | Plumbing Permit | Commercial | Renovation | Draft | Commercial - Re and re the kitchen ensuite and main bathroom fixtures. Installation of a new fridge box and pot filler. | NULL
NULL | NULL | NULL | Sprinkler Permit | NULL | NULL | Draft | NULL | Viking Fire Protection Inc
NULL | NULL | NULL | Plumbing Permit | Residential | New | Draft | Residential - Plumbing and heating | NULL
NULL | NULL | NULL | Gas Permit | Residential | NULL | Draft | Residential | NULL
NULL | NULL | NULL | Gas Permit | Residential | Renovation | Draft | Residential - re re tankless water heater | Thomson Industries Ltd
NULL | NULL | NULL | Electrical Permit | Commercial | NULL | Draft | Movie Set / Filming - To allow for Movie Set/Filming Applicant shall provide completed Contractor Declaration form, and dates of filming and associated location(s) to csinspection.clerks@vancouver.ca prior to the commencement of filming. Visit vancouver.ca/inspections for more details. | NULL
NULL | NULL | NULL | Gas Permit | Residential | New | Draft | Residential - Tankless hot water install, Heat Pump, Ductless Split, 3-5 Air Handler, 1 ducted in the attic 2 ductless | NULL
EP-2023-02385 | 2023-03-21 | NULL | Electrical Permit | Commercial | NULL | Expired | Movie Set / Filming - To allow for Movie Set/Filming Applicant shall provide completed Contractor Declaration form, and dates of filming and associated location(s) to csinspection.clerks@vancouver.ca prior to the commencement of filming. Visit vancouver.ca/inspections for more details. | Covering Multiple Shows Inc
NULL | NULL | NULL | Electrical Permit | NULL | NULL | Draft | NULL | NULL
NULL | NULL | NULL | Electrical Permit | Residential | New | Withdrawn | Installation / Repair - Residential - Install HVAC / Heat pump | NULL
NULL | NULL | NULL | Electrical Permit | Commercial | New | Withdrawn | Installation / Repair - Commercial - ULC Fire Installation. No Maglocks Site Contact:Gavin Hamblin, 604.913.4509, ghamblin@hollyburn.org | PALADIN TECHNOLOGIES INC
NULL | NULL | NULL | Mechanical Permit | NULL | NULL | Draft | NULL | NULL
NULL | NULL | NULL | Mechanical Permit | NULL | NULL | Withdrawn | NULL | NULL
NULL | NULL | NULL | Electrical Permit | NULL | NULL | Withdrawn | NULL | NULL
NULL | NULL | NULL | Plumbing Permit | NULL | NULL | Draft | NULL | NULL
NULL | NULL | NULL | Sprinkler Permit | NULL | NULL | Draft | NULL | Alco Fire Protection Ltd
NULL | NULL | NULL | Plumbing Permit | Residential | Renovation | Draft | Residential - House renovation and addition of secondary suite | NULL
NULL | NULL | NULL | Plumbing Permit | NULL | NULL | Draft | NULL | NULL
NULL | NULL | NULL | Plumbing Permit | Residential | New | Draft | Residential - Plumbing and heating | NULL
NULL | NULL | NULL | Gas Permit | Residential | NULL | Withdrawn | Residential | NULL
NULL | NULL | NULL | Electrical Permit | Commercial | NULL | Draft | Installation / Repair - Commercial - computer data cabling | NULL
NULL | NULL | NULL | Electrical Permit | NULL | NULL | Draft | NULL | NULL
NULL | NULL | NULL | Plumbing Permit | Residential | NULL | Draft | Residential - Plumbing and heating | NULL
NULL | NULL | NULL | Plumbing Permit | NULL | NULL | Draft | NULL | NULL
NULL | NULL | NULL | Plumbing Permit | Residential | New | Draft | Residential - Rough in drainage for new coach house. Washroom , kitchen sink, floor drain | NULL
NULL | NULL | NULL | Mechanical Permit | NULL | NULL | Draft | NULL | NULL
NULL | NULL | NULL | Mechanical Permit | NULL | NULL | Draft | NULL | NULL
NULL | NULL | NULL | Plumbing Permit | NULL | NULL | Draft | NULL | NULL
NULL | NULL | NULL | Electrical Permit | Commercial | Tenant Improvement | Draft | Installation / Repair - Commercial - LED Retrofit 2 Pole Signs | NULL
NULL | NULL | NULL | Plumbing Permit | Residential | New | Draft | Residential - Installation of Navien Boiler - Combi unit | KC's Plumbing & Heating
EP-2023-02415 | 2023-03-22 | NULL | Electrical Permit | Commercial | Renovation | Completed | Installation / Repair - Commercial - Installation of new underground PVC conduit system for street light upgrade. Tie conduit system in existing underground conduit system as needed. Install Junction boxes for street lights. Works be approved and IFC sent out by the City of Vancouver engineering department. Project HR3091 976 52ND AVE & 6822-6868 OAK ST, VANCOUVER, BC. | Nash Pengilly
NULL | NULL | NULL | Electrical Permit | Commercial | NULL | Draft | Annual / Operating - Maintenance of the electrical. ANNUAL/OPERATING PERMIT Renewal of EP-2021-03454 VALID MARCH 17, 2022 UNTIL MARCH 16, 2023 | Villa Electric (1980) Ltd
NULL | NULL | NULL | Electrical Permit | NULL | NULL | Withdrawn | NULL | NULL
NULL | NULL | NULL | Gas Permit | NULL | NULL | Draft | NULL | Ultra Mechanical Ltd
NULL | NULL | NULL | Mechanical Permit | NULL | NULL | Draft | NULL | NULL
NULL | NULL | NULL | Electrical Permit | Commercial | New | Draft | Installation / Repair - Commercial - test | NULL
NULL | NULL | NULL | Gas Permit | Residential | Renovation - Dwelling Unit(s) only | Draft | Residential - boiler replacement | NULL
NULL | NULL | NULL | Gas Permit | Residential | Renovation - Dwelling Unit(s) only | Draft | Residential - Boiler replacement | NULL
NULL | NULL | NULL | Plumbing Permit | NULL | NULL | Draft | NULL | NULL
NULL | NULL | NULL | Plumbing Permit | Residential | Renovation | Draft | Residential - Water service connection | NULL
NULL | NULL | NULL | Electrical Permit | Commercial | Addition | Draft | Installation / Repair - Commercial - To install computer data cabling | NULL
NULL | NULL | NULL | Mechanical Permit | NULL | NULL | Withdrawn | NULL | NULL
NULL | NULL | NULL | Mechanical Permit | NULL | NULL | Draft | NULL | Ashton Service Group/Ashton Mechanical Ltd.
NULL | NULL | NULL | Gas Permit | NULL | NULL | Draft | NULL | Airxcel Heating & Cooling Ltd
NULL | NULL | NULL | Plumbing Permit | NULL | NULL | Draft | NULL | NULL
NULL | NULL | NULL | Sprinkler Permit | NULL | NULL | Draft | NULL | NULL
NULL | NULL | NULL | Sprinkler Permit | NULL | NULL | Draft | NULL | NULL
NULL | NULL | NULL | Plumbing Permit | Commercial | Renovation - Dwelling Unit(s) only | Withdrawn | Commercial - SUITE #401 - 4TH FLOOR - re routing drainage lines, re routing waterlines >BP: #401 Interior alterations to provide improvements to this dwelling unit #401 on the 4th floor of this existing multiple dwelling building on this site. Scope of work: - To remove & install interior walls & doors, plumbing fixtures, lighting, new finishes, appliances, re/re patio doors by the kitchen | No Problem Plumbing and Heating Ltd
NULL | NULL | NULL | Gas Permit | NULL | NULL | Draft | NULL | AKAL Plumbing & Heating Ltd
NULL | NULL | NULL | Electrical Permit | Residential | Tenant Improvement | Withdrawn | Installation / Repair - Residential - Electrical maintenance on the elevator Machine Room Replace rec in pit and machine room with new GFCI rec replace fixtures in Pit and Machine room with new LED fixtures with shatter-resistant polycarbonate lenses Replace Cab light disconnect with new 30amp disc. Replace elevator disconnect with new 100amp. Run new cct and install 1000w baseboard heater in machine room C/W thermostat Coring and fire-stopping | Sasco Contractors Ltd
NULL | NULL | NULL | Gas Permit | NULL | NULL | Draft | NULL | NULL
NULL | NULL | NULL | Plumbing Permit | NULL | NULL | Withdrawn | NULL | NULL
NULL | NULL | NULL | Plumbing Permit | Commercial | Tenant Improvement | Withdrawn | Commercial - Plumbing | Blue Sea Plumbing & Heating Ltd
NULL | NULL | NULL | Electrical Permit | Commercial | NULL | Draft | Annual / Operating | NULL
NULL | NULL | NULL | Plumbing Permit | Commercial | Tenant Improvement | Withdrawn | Commercial - Plumbing | NULL
EP-2023-02443 | 2023-03-21 | NULL | Electrical Permit | Commercial | NULL | Expired | Movie Set / Filming - To allow for Movie Set/Filming Applicant shall provide completed Contractor Declaration form, and dates of filming and associated location(s) to csinspection.clerks@vancouver.ca prior to the commencement of filming. Visit vancouver.ca/inspections for more details. | The Capital Media Company Inc
NULL | NULL | NULL | Electrical Permit | NULL | NULL | Draft | NULL | NULL
NULL | NULL | NULL | Mechanical Permit | NULL | NULL | Draft | NULL | NULL
NULL | NULL | NULL | Electrical Permit | NULL | NULL | Draft | NULL | NULL
NULL | NULL | NULL | Electrical Permit | NULL | NULL | Draft | NULL | NULL
NULL | NULL | NULL | Plumbing Permit | NULL | NULL | Draft | NULL | NULL
NULL | NULL | NULL | Plumbing Permit | NULL | NULL | Draft | NULL | NULL
NULL | NULL | NULL | Gas Permit | Residential | Renovation | Draft | Residential | NULL
NULL | NULL | NULL | Plumbing Permit | Residential | New | Draft | Residential - Plumbing for coach house . Roughing in drainage for kitchen sink, floor drain, toilet, sink, bathtub | NULL
NULL | NULL | NULL | Gas Permit | Residential | Renovation | Draft | Residential - Decommission and remove old furnace(Fossil Fuel) and install Heat pump | Ashton Service Group/Ashton Mechanical Ltd.
NULL | NULL | NULL | Plumbing Permit | Commercial | Addition | Draft | Commercial - To install Backflow Devices to existing piping | NULL
NULL | NULL | NULL | Plumbing Permit | Commercial | Addition | Draft | Commercial - Adding new Backflow preventers to existing piping | NULL
NULL | NULL | NULL | Plumbing Permit | NULL | NULL | Draft | NULL | NULL
NULL | NULL | NULL | Electrical Permit | Commercial | New | Draft | Installation / Repair - Commercial - Install heat trace to domestic cold water, hosebibbs, pumped San/Storm in parkade; cooling tower piping & domestic cold makeup water on rooftop. All electrical connections by others. | Artech Electric Ltd
NULL | NULL | NULL | Electrical Permit | Commercial | NULL | Draft | Annual / Operating - Annual Maintenance. Valid February 10, 2022 until February 9, 2023. | Octane Electric Ltd
NULL | NULL | NULL | Electrical Permit | Commercial | Addition | Draft | Installation / Repair - Commercial - To install computer data cabling | Sai Systems Against Intrusion Inc
NULL | NULL | NULL | Electrical Permit | NULL | NULL | Draft | NULL | NULL
NULL | NULL | NULL | Electrical Permit | Commercial | Renovation | Withdrawn | Installation / Repair - Commercial - Installation of new underground PVC conduit system for street light upgrade. Tie conduit system in existing underground conduit system as needed. Install Junction boxes for street lights. Works be approved and IFC sent out by the City of Vancouver engineering department. Project HR3091 976 52ND AVE & 6822-6868 OAK ST, VANCOUVER, BC. | Nash Pengilly
NULL | NULL | NULL | Gas Permit | NULL | NULL | Draft | NULL | NULL
NULL | NULL | NULL | Gas Permit | NULL | NULL | Draft | NULL | NULL
NULL | NULL | NULL | Gas Permit | NULL | NULL | Draft | NULL | NULL
EP-2023-02481 | 2023-03-23 | NULL | Electrical Permit | Commercial | NULL | Expired | Movie Set / Filming - To allow for Movie Set/Filming Applicant shall provide completed Contractor Declaration form, and dates of filming and associated location(s) to csinspection.clerks@vancouver.ca prior to the commencement of filming. Visit vancouver.ca/inspections for more details. | Northkamp Enterprises Inc
NULL | NULL | NULL | Gas Permit | NULL | NULL | Draft | NULL | NULL
NULL | NULL | NULL | Gas Permit | NULL | NULL | Draft | NULL | NULL
NULL | NULL | NULL | Gas Permit | NULL | NULL | Withdrawn | NULL | NULL
NULL | NULL | NULL | Mechanical Permit | NULL | NULL | Draft | NULL | NULL
NULL | NULL | NULL | Mechanical Permit | NULL | NULL | Withdrawn | NULL | NULL
NULL | NULL | NULL | Gas Permit | NULL | NULL | Draft | NULL | NULL
NULL | NULL | NULL | Mechanical Permit | NULL | NULL | Withdrawn | NULL | NULL
EP-2023-03386 | 2023-04-19 | NULL | Electrical Permit | Commercial | Addition | Issued | Installation / Repair - Commercial - Install underground raceway, install street light bases, poles and luminaires x6. install JB's/ pullboxes. pull cables and terminate. Amend May 29, 2023 -"No new service here. so no service inspection required" | Orion Electrical Systems
NULL | NULL | NULL | Electrical Permit | Commercial | New | Draft | Temporary Power - Commercial - To provide temporary power. | Enersolv Design & Build Ltd
NULL | NULL | NULL | Electrical Permit | Commercial | New | Draft | Temporary Power - Commercial - To provide temporary power. | Enersolv Design & Build Ltd
NULL | NULL | NULL | Electrical Permit | NULL | NULL | Withdrawn | NULL | NULL
NULL | NULL | NULL | Electrical Permit | Commercial | New | Draft | Installation / Repair - Commercial - Installation of Access System Door & Elevator (no Maglocks) Enterphone Directory & ULC Fire Monitoring. | NULL
NULL | NULL | NULL | Electrical Permit | NULL | NULL | Withdrawn | NULL | NULL
NULL | NULL | NULL | Gas Permit | NULL | NULL | Draft | NULL | NULL
NULL | NULL | NULL | Electrical Permit | Commercial | Renovation | Draft | Installation / Repair - Commercial - Full washroom renovations level 1,2,3 Rough in and finishing of new lighting fixtures, motion sensors, and recpetacles | NULL
NULL | NULL | NULL | Sprinkler Permit | Commercial | Tenant Improvement | Draft | Commercial - To keep existing planum heads back to shell building | NewTech Fire Protection Ltd
NULL | NULL | NULL | Mechanical Permit | NULL | NULL | Draft | NULL | NULL
NULL | NULL | NULL | Mechanical Permit | NULL | NULL | Withdrawn | NULL | NULL
NULL | NULL | NULL | Electrical Permit | Commercial | Renovation | Draft | Installation / Repair - Commercial - This permit is to complete the work started by other electrical contractor with electric permit 2022- 03615. The rough wiring inspection has been done this permit is to get final inspection done | NULL
NULL | NULL | NULL | Electrical Permit | Residential | Renovation | Draft | Installation / Repair - Residential - This permit is to finish the work started by other electric contractor with permit number 2022-03615. The rough wiring inspection has been done and this permit is to get final inspection pass | NULL
NULL | NULL | NULL | Electrical Permit | NULL | NULL | Draft | NULL | NULL
NULL | NULL | NULL | Gas Permit | NULL | NULL | Draft | NULL | NULL
NULL | NULL | NULL | Plumbing Permit | NULL | NULL | Draft | NULL | NULL
NULL | NULL | NULL | Mechanical Permit | NULL | NULL | Draft | NULL | NULL
NULL | NULL | NULL | Plumbing Permit | NULL | NULL | Draft | - bh | NULL
NULL | NULL | NULL | Electrical Permit | Commercial | Tenant Improvement | Draft | Installation / Repair - Commercial - Install an EV car charger, in parking stall #24 with the existing Electric Vehicle Charging Infrastructure. | Shoreline Electric Ltd
NULL | NULL | NULL | Mechanical Permit | NULL | NULL | Draft | NULL | Ashton Service Group/Ashton Mechanical Ltd.
NULL | NULL | NULL | Gas Permit | Residential | Renovation | Draft | Residential - Decommission and removal of Both fossil fuels, Natural gas furnace and Hot water tank. Install Heat Pump | Ashton Service Group/Ashton Mechanical Ltd.
NULL | NULL | NULL | Plumbing Permit | NULL | NULL | Draft | NULL | NULL
NULL | NULL | NULL | Electrical Permit | NULL | NULL | Draft | NULL | NULL
NULL | NULL | NULL | Electrical Permit | NULL | NULL | Draft | NULL | NULL
NULL | NULL | NULL | Electrical Permit | Commercial | New | Draft | Installation / Repair - Commercial - Sound Masking Low Voltage installation | NULL
NULL | NULL | NULL | Electrical Permit | Commercial | NULL | Draft | Annual / Operating | NULL
NULL | NULL | NULL | Gas Permit | NULL | NULL | Draft | NULL | NULL
NULL | NULL | NULL | Gas Permit | NULL | NULL | Draft | NULL | NULL
NULL | NULL | NULL | Plumbing Permit | Residential | New | Draft | Residential - Install out side sump | NULL
NULL | NULL | NULL | Plumbing Permit | Residential | New | Draft | Residential - One outside sump | East West Excavating 2022 ltd
NULL | NULL | NULL | Plumbing Permit | NULL | NULL | Draft | NULL | NULL
NULL | NULL | NULL | Electrical Permit | NULL | NULL | Draft | NULL | NULL
NULL | NULL | NULL | Plumbing Permit | NULL | NULL | Draft | NULL | NULL
NULL | NULL | NULL | Gas Permit | Residential | Renovation | Draft | Residential - Navien Combi boiler installation | NULL
NULL | NULL | NULL | Electrical Permit | Commercial | Renovation | Draft | Installation / Repair - Commercial - Office renovation, install new wiring, new lighting fixtures and receptacles, low voltage wiring | CY Electric Ltd
NULL | NULL | NULL | Plumbing Permit | NULL | NULL | Draft | NULL | Apple Mechanical Ltd
NULL | NULL | NULL | Plumbing Permit | NULL | NULL | Draft | NULL | NULL
NULL | NULL | NULL | Electrical Permit | NULL | NULL | Draft | NULL | NULL
NULL | NULL | NULL | Plumbing Permit | Commercial | New | Withdrawn | Commercial - ****UNDERGROUND **** P4 drains captured in Underground Plumbing Permit PP-2021-04116 Storm, sanitary, drainage and plumbing installation for the New Saint Paul's hospital inclusive of plumbing fixtures, drains and cleanouts. >Construction of the new St. Paul's Hospital, containing 4 levels below grade (parking, loading dock, logistics areas, facility management offices, morgue, central food production and end-of-trip facilities) and 11 above grade levels (hospital departments and series such as emergency, renal health, surgery, mental health, maternity, medical imaging and laboratory). Stage I: construction below grade. Revision #1 (revision to stage I): to revise below grade stairs, corresponding vestibules, and architectural "slab layout plans" (issued July 5/22) Stage II: Levels 1-5 structure and onsite civil work (under review) | Modern Niagara Vancouver Inc
NULL | NULL | NULL | Gas Permit | NULL | NULL | Draft | NULL | NULL
NULL | NULL | NULL | Electrical Permit | Residential | Renovation - Dwelling Unit(s) only | Withdrawn | Installation / Repair - Residential - Replacement of Electrical panel | NULL
NULL | NULL | NULL | Electrical Permit | Residential | Renovation | Draft | Installation / Repair - Residential - Lighting upgrade, run new wire for lights | NULL
NULL | NULL | NULL | Electrical Permit | Commercial | Addition | Draft | Installation / Repair - Commercial - Access control addition, integrating 3 doors into an interlock project Site Contact: Michael Flodin YES MAGLOCKS >BP: To alter the interior of the 4th floor of this existing laboratory/office building to install two new magnetic locks to two lab rooms, as per the code report submitted by Celerity Engineering Ltd. Architectural Schedule B provided by Gordon Klassen | PALADIN TECHNOLOGIES INC
NULL | NULL | NULL | Electrical Permit | Commercial | New | Draft | Interim - Commercial - On-grade Electrical conduit/cabling installation. Unit substation ground rod, step-touch, and misc. rebar grounding requirements. Suspended slab, vertical wall conduit, and cabling while pending electrical permit is finalized. Permanent lighting install when available below grade throughout parkade. | Nightingale Electric Ltd
NULL | NULL | NULL | Electrical Permit | Commercial | Tenant Improvement | Draft | Installation / Repair - Commercial | NULL
EP-2023-02575 | NULL | NULL | Electrical Permit | Residential | Renovation | Withdrawn | Installation / Repair - Residential - Replacement of current electrical panel | NULL
NULL | NULL | NULL | Electrical Permit | Commercial | NULL | Draft | Movie Set / Filming - To allow for Movie Set/Filming Applicant shall provide completed Contractor Declaration form, and dates of filming and associated location(s) to csinspection.clerks@vancouver.ca prior to the commencement of filming. Visit vancouver.ca/inspections for more details. | NULL
NULL | NULL | NULL | Electrical Permit | NULL | NULL | Draft | NULL | NULL
NULL | NULL | NULL | Electrical Permit | Residential | Renovation | Draft | Installation / Repair - Residential - Lighting upgrade, run new wires | NULL
NULL | NULL | NULL | Electrical Permit | Commercial | Renovation | Draft | Installation / Repair - Commercial - Renovation | NULL
NULL | NULL | NULL | Plumbing Permit | NULL | NULL | Draft | NULL | NULL
EP-2023-02583 | 2023-04-04 | NULL | Electrical Permit | Commercial | NULL | Expired | Movie Set / Filming - To allow for Movie Set/Filming Applicant shall provide completed Contractor Declaration form, and dates of filming and associated location(s) to csinspection.clerks@vancouver.ca prior to the commencement of filming. Visit vancouver.ca/inspections for more details. | IWK BC Productions Inc
NULL | NULL | NULL | Plumbing Permit | Residential | New | Draft | Residential - New plumbing for laneway house | NULL
NULL | NULL | NULL | Plumbing Permit | Residential | New | Draft | Residential - New plumbing for laneway house | NULL
NULL | NULL | NULL | Plumbing Permit | Residential | New | Draft | Residential - New plumbing for laneway house | NULL
NULL | NULL | NULL | Plumbing Permit | Residential | New | Draft | Residential - New plumbing for laneway house | NULL
NULL | NULL | NULL | Plumbing Permit | Residential | Addition | Draft | Residential - Plumbing and heating | MAKE IT WORTH PLUMBING AND HEATING
NULL | NULL | NULL | Plumbing Permit | NULL | NULL | Draft | NULL | MAKE IT WORTH PLUMBING AND HEATING
NULL | NULL | NULL | Sprinkler Permit | NULL | NULL | Withdrawn | NULL | NULL
NULL | NULL | NULL | Electrical Permit | Residential | New | Withdrawn | Temporary Power - Residential - To provide temporary power. | NULL
NULL | NULL | NULL | Mechanical Permit | NULL | NULL | Withdrawn | NULL | NULL
NULL | NULL | NULL | Electrical Permit | NULL | NULL | Draft | NULL | NULL
NULL | NULL | NULL | Electrical Permit | Residential | Addition | Draft | Installation / Repair - Residential - A/C wiring | NULL
NULL | NULL | NULL | Plumbing Permit | Residential | New | Draft | Residential - Site services | NULL
NULL | NULL | NULL | Plumbing Permit | Commercial | NULL | Draft | Commercial - Adding two washrooms to a warehouse space. | NULL
NULL | NULL | NULL | Plumbing Permit | Commercial | Tenant Improvement | Draft | Commercial - Adding two washrooms to the warehouse space. | NULL
NULL | NULL | NULL | Plumbing Permit | Commercial | NULL | Draft | Commercial - Addition of grease interceptor in restaurant | NULL
NULL | NULL | NULL | Mechanical Permit | NULL | NULL | Draft | NULL | NULL
NULL | NULL | NULL | Electrical Permit | Residential | Renovation | Withdrawn | Installation / Repair - Residential - taking over for existing electrical contractor(EP-2022-03615) -completed wiring for bathroom in unit 3002 | NULL
NULL | NULL | NULL | Electrical Permit | NULL | New | Draft | Temporary Power - - To provide temporary power. | NULL
NULL | NULL | NULL | Electrical Permit | Commercial | Tenant Improvement | Draft | Installation / Repair - Commercial - Low voltage HVAC controls | Olympic Controls Inc
NULL | NULL | NULL | Mechanical Permit | NULL | NULL | Draft | NULL | NULL
NULL | NULL | NULL | Electrical Permit | NULL | NULL | Draft | NULL | NULL
NULL | NULL | NULL | Gas Permit | NULL | NULL | Draft | NULL | NULL
NULL | NULL | NULL | Electrical Permit | Commercial | Renovation | Draft | Installation / Repair - Commercial - Renovation | Excel Electric (1993) Ltd
NULL | NULL | NULL | Electrical Permit | Commercial | NULL | Draft | Annual / Operating | NULL
NULL | NULL | NULL | Electrical Permit | NULL | NULL | Draft | NULL | NULL
NULL | NULL | NULL | Electrical Permit | Commercial | Renovation | Draft | Installation / Repair - Commercial - Washroom renovations level 1,2,3 | NULL
NULL | NULL | NULL | Electrical Permit | NULL | NULL | Draft | NULL | NULL
EP-2023-02635 | 2023-03-28 | NULL | Electrical Permit | Commercial | Addition | Completed | Installation / Repair - Commercial - Commissioning of two EV Charging stations. Installation of two Charging stations on city property. Base wiring was completed by city crews. Re: EP-2023-01746 | Clear Energy Solutions Inc
NULL | NULL | NULL | Electrical Permit | NULL | NULL | Draft | NULL | NULL
NULL | NULL | NULL | Electrical Permit | NULL | NULL | Draft | NULL | NULL
NULL | NULL | NULL | Electrical Permit | Residential | Tenant Improvement | Draft | Installation / Repair - Residential - Wire for new Heat Pump | Raymond D Raven
NULL | NULL | NULL | Electrical Permit | NULL | NULL | Draft | NULL | NULL
NULL | NULL | NULL | Electrical Permit | Commercial | NULL | Draft | Annual / Operating - AEOP- Two annual inspections per year Renewal of EP-2021-02614 Valid March 26, 2022 - Mar 25, 2023 Amend: Mar 14, 2023 Change FSR from Mario Fata 219985 to Jason White 252323 | Nightingale Electric Ltd
NULL | NULL | NULL | Electrical Permit | Residential | Renovation | Draft | Installation / Repair - Residential - Main Floor Renovation Entrance, powder room, kitchen, living, and dining room lighting upgrade. Adding 3 CCT's to a new kitchen island. | NULL
NULL | NULL | NULL | Gas Permit | NULL | NULL | Draft | NULL | Thomson Industries Ltd
NULL | NULL | NULL | Plumbing Permit | Residential | New | Draft | Residential - Plumbing works | RAHELU PLUMBING & HEATING LTD.
NULL | NULL | NULL | Plumbing Permit | Residential | Renovation | Draft | Residential | NULL
NULL | NULL | NULL | Sprinkler Permit | NULL | NULL | Draft | NULL | NULL
EP-2023-02645 | 2023-03-28 | NULL | Electrical Permit | Commercial | NULL | Expired | Movie Set / Filming - To allow for Movie Set/Filming Applicant shall provide completed Contractor Declaration form, and dates of filming and associated location(s) to csinspection.clerks@vancouver.ca prior to the commencement of filming. Visit vancouver.ca/inspections for more details. | Kiddo Films Inc
NULL | NULL | NULL | Plumbing Permit | NULL | NULL | Draft | NULL | NULL
NULL | NULL | NULL | Mechanical Permit | NULL | NULL | Withdrawn | NULL | NULL
NULL | NULL | NULL | Electrical Permit | NULL | NULL | Withdrawn | NULL | NULL
NULL | NULL | NULL | Plumbing Permit | Residential | Addition | Draft | Residential - Update irrigation backflow preventer | NULL
NULL | NULL | NULL | Plumbing Permit | NULL | NULL | Draft | NULL | NULL
NULL | NULL | NULL | Gas Permit | NULL | NULL | Draft | NULL | NULL
NULL | NULL | NULL | Plumbing Permit | Commercial | Tenant Improvement | Withdrawn | Commercial - Water piping & drainage for 13 commercial kitchens. >BP: Interior alterations for this first tenant improvement within the existing restaurant shell space on Level 1 of this high rise mixed use building for a restaurant with 13 commercial kitchens that will be leased out to local restauranteurs for creating take out orders (similar to a food court). There are 17 dining seats inside and 40 seats proposed on the outside patio (patio to be applied for under separate permits). | Tino Mechanical Ltd
NULL | NULL | NULL | Plumbing Permit | Commercial | Addition | Draft | Commercial | NULL
NULL | NULL | NULL | Electrical Permit | NULL | NULL | Draft | NULL | NULL
NULL | NULL | NULL | Gas Permit | NULL | NULL | Draft | NULL | NULL
NULL | NULL | NULL | Plumbing Permit | NULL | NULL | Draft | NULL | NULL
NULL | NULL | NULL | Electrical Permit | Commercial | NULL | Draft | Annual / Operating - Main house wiring and service | ALPHA ONE ELECTRIC LTD
NULL | NULL | NULL | Plumbing Permit | NULL | NULL | Draft | NULL | NULL
NULL | NULL | NULL | Gas Permit | Residential | New | Draft | Residential - Installation of 1 gas fireplace - venting and hook up only. | Urban Fireplaces Ltd
NULL | NULL | NULL | Electrical Permit | NULL | NULL | Draft | NULL | NULL
NULL | NULL | NULL | Electrical Permit | Commercial | New | Draft | Temporary Power - Commercial - To provide temporary power. Amend: Apr 21, 2022 The work description must read: "To provide temporary power for site. GW-4823621 is the reference number for the TEMP power connection under design D-0004786620 which allowed us to build two 400A 600/347V 3P 4W services for temporary construction." As per Rob Palmer, District Electrical Inspector. | K S Maude Electric Ltd
NULL | NULL | NULL | Plumbing Permit | NULL | NULL | Draft | NULL | NULL
NULL | NULL | NULL | Electrical Permit | Residential | Renovation | Draft | Installation / Repair - Residential - Installing new power to system | NULL
NULL | NULL | NULL | Mechanical Permit | NULL | NULL | Withdrawn | NULL | NULL
NULL | NULL | NULL | Gas Permit | NULL | NULL | Draft | NULL | Airxcel Heating & Cooling Ltd
NULL | NULL | NULL | Mechanical Permit | NULL | NULL | Draft | NULL | NULL
NULL | NULL | NULL | Plumbing Permit | NULL | NULL | Withdrawn | NULL | NULL
NULL | NULL | NULL | Plumbing Permit | Residential | New | Withdrawn | Residential - Sumps | NULL
NULL | NULL | NULL | Electrical Permit | Commercial | Addition | Withdrawn | Installation / Repair - Commercial - Electrical installation for two LV2 EV charger stations | Mott Electric General Partnership
NULL | NULL | NULL | Mechanical Permit | NULL | NULL | Draft | NULL | Hundal Brothers Plumbing & Heating Ltd
NULL | NULL | NULL | Electrical Permit | NULL | NULL | Draft | NULL | NULL
NULL | NULL | NULL | Electrical Permit | NULL | NULL | Draft | NULL | NULL
NULL | NULL | NULL | Electrical Permit | NULL | NULL | Draft | NULL | NULL
NULL | NULL | NULL | Electrical Permit | NULL | NULL | Draft | NULL | NULL
NULL | NULL | NULL | Mechanical Permit | NULL | NULL | Draft | NULL | NULL
NULL | NULL | NULL | Plumbing Permit | NULL | NULL | Draft | NULL | NULL
NULL | NULL | NULL | Plumbing Permit | NULL | NULL | Draft | NULL | NULL
NULL | NULL | NULL | Electrical Permit | NULL | NULL | Withdrawn | NULL | NULL
NULL | NULL | NULL | Electrical Permit | NULL | NULL | Withdrawn | NULL | NULL
NULL | NULL | NULL | Plumbing Permit | NULL | NULL | Withdrawn | NULL | NULL
NULL | NULL | NULL | Electrical Permit | NULL | NULL | Withdrawn | NULL | NULL
NULL | NULL | NULL | Electrical Permit | Residential | Tenant Improvement | Withdrawn | Installation / Repair - Residential - Customer requested a new load centre with new circuit breakers. Also I will be replacing two thermostats and replacing some light switches . | NULL
NULL | NULL | NULL | Plumbing Permit | NULL | NULL | Draft | NULL | Pipe Rite Mechanical Ltd
NULL | NULL | NULL | Plumbing Permit | NULL | NULL | Draft | NULL | NULL
NULL | NULL | NULL | Gas Permit | NULL | NULL | Draft | NULL | NULL
NULL | NULL | NULL | Mechanical Permit | NULL | NULL | Withdrawn | NULL | NULL
NULL | NULL | NULL | Plumbing Permit | NULL | NULL | Draft | NULL | NULL
NULL | NULL | NULL | Electrical Permit | NULL | NULL | Draft | NULL | NULL
NULL | NULL | NULL | Mechanical Permit | NULL | NULL | Draft | NULL | NULL
NULL | NULL | NULL | Plumbing Permit | Commercial | Renovation | Draft | Commercial - Rough in and finishing for above ground fixtures. Plumbing >BP: Interior and exterior alterations: Interior and exterior alterations and a change of use from poultry processing to commissary kitchen and provide tenant improvements to this existing 2 storey building. No alteration proposed to the 2nd floor except to provide one new mechanical shaft to the new roof top make-up air unit. New roof top make up air unit added. Revision No. 2. 1) interior alteration to the 2nd floor area and, 2) adding 5 workstations, one cooking line, 3) adding on walk-in cooler and freezer, 4) adding coffee roasting area to previous storage area, 5) adding dishwashing area and additional 3-compartment sink near west stair area. | Advantage Home Service Ltd
NULL | NULL | NULL | Electrical Permit | Residential | New | Draft | Installation / Repair - Residential - install pligs | NULL
NULL | NULL | NULL | Electrical Permit | Commercial | NULL | Withdrawn | Annual / Operating - Extra low voltage finishing ( alarm, structure wirring plates, cctv and doorbell) | RAJNESH RAJU DBA: OPTIMUS SECURITY SYSTEMS
NULL | NULL | NULL | Electrical Permit | Residential | New | Withdrawn | Installation / Repair - Residential - new build | NULL
NULL | NULL | NULL | Gas Permit | NULL | NULL | Withdrawn | NULL | NULL
NULL | NULL | NULL | Plumbing Permit | NULL | NULL | Draft | NULL | NULL
EP-2023-02784 | NULL | NULL | Electrical Permit | Residential | New | Withdrawn | Installation / Repair - Residential - Installation of security system | ADT Security Services Canada Inc
NULL | NULL | NULL | Gas Permit | NULL | NULL | Draft | NULL | Laxmi Plumbing
NULL | NULL | NULL | Gas Permit | Residential | Renovation | Draft | Residential - House renovation. Addition of fireplace, bbq box and combi-boiler | NULL
NULL | NULL | NULL | Mechanical Permit | NULL | NULL | Withdrawn | NULL | NULL
MP-2023-00541 | NULL | NULL | Mechanical Permit | NULL | NULL | Draft | NULL | A1 Kam Plumbing Heating & Gas Ltd
NULL | NULL | NULL | Electrical Permit | Residential | New | Draft | Installation / Repair - Residential - New construction project of a house, with a 200Amp overhead service. | NULL
NULL | NULL | NULL | Electrical Permit | Residential | New | Withdrawn | Installation / Repair - Residential - New construction of a house with a 200amp overhead service | NULL
NULL | NULL | NULL | Electrical Permit | NULL | NULL | Draft | NULL | NULL
NULL | NULL | NULL | Electrical Permit | NULL | NULL | Draft | NULL | NULL
NULL | NULL | NULL | Electrical Permit | NULL | NULL | Draft | NULL | NULL
NULL | NULL | NULL | Plumbing Permit | Residential | Renovation | Draft | Residential - re doing a kitchen added a pot filler and moved the kitchen sink 2' | NULL
NULL | NULL | NULL | Mechanical Permit | NULL | NULL | Draft | NULL | NULL
NULL | NULL | NULL | Gas Permit | NULL | NULL | Draft | NULL | NULL
NULL | NULL | NULL | Electrical Permit | Commercial | NULL | Draft | Annual / Operating | NULL
NULL | NULL | NULL | Mechanical Permit | NULL | NULL | Withdrawn | NULL | NULL
NULL | NULL | NULL | Gas Permit | NULL | NULL | Draft | NULL | NULL
NULL | NULL | NULL | Plumbing Permit | NULL | NULL | Draft | NULL | NULL
NULL | NULL | NULL | Mechanical Permit | NULL | NULL | Withdrawn | NULL | NULL
NULL | NULL | NULL | Mechanical Permit | NULL | NULL | Withdrawn | NULL | NULL
NULL | NULL | NULL | Plumbing Permit | NULL | NULL | Withdrawn | NULL | NULL
NULL | NULL | NULL | Mechanical Permit | NULL | NULL | Withdrawn | NULL | NULL
NULL | NULL | NULL | Electrical Permit | Residential | Renovation | Withdrawn | Installation / Repair - Residential - Adding 4’ length to power for my kitchen island upgrade New island is bigger so power needs to run farther along appx 4’ Installing led in kitchen instead of pot lights | NULL
NULL | NULL | NULL | Electrical Permit | NULL | Renovation | Withdrawn | Installation / Repair - - -Adding 4’ length to electrical and running it under new upgraded island -upgrading kitchen drop ceiling lights to LED | NULL
NULL | NULL | NULL | Plumbing Permit | NULL | NULL | Draft | NULL | NULL
NULL | NULL | NULL | Plumbing Permit | NULL | NULL | Draft | NULL | NULL
NULL | NULL | NULL | Mechanical Permit | NULL | NULL | Draft | NULL | NULL
NULL | NULL | NULL | Plumbing Permit | NULL | NULL | Withdrawn | NULL | NULL
NULL | NULL | NULL | Mechanical Permit | NULL | NULL | Draft | NULL | NULL
NULL | NULL | NULL | Plumbing Permit | NULL | NULL | Draft | NULL | Vanguard Mechanical Ltd
NULL | NULL | NULL | Gas Permit | Residential | Addition | Draft | Residential - replace furnace and hot water tank | NULL
NULL | NULL | NULL | Electrical Permit | Commercial | New | Withdrawn | Temporary Power - Commercial - To provide temporary power. DB – NOT ISSUED: Work authorized by this permit is for placement of a temporary power pole only and does not authorize any site construction and/or excavation. A separate Building Permit will be required prior to commencement of any other work on this site | Springbok Electric Limited
NULL | NULL | NULL | Electrical Permit | NULL | NULL | Draft | NULL | NULL
NULL | NULL | NULL | Electrical Permit | Residential | New | Draft | Installation / Repair - Residential - construct sevice and wire for lights and plugs in storage shed | NULL
NULL | NULL | NULL | Plumbing Permit | NULL | NULL | Draft | NULL | NULL
NULL | NULL | NULL | Mechanical Permit | NULL | NULL | Withdrawn | NULL | NULL
NULL | NULL | NULL | Mechanical Permit | NULL | NULL | Withdrawn | NULL | NULL
NULL | NULL | NULL | Electrical Permit | NULL | NULL | Withdrawn | NULL | NULL
NULL | NULL | NULL | Electrical Permit | NULL | NULL | Draft | NULL | NULL
NULL | NULL | NULL | Electrical Permit | NULL | NULL | Withdrawn | NULL | NULL
NULL | NULL | NULL | Gas Permit | NULL | NULL | Draft | NULL | BOILERS & BEYOND HEATING & COOLING LTD
NULL | NULL | NULL | Electrical Permit | Residential | New | Withdrawn | Installation / Repair - Residential - Alarm, Tel, Data, Cable, Camera, Audio, Doorbell | NULL
NULL | NULL | NULL | Gas Permit | NULL | NULL | Draft | NULL | NULL
NULL | NULL | NULL | Plumbing Permit | NULL | NULL | Draft | NULL | NULL
NULL | NULL | NULL | Gas Permit | NULL | NULL | Withdrawn | NULL | NULL
NULL | NULL | NULL | Plumbing Permit | Residential | Renovation | Draft | Residential - test | NULL
NULL | NULL | NULL | Mechanical Permit | NULL | NULL | Draft | NULL | NULL
NULL | NULL | NULL | Electrical Permit | NULL | NULL | Draft | NULL | NULL
NULL | NULL | NULL | Mechanical Permit | NULL | NULL | Withdrawn | NULL | NULL
NULL | NULL | NULL | Electrical Permit | NULL | NULL | Withdrawn | NULL | NULL
NULL | NULL | NULL | Electrical Permit | NULL | NULL | Draft | NULL | NULL
NULL | NULL | NULL | Electrical Permit | NULL | NULL | Draft | NULL | NULL
NULL | NULL | NULL | Plumbing Permit | Residential | New | Withdrawn | Residential | NULL
NULL | NULL | NULL | Plumbing Permit | Residential | New | Draft | Residential - Sentry and storm con with sump | NULL
NULL | NULL | NULL | Plumbing Permit | Residential | New | Draft | Residential - Sentry and storm con with sump | NULL
NULL | NULL | NULL | Electrical Permit | NULL | NULL | Withdrawn | NULL | NULL
NULL | NULL | NULL | Plumbing Permit | NULL | NULL | Draft | NULL | NULL
EP-2023-05124 | NULL | NULL | Electrical Permit | Commercial | NULL | Withdrawn | NULL | NULL
EP-2023-05125 | NULL | NULL | Electrical Permit | Residential | New | Withdrawn | Installation / Repair - Residential - Public Safety DAS/Ecom installation. | NULL
NULL | NULL | NULL | Plumbing Permit | NULL | NULL | Draft | NULL | NULL
NULL | NULL | NULL | Gas Permit | Residential | New | Draft | Residential - installed a fireplace with all required venting | NULL
NULL | NULL | NULL | Sprinkler Permit | Commercial | New | Withdrawn | Commercial - Installation of fire sprinkler system throughout 11 stories of aboveground and 4 stories of parkade >BP: Construction of a new office building with 10 floors of office above grade and 4 floors of below grade parking. STAGED CONSTRUCTION SHELL PERMIT VBBL 2019 Building is TIPs eligible as at the time of construction (D and E occupancies). Stage I (excavation/ shoring) issued April 4/22. Stage I, Rev #1: Drawings revised - Part of the retaining wall may not be safe in case of a seismic event. Geotechnical Engineer proposes to hold the retaining wall in place until project comes back past grade and have material bracing the retaining wall. It is proposed to anchor the existing shoring wall using 2 rows of staggered 16ft anchors. Stage 2 (full construction): in review | Escape Fire Protection Ltd
NULL | NULL | NULL | Sprinkler Permit | NULL | NULL | Withdrawn | NULL | NULL
NULL | NULL | NULL | Electrical Permit | NULL | NULL | Draft | NULL | NULL
NULL | NULL | NULL | Plumbing Permit | NULL | NULL | Draft | NULL | NULL
NULL | NULL | NULL | Mechanical Permit | NULL | NULL | Draft | NULL | NULL
NULL | NULL | NULL | Mechanical Permit | NULL | NULL | Withdrawn | NULL | NULL
NULL | NULL | NULL | Electrical Permit | Residential | New | Draft | Installation / Repair - Residential - service plugs and fixtures work shop | NULL
NULL | NULL | NULL | Plumbing Permit | NULL | NULL | Draft | NULL | NULL
NULL | NULL | NULL | Electrical Permit | Commercial | NULL | Draft | Annual / Operating - Fire alarm and safety equipment | NULL
NULL | NULL | NULL | Electrical Permit | Commercial | NULL | Draft | Annual / Operating - Annual / Operating Permit. Equipment Safety Checks, Fire Alarm, Electrical, Em Light. ETC | NULL
NULL | NULL | NULL | Plumbing Permit | NULL | NULL | Draft | NULL | NULL
NULL | NULL | NULL | Plumbing Permit | Residential | Renovation | Draft | Residential - Basement | NULL
NULL | NULL | NULL | Plumbing Permit | Residential | Renovation | Draft | Residential - Replace existing bathroom in the basement. New clothes washer. | NULL
NULL | NULL | NULL | Electrical Permit | NULL | NULL | Draft | NULL | NULL
NULL | NULL | NULL | Gas Permit | NULL | NULL | Withdrawn | NULL | NULL
NULL | NULL | NULL | Sprinkler Permit | NULL | NULL | Draft | NULL | Viking Fire Protection Inc
NULL | NULL | NULL | Electrical Permit | Commercial | NULL | Draft | Movie Set / Filming - To allow for Movie Set/Filming Applicant shall provide completed Contractor Declaration form, and dates of filming and associated location(s) to csinspection.clerks@vancouver.ca prior to the commencement of filming. Visit vancouver.ca/inspections for more details. | NULL
NULL | NULL | NULL | Electrical Permit | NULL | NULL | Draft | NULL | NULL
NULL | NULL | NULL | Plumbing Permit | NULL | NULL | Draft | NULL | Urban Plumbing & Heating Ltd
NULL | NULL | NULL | Sprinkler Permit | NULL | NULL | Draft | NULL | NewTech Fire Protection Ltd
NULL | NULL | NULL | Electrical Permit | NULL | NULL | Draft | NULL | NULL
NULL | NULL | NULL | Electrical Permit | NULL | NULL | Withdrawn | NULL | NULL
NULL | NULL | NULL | Electrical Permit | Commercial | New | Withdrawn | Temporary Power - Commercial - To provide temporary power. NOTE: Work authorized by this permit is for placement of a temporary power pole only and does not authorize any site construction and/or excavation. A separate Building Permit will be required prior to commencement of any other work on this site. | APP Electric Inc
NULL | NULL | NULL | Mechanical Permit | NULL | NULL | Draft | NULL | Thomson Industries Ltd
NULL | NULL | NULL | Electrical Permit | Commercial | NULL | Draft | Movie Set / Filming - To allow for Movie Set/Filming Applicant shall provide completed Contractor Declaration form, and dates of filming and associated location(s) to csinspection.clerks@vancouver.ca prior to the commencement of filming. Visit vancouver.ca/inspections for more details. | NULL
EP-2023-02937 | 2023-04-04 | NULL | Electrical Permit | Commercial | NULL | Expired | Movie Set / Filming - To allow for Movie Set/Filming Applicant shall provide completed Contractor Declaration form, and dates of filming and associated location(s) to csinspection.clerks@vancouver.ca prior to the commencement of filming. Visit vancouver.ca/inspections for more details. | Circle Productions Ltd
NULL | NULL | NULL | Mechanical Permit | NULL | NULL | Draft | NULL | NULL
NULL | NULL | NULL | Electrical Permit | Commercial | NULL | Withdrawn | Annual / Operating - Annual Operating Permit -renewal of EP-2021-02398 -valid: March 25, 2022 - March 24, 2023 | Centre Electric Ltd
NULL | NULL | NULL | Sprinkler Permit | Residential | New | Draft | Residential - Fire Sprinkler Installation | NewTech Fire Protection Ltd
NULL | NULL | NULL | Gas Permit | NULL | NULL | Withdrawn | NULL | NULL
EP-2023-03054 | NULL | NULL | Electrical Permit | Commercial | New | Withdrawn | Installation / Repair - Commercial - General wiring for 800sqft spa. 17 receptacles 6 light switch 31 pot light 1 track light | Technics Electric Ltd
NULL | NULL | NULL | Electrical Permit | NULL | NULL | Draft | NULL | NULL
NULL | NULL | NULL | Electrical Permit | NULL | NULL | Withdrawn | NULL | NULL
NULL | NULL | NULL | Electrical Permit | NULL | NULL | Draft | NULL | NULL
NULL | NULL | NULL | Sprinkler Permit | NULL | NULL | Draft | NULL | NULL
NULL | NULL | NULL | Mechanical Permit | NULL | NULL | Draft | NULL | NULL
NULL | NULL | NULL | Plumbing Permit | NULL | NULL | Draft | NULL | Lucky Five Eight Plumbing & Heating Ltd
NULL | NULL | NULL | Electrical Permit | NULL | NULL | Draft | NULL | NULL
NULL | NULL | NULL | Electrical Permit | NULL | NULL | Draft | NULL | NULL
NULL | NULL | NULL | Gas Permit | Residential | New | Withdrawn | Residential - Re & Re with a 199,000 boiler. | NULL
NULL | NULL | NULL | Electrical Permit | Commercial | NULL | Withdrawn | Annual / Operating - Modify existing Cafe to accommodate a new Cafe. | Ward Electric Ltd
NULL | NULL | NULL | Sprinkler Permit | Commercial | Tenant Improvement | Draft | Commercial - Add / relocate sprinkler heads | NULL
NULL | NULL | NULL | Electrical Permit | Residential | Addition | Draft | Installation / Repair - Residential - Install 20 Level 2 Chargers. Prewired but other contractor. | Trudel, Daniel, DBA: Electrum Charging Solutions Inc.
NULL | NULL | NULL | Plumbing Permit | NULL | NULL | Draft | NULL | NULL
NULL | NULL | NULL | Plumbing Permit | NULL | NULL | Draft | NULL | NULL
NULL | NULL | NULL | Gas Permit | NULL | NULL | Draft | NULL | NULL
NULL | NULL | NULL | Mechanical Permit | NULL | NULL | Draft | NULL | NULL
NULL | NULL | NULL | Electrical Permit | Commercial | NULL | Draft | Annual / Operating | NULL
EP-2023-05126 | NULL | NULL | Electrical Permit | Commercial | NULL | Withdrawn | NULL | NULL
EP-2023-05128 | NULL | NULL | Electrical Permit | Commercial | NULL | Withdrawn | NULL | NULL
NULL | NULL | NULL | Mechanical Permit | NULL | NULL | Withdrawn | NULL | NULL
NULL | NULL | NULL | Mechanical Permit | NULL | NULL | Withdrawn | NULL | NULL
NULL | NULL | NULL | Mechanical Permit | NULL | NULL | Draft | NULL | NULL
NULL | NULL | NULL | Plumbing Permit | NULL | NULL | Withdrawn | NULL | NULL
NULL | NULL | NULL | Electrical Permit | NULL | NULL | Withdrawn | NULL | NULL
NULL | NULL | NULL | Electrical Permit | NULL | NULL | Draft | NULL | NULL
NULL | NULL | NULL | Plumbing Permit | NULL | NULL | Draft | NULL | Anion Contracting Group Inc
NULL | NULL | NULL | Electrical Permit | Commercial | NULL | Draft | Annual / Operating | NULL
NULL | NULL | NULL | Electrical Permit | Commercial | NULL | Withdrawn | Annual / Operating | NULL
NULL | NULL | NULL | Electrical Permit | NULL | NULL | Draft | NULL | NULL
NULL | NULL | NULL | Gas Permit | NULL | NULL | Withdrawn | NULL | NULL
NULL | NULL | NULL | Sprinkler Permit | NULL | NULL | Draft | NULL | 0777792 BC Ltd
NULL | NULL | NULL | Plumbing Permit | NULL | NULL | Draft | NULL | NULL
NULL | NULL | NULL | Plumbing Permit | NULL | NULL | Draft | NULL | NULL
EP-2023-03002 | 2023-04-05 | NULL | Electrical Permit | Commercial | NULL | Expired | Special Event - Provide generators and electrical distribution for special event, "Vancouver Sun Run" at various locations along the run route. Setup April 15, 2023 - event date April 16, 2023. 20 kW generator 1000 block of W. Georgia St. 2 x 7 kW generators 700 block of Pacific Blvd. Multiple small (<5kW) generators along the run route | 0880441 BC Ltd
NULL | NULL | NULL | Electrical Permit | Commercial | NULL | Draft | Annual / Operating - Annual Operating Permit / Inspection Renewal of EP-2021-02400 VALID: MAR 24/22 TO MAR 23/23 | Centre Electric Ltd
NULL | NULL | NULL | Plumbing Permit | NULL | NULL | Withdrawn | NULL | Allstar Mechanical Ltd
NULL | NULL | NULL | Electrical Permit | NULL | NULL | Draft | NULL | NULL
NULL | NULL | NULL | Electrical Permit | NULL | NULL | Draft | NULL | NULL
NULL | NULL | NULL | Electrical Permit | NULL | NULL | Withdrawn | NULL | NULL
NULL | NULL | NULL | Sprinkler Permit | NULL | NULL | Draft | NULL | 0777792 BC Ltd
EP-2023-03024 | 2023-04-06 | NULL | Electrical Permit | Commercial | Renovation | Completed | Installation / Repair - Commercial - Replacement of the old Edwards Fire Alarm Panel with FA 1000. Note: This permit has been issued based on Bulletin 2018-004-BU/EL. Amend: Apr 11, 2023 address should read 3623 W Broadway | 0777792 BC Ltd
NULL | NULL | NULL | Plumbing Permit | NULL | NULL | Draft | NULL | NULL
NULL | NULL | NULL | Gas Permit | Residential | New | Withdrawn | Residential - Installation of ductless mini split heat pump for purpose of cooling food processing business | NULL
NULL | NULL | NULL | Electrical Permit | Commercial | Renovation | Draft | Annual / Operating - test | NULL
NULL | NULL | NULL | Mechanical Permit | NULL | NULL | Withdrawn | NULL | NULL
EP-2023-03163 | 2023-04-12 | NULL | Electrical Permit | Commercial | NULL | Expired | Movie Set / Filming - To allow for Movie Set/Filming Applicant shall provide completed Contractor Declaration form, and dates of filming and associated location(s) to csinspection.clerks@vancouver.ca prior to the commencement of filming. Visit vancouver.ca/inspections for more details. | Merchant
NULL | NULL | NULL | Plumbing Permit | Residential | New | Draft | Residential - Underground, DWV, Waterline, Finishing. | NULL
NULL | NULL | NULL | Plumbing Permit | Residential | New | Draft | Residential - 1 | NULL
NULL | NULL | NULL | Electrical Permit | NULL | NULL | Draft | NULL | NULL
NULL | NULL | NULL | Mechanical Permit | NULL | NULL | Draft | NULL | NULL
NULL | NULL | NULL | Mechanical Permit | NULL | NULL | Withdrawn | NULL | NULL
NULL | NULL | NULL | Mechanical Permit | NULL | NULL | Draft | NULL | NULL
NULL | NULL | NULL | Electrical Permit | Commercial | Tenant Improvement | Withdrawn | Installation / Repair - Commercial - energy upgrade: E2 - lighting - upgrade to incorporate automatic partial off (per 9.4.1.1. (g) of ASHRAE 90.1 - 2-16) | NULL
NULL | NULL | NULL | Electrical Permit | Commercial | Tenant Improvement | Withdrawn | Installation / Repair - Commercial - Rewire lobby speakers with correct FT6 plenum rated cable | NULL
NULL | NULL | NULL | Mechanical Permit | NULL | NULL | Draft | NULL | NULL
NULL | NULL | NULL | Plumbing Permit | NULL | NULL | Draft | NULL | NULL
NULL | NULL | NULL | Gas Permit | NULL | NULL | Draft | NULL | NULL
NULL | NULL | NULL | Mechanical Permit | NULL | NULL | Draft | NULL | Apple Mechanical Ltd
NULL | NULL | NULL | Mechanical Permit | NULL | NULL | Draft | NULL | NULL
NULL | NULL | NULL | Mechanical Permit | NULL | NULL | Withdrawn | NULL | NULL
NULL | NULL | NULL | Mechanical Permit | NULL | NULL | Draft | NULL | NULL
NULL | NULL | NULL | Electrical Permit | Residential | Tenant Improvement | Draft | Installation / Repair - Residential - Hangs existing 100 A service to new 200A service | NULL
NULL | NULL | NULL | Mechanical Permit | NULL | NULL | Draft | NULL | NULL
NULL | NULL | NULL | Electrical Permit | NULL | NULL | Draft | NULL | NULL
NULL | NULL | NULL | Mechanical Permit | NULL | NULL | Draft | NULL | NULL
NULL | NULL | NULL | Mechanical Permit | NULL | NULL | Draft | NULL | NULL
NULL | NULL | NULL | Gas Permit | NULL | NULL | Draft | NULL | Vancouver Gas Fireplaces Ltd
NULL | NULL | NULL | Gas Permit | Residential | Renovation | Draft | Residential - Install one natural gas fireplace insert | Vancouver Gas Fireplaces Ltd
NULL | NULL | NULL | Gas Permit | NULL | NULL | Draft | NULL | Vancouver Gas Fireplaces Ltd
NULL | NULL | NULL | Mechanical Permit | NULL | NULL | Withdrawn | NULL | NULL
NULL | NULL | NULL | Electrical Permit | Commercial | NULL | Withdrawn | Annual / Operating | NULL
NULL | NULL | NULL | Electrical Permit | NULL | NULL | Withdrawn | NULL | NULL
NULL | NULL | NULL | Electrical Permit | NULL | NULL | Draft | NULL | NULL
NULL | NULL | NULL | Plumbing Permit | NULL | NULL | Draft | NULL | NULL
NULL | NULL | NULL | Electrical Permit | NULL | Tenant Improvement | Draft | Installation / Repair - - Upgrade service to 200 amp | NULL
NULL | NULL | NULL | Mechanical Permit | NULL | NULL | Draft | NULL | FAST ROUTE PLUMBING & REFRIGERATION MECHANICAL LTD
NULL | NULL | NULL | Electrical Permit | Commercial | NULL | Draft | Annual / Operating - relocating electrical outlets on the wall due to relocating a wall, as described in the approved building permit BP-2023-00789 | Zinovia Construction Ltd.
NULL | NULL | NULL | Sprinkler Permit | NULL | NULL | Draft | NULL | NULL
NULL | NULL | NULL | Plumbing Permit | Commercial | Renovation | Draft | Commercial - relocating a sink from one location of the room to another location of the room, as described in the building permit application BP-2023-00789 | NULL
NULL | NULL | NULL | Gas Permit | NULL | NULL | Withdrawn | NULL | NULL
NULL | NULL | NULL | Electrical Permit | NULL | NULL | Withdrawn | NULL | NULL
NULL | NULL | NULL | Electrical Permit | Commercial | NULL | Draft | Annual / Operating - Annual maintenance Valid Mar 22, 2023 - Mar 21, 2024 | Adventure Electric Ltd
NULL | NULL | NULL | Gas Permit | NULL | NULL | Draft | NULL | NULL
NULL | NULL | NULL | Gas Permit | Residential | Renovation | Draft | Residential - Install combination boiler to instead of old boiler and water tank | Vector Home Services Inc
NULL | NULL | NULL | Plumbing Permit | Commercial | Addition | Draft | Commercial - Adding three additional sinks | NULL
NULL | NULL | NULL | Electrical Permit | Residential | Renovation - Dwelling Unit(s) only | Draft | Installation / Repair - Residential - Replacing old panel with new panel | NULL
NULL | NULL | NULL | Mechanical Permit | NULL | NULL | Draft | NULL | JJ&A Mechanical LTD
NULL | NULL | NULL | Plumbing Permit | Residential | New | Draft | Residential - Install duplex sewage ejector system for whole house | NULL
NULL | NULL | NULL | Electrical Permit | NULL | NULL | Withdrawn | NULL | NULL
NULL | NULL | NULL | Electrical Permit | NULL | NULL | Draft | NULL | NULL
NULL | NULL | NULL | Electrical Permit | Residential | New | Draft | Installation / Repair - Residential - Service Rough wiring Finishing | NULL
NULL | NULL | NULL | Plumbing Permit | NULL | NULL | Draft | NULL | Lucky Five Eight Plumbing & Heating Ltd
NULL | NULL | NULL | Plumbing Permit | NULL | NULL | Draft | NULL | Lucky Five Eight Plumbing & Heating Ltd
NULL | NULL | NULL | Gas Permit | NULL | NULL | Draft | NULL | Lucky Five Eight Plumbing & Heating Ltd
NULL | NULL | NULL | Gas Permit | NULL | NULL | Withdrawn | NULL | NULL
NULL | NULL | NULL | Electrical Permit | NULL | NULL | Draft | NULL | NULL
NULL | NULL | NULL | Electrical Permit | Residential | Renovation - Dwelling Unit(s) only | Draft | Installation / Repair - Residential - Remove/ Replace 125 amp Panel | NULL
NULL | NULL | NULL | Plumbing Permit | Commercial | Renovation | Draft | Commercial - new tub install, new diverter valve, new shutoffs on toilet, lav, and kitchen lines. kitchen drain drop | NULL
NULL | NULL | NULL | Plumbing Permit | NULL | NULL | Draft | NULL | NULL
NULL | NULL | NULL | Sprinkler Permit | NULL | NULL | Withdrawn | NULL | NULL
NULL | NULL | NULL | Gas Permit | Residential | Renovation | Draft | Residential - Removal of existing high efficient bosch boiler and indirect storage tank. Installation of navien combi boiler | NULL
NULL | NULL | NULL | Sprinkler Permit | NULL | NULL | Draft | NULL | NULL
NULL | NULL | NULL | Plumbing Permit | NULL | NULL | Draft | NULL | NULL
NULL | NULL | NULL | Sprinkler Permit | NULL | NULL | Withdrawn | NULL | NULL
NULL | NULL | NULL | Electrical Permit | Residential | Renovation - Dwelling Unit(s) only | Draft | Installation / Repair - Residential - Remove/ Replace Electrical 125 amp Panel | NULL
NULL | NULL | NULL | Sprinkler Permit | NULL | NULL | Withdrawn | NULL | NULL
NULL | NULL | NULL | Plumbing Permit | NULL | NULL | Draft | NULL | NULL
NULL | NULL | NULL | Electrical Permit | NULL | NULL | Draft | NULL | NULL
NULL | NULL | NULL | Electrical Permit | Commercial | New | Draft | Installation / Repair - Commercial - Pw and comp access control cameras | NULL
NULL | NULL | NULL | Mechanical Permit | NULL | NULL | Draft | NULL | MCKIM MECHANICAL
NULL | NULL | NULL | Plumbing Permit | NULL | NULL | Draft | NULL | NULL
NULL | NULL | NULL | Mechanical Permit | NULL | NULL | Draft | NULL | NULL
NULL | NULL | NULL | Electrical Permit | NULL | NULL | Draft | NULL | NULL
NULL | NULL | NULL | Electrical Permit | NULL | NULL | Draft | NULL | NULL
NULL | NULL | NULL | Plumbing Permit | Commercial | New | Draft | Commercial | NULL
NULL | NULL | NULL | Electrical Permit | NULL | NULL | Draft | NULL | NULL
NULL | NULL | NULL | Electrical Permit | Commercial | NULL | Draft | Annual / Operating - >>>ANNUAL OPERATING PERMIT<<< General electrical repairs, like ballasts, receptacles, light fixtures, bulbs -Renewal of: # EP-2021-02602 -Valid: April 8, 2022 to April 7, 2023 | MDE Enterprises Ltd
NULL | NULL | NULL | Gas Permit | NULL | NULL | Draft | NULL | NULL
NULL | NULL | NULL | Electrical Permit | Commercial | NULL | Draft | Annual / Operating - >>>ANNUAL OPERATING PERMIT<<< General electrical repairs, like ballasts, receptacles, light fixtures, bulbs -Renewal of: # EP-2021-02602 -Valid: April 8, 2022 to April 7, 2023 | MDE Enterprises Ltd
NULL | NULL | NULL | Gas Permit | Residential | New | Draft | Residential - HOUSE | NULL
NULL | NULL | NULL | Gas Permit | Residential | New | Draft | Residential - DUPLEX ROUGH IN | NULL
NULL | NULL | NULL | Electrical Permit | NULL | NULL | Draft | NULL | NULL
NULL | NULL | NULL | Sprinkler Permit | Commercial | Tenant Improvement | Withdrawn | Commercial - TI work on levels 2 and 3 | Kraico Mechanical Ltd
NULL | NULL | NULL | Electrical Permit | Commercial | NULL | Withdrawn | Annual / Operating - Minor electrical installation, repair and maintenance... | Berts Electric (2001) Ltd
NULL | NULL | NULL | Plumbing Permit | NULL | NULL | Draft | NULL | NULL
NULL | NULL | NULL | Mechanical Permit | NULL | NULL | Withdrawn | NULL | NULL
NULL | NULL | NULL | Electrical Permit | NULL | NULL | Draft | NULL | NULL
NULL | NULL | NULL | Mechanical Permit | NULL | NULL | Withdrawn | NULL | NULL
NULL | NULL | NULL | Mechanical Permit | NULL | NULL | Draft | NULL | NULL
NULL | NULL | NULL | Electrical Permit | Commercial | NULL | Draft | Annual / Operating - Annual Operating Permit General maintenance/ Ballasts | Lonsdale Electric Ltd
NULL | NULL | NULL | Electrical Permit | Commercial | Renovation | Draft | Installation / Repair - Commercial - Re and re of main panel | NULL
NULL | NULL | NULL | Electrical Permit | NULL | NULL | Withdrawn | NULL | NULL
NULL | NULL | NULL | Mechanical Permit | NULL | NULL | Draft | NULL | NULL
NULL | NULL | NULL | Electrical Permit | NULL | NULL | Draft | NULL | NULL
NULL | NULL | NULL | Electrical Permit | NULL | NULL | Withdrawn | NULL | NULL
NULL | NULL | NULL | Electrical Permit | NULL | NULL | Draft | NULL | NULL
NULL | NULL | NULL | Electrical Permit | NULL | NULL | Withdrawn | NULL | NULL
NULL | NULL | NULL | Sprinkler Permit | NULL | NULL | Draft | NULL | NULL
NULL | NULL | NULL | Plumbing Permit | Residential | New | Draft | Residential - Installing a backflow preventer | OLIVER IRRIGATION LTD
NULL | NULL | NULL | Plumbing Permit | NULL | NULL | Draft | NULL | NULL
NULL | NULL | NULL | Plumbing Permit | NULL | NULL | Draft | NULL | NULL
NULL | NULL | NULL | Electrical Permit | NULL | NULL | Withdrawn | NULL | NULL
NULL | NULL | NULL | Plumbing Permit | NULL | NULL | Draft | NULL | NULL
NULL | NULL | NULL | Plumbing Permit | Residential | Renovation - Dwelling Unit(s) only | Draft | Residential - installation of 2 faucet, all other part of job has done before by other contractor | NULL
NULL | NULL | NULL | Plumbing Permit | Commercial | Renovation | Draft | Commercial - Re & Re of WC-1 and LAV-1 and Installation of new Shower and Sink | NULL
NULL | NULL | NULL | Electrical Permit | NULL | NULL | Draft | NULL | NULL
NULL | NULL | NULL | Electrical Permit | Commercial | NULL | Draft | Annual / Operating | NULL
NULL | NULL | NULL | Sprinkler Permit | NULL | NULL | Draft | NULL | NULL
NULL | NULL | NULL | Plumbing Permit | Residential | New | Withdrawn | Residential - 1 outside Sump without pump | NULL
NULL | NULL | NULL | Mechanical Permit | NULL | NULL | Draft | NULL | NULL
EP-2023-03162 | 2023-04-12 | NULL | Electrical Permit | Commercial | NULL | Expired | Movie Set / Filming - To allow for Movie Set/Filming Applicant shall provide completed Contractor Declaration form, and dates of filming and associated location(s) to csinspection.clerks@vancouver.ca prior to the commencement of filming. Visit vancouver.ca/inspections for more details. | Filmgroup.tv Ltd
NULL | NULL | NULL | Electrical Permit | NULL | NULL | Withdrawn | NULL | NULL
NULL | NULL | NULL | Sprinkler Permit | NULL | NULL | Draft | NULL | NewTech Fire Protection Ltd
NULL | NULL | NULL | Sprinkler Permit | NULL | NULL | Draft | NULL | NewTech Fire Protection Ltd
EP-2023-03180 | 2023-04-12 | NULL | Electrical Permit | Commercial | NULL | Expired | Movie Set / Filming - To allow for Movie Set/Filming Applicant shall provide completed Contractor Declaration form, and dates of filming and associated location(s) to csinspection.clerks@vancouver.ca prior to the commencement of filming. Visit vancouver.ca/inspections for more details. 3806 W 34TH AVE | Circle Productions Ltd
NULL | NULL | NULL | Gas Permit | NULL | NULL | Draft | NULL | Urban Fireplaces Ltd
NULL | NULL | NULL | Mechanical Permit | NULL | NULL | Draft | NULL | NULL
NULL | NULL | NULL | Mechanical Permit | NULL | NULL | Withdrawn | NULL | NULL
EP-2023-03261 | 2023-04-17 | NULL | Electrical Permit | Commercial | Renovation | Cancelled | Installation / Repair - Commercial - Install of Underground Conduit and Wire for Street lighting and Traffic Signal. Replacement of existing inground Junction boxes on side walk. Re&Re existing street lights total of 6. Install 1 new street light and pole. Install new Service Kiosk. | Springbok Electric Limited
NULL | NULL | NULL | Electrical Permit | Residential | Renovation - Dwelling Unit(s) only | Draft | Installation / Repair - Residential - Rough in fine by another electrician. Kitchen Reno/ 4 potlights installed | Duke Electric Ltd
EP-2023-03213 | 2023-04-14 | NULL | Electrical Permit | Commercial | NULL | Expired | Movie Set / Filming - To allow for Movie Set/Filming Applicant shall provide completed Contractor Declaration form, and dates of filming and associated location(s) to csinspection.clerks@vancouver.ca prior to the commencement of filming. Visit vancouver.ca/inspections for more details. | Means of Production Inc
NULL | NULL | NULL | Mechanical Permit | NULL | NULL | Draft | NULL | NULL
NULL | NULL | NULL | Plumbing Permit | NULL | NULL | Draft | NULL | NULL
NULL | NULL | NULL | Electrical Permit | Residential | New | Draft | Interim - Residential - Renew Temporary Power Permit | NULL
NULL | NULL | NULL | Electrical Permit | Residential | New | Draft | Temporary Power - Residential - To provide temporary power. | NULL
NULL | NULL | NULL | Plumbing Permit | Residential | Renovation - Dwelling Unit(s) only | Draft | Residential - installation of 2 faucet | NULL
NULL | NULL | NULL | Electrical Permit | Residential | Renovation | Draft | Installation / Repair - Residential - Installation of a small AC unit feeding one bedroom | RBM Electric Ltd
NULL | NULL | NULL | Plumbing Permit | Commercial | Addition | Draft | Commercial - Install backflow | NULL
NULL | NULL | NULL | Plumbing Permit | Commercial | Tenant Improvement | Draft | Commercial - Tenant Improvement - Installation of Plumbing Fixture | Ainsworth Inc
NULL | NULL | NULL | Plumbing Permit | NULL | NULL | Draft | NULL | NULL
NULL | NULL | NULL | Electrical Permit | Residential | Addition | Withdrawn | Installation / Repair - Residential - -Supply and install 4 Homeline Quad Tandem Breakers to Generator Panel -Reroute existing circuits in Generator Panel to suit new layout -Troubleshoot to find the Breaker that feeds the Client Specified Outlets -Remove and Reinstall 1 Butler Pantry 2p 15A Breaker into Generator Panel -Remove and Reinstall 1 Kitchen Appliance 2p 15A Breaker into Generator Panel -Relabel disconnected Breakers as "Spare" -Supply and install Junction Box in Crawl Space if required -Test connections and commission installation -Tidy site and dispose of garbage correctly and safely | TDR Electric Inc
NULL | NULL | NULL | Electrical Permit | NULL | NULL | Draft | NULL | NULL
MP-2023-01730 | NULL | NULL | Mechanical Permit | NULL | NULL | Draft | NULL | Airtec Energy Systems
NULL | NULL | NULL | Electrical Permit | NULL | NULL | Draft | NULL | NULL
NULL | NULL | NULL | Plumbing Permit | NULL | NULL | Draft | NULL | NULL
NULL | NULL | NULL | Gas Permit | Residential | Renovation - Dwelling Unit(s) only | Draft | Residential - gas Combi boiler installation | NULL
NULL | NULL | NULL | Plumbing Permit | NULL | NULL | Draft | NULL | Vanguard Mechanical Ltd
NULL | NULL | NULL | Gas Permit | NULL | NULL | Withdrawn | NULL | NULL
NULL | NULL | NULL | Electrical Permit | Residential | Addition | Draft | Installation / Repair - Residential - Installation of security system | ADT Security Services Canada Inc
NULL | NULL | NULL | Gas Permit | NULL | NULL | Draft | NULL | NULL
NULL | NULL | NULL | Electrical Permit | NULL | NULL | Withdrawn | NULL | NULL
NULL | NULL | NULL | Plumbing Permit | NULL | NULL | Withdrawn | NULL | NULL
NULL | NULL | NULL | Electrical Permit | Residential | Tenant Improvement | Draft | Installation / Repair - Residential - Lighting upgrade | NULL
NULL | NULL | NULL | Plumbing Permit | NULL | NULL | Draft | NULL | NULL
NULL | NULL | NULL | Electrical Permit | NULL | NULL | Draft | NULL | NULL
NULL | NULL | NULL | Electrical Permit | Residential | Renovation | Draft | Installation / Repair - Residential - Electrical upgrade | NULL
NULL | NULL | NULL | Electrical Permit | Residential | Addition | Draft | Installation / Repair - Residential - installation of security system | ADT Security Services Canada Inc
NULL | NULL | NULL | Electrical Permit | Residential | Addition | Draft | Installation / Repair - Residential - Installation of security system | ADT Security Services Canada Inc
NULL | NULL | NULL | Electrical Permit | Residential | New | Draft | Installation / Repair - Residential - Alarm system installation | ADT Security Services Canada Inc
NULL | NULL | NULL | Mechanical Permit | NULL | NULL | Withdrawn | NULL | NULL
NULL | NULL | NULL | Electrical Permit | NULL | NULL | Draft | NULL | NULL
NULL | NULL | NULL | Electrical Permit | NULL | Addition | Withdrawn | Installation / Repair - - Test | NULL
NULL | NULL | NULL | Electrical Permit | Commercial | NULL | Draft | Annual / Operating | NULL
NULL | NULL | NULL | Electrical Permit | Commercial | New | Withdrawn | Installation / Repair - Commercial - Security, Data roughin and finishing | NULL
NULL | NULL | NULL | Plumbing Permit | NULL | NULL | Draft | NULL | NULL
NULL | NULL | NULL | Gas Permit | Residential | Renovation | Draft | Residential - Decommission and remove old water Heater and install new tankless water heater. | Ashton Service Group/Ashton Mechanical Ltd.
NULL | NULL | NULL | Plumbing Permit | Commercial | Addition | Draft | Commercial - Installing a waterline from kitchen sink cabinet to refrigerator | NULL
NULL | NULL | NULL | Plumbing Permit | NULL | NULL | Draft | NULL | Plumko Plumbing & Heating Services Ltd
NULL | NULL | NULL | Plumbing Permit | NULL | NULL | Draft | NULL | NULL
NULL | NULL | NULL | Electrical Permit | NULL | NULL | Withdrawn | NULL | NULL
NULL | NULL | NULL | Electrical Permit | Residential | New | Withdrawn | Installation / Repair - Residential - Low Voltage, Alarm, CCTV, Tel, Data, Cable, Audio Rough-in | NULL
NULL | NULL | NULL | Electrical Permit | Residential | New | Withdrawn | Installation / Repair - Residential - Low Voltage, Alarm, Tel, Data, Cable, Audio Rough-in | NULL
NULL | NULL | NULL | Gas Permit | Residential | New | Draft | Residential - gas | NULL
NULL | NULL | NULL | Gas Permit | NULL | NULL | Draft | NULL | NULL
NULL | NULL | NULL | Mechanical Permit | NULL | NULL | Draft | NULL | NULL
NULL | NULL | NULL | Electrical Permit | NULL | NULL | Draft | NULL | NULL
NULL | NULL | NULL | Gas Permit | Commercial | Renovation | Draft | Commercial - Disconnect a Fireplace. Cap off existing gas line serving the fireplace. | NULL
NULL | NULL | NULL | Sprinkler Permit | NULL | NULL | Draft | NULL | Rui Su
NULL | NULL | NULL | Plumbing Permit | Residential | Renovation | Draft | Residential - Replace plumbing fixtures and drains pipes | NULL
NULL | NULL | NULL | Plumbing Permit | Residential | Addition | Draft | Residential - Install sink and toilet in detached garage | Urban Plumbing & Heating Ltd
NULL | NULL | NULL | Gas Permit | NULL | NULL | Draft | NULL | NULL
NULL | NULL | NULL | Electrical Permit | NULL | NULL | Draft | NULL | NULL
NULL | NULL | NULL | Plumbing Permit | NULL | NULL | Draft | NULL | NULL
NULL | NULL | NULL | Electrical Permit | NULL | NULL | Draft | NULL | NULL
NULL | NULL | NULL | Electrical Permit | Commercial | NULL | Draft | Annual / Operating | NULL
NULL | NULL | NULL | Electrical Permit | Commercial | New | Draft | Installation / Repair - Commercial - supply and install of electrical works | MILKYWAY INDUSTRY LTD
NULL | NULL | NULL | Plumbing Permit | NULL | NULL | Draft | NULL | Ashton Service Group/Ashton Mechanical Ltd.
NULL | NULL | NULL | Electrical Permit | Commercial | NULL | Withdrawn | Annual / Operating | NULL
NULL | NULL | NULL | Sprinkler Permit | Commercial | New | Withdrawn | Commercial - Construction Fire Safety - Temporary Standpipe >Construction of the new St. Paul's Hospital, containing 4 levels below grade (parking, loading dock, logistics areas, facility management offices, morgue, central food production and end-of-trip facilities) and 11 above grade levels (hospital departments and series such as emergency, renal health, surgery, mental health, maternity, medical imaging and laboratory). Stage I: construction below grade. Revision #1 (revision to stage I): to revise below grade stairs, corresponding vestibules, and architectural "slab layout plans" (issued July 5/22) Stage II: Levels 1-5 structure and onsite civil work (under review) | SFP Streamline Fire Protection Inc
NULL | NULL | NULL | Sprinkler Permit | Commercial | New | Withdrawn | Commercial - Construction Fire Safety - Temporary Standpipe >Construction of the new St. Paul's Hospital, containing 4 levels below grade (parking, loading dock, logistics areas, facility management offices, morgue, central food production and end-of-trip facilities) and 11 above grade levels (hospital departments and series such as emergency, renal health, surgery, mental health, maternity, medical imaging and laboratory). Stage I: construction below grade. Revision #1 (revision to stage I): to revise below grade stairs, corresponding vestibules, and architectural "slab layout plans" (issued July 5/22) Stage II: Levels 1-5 structure and onsite civil work (under review) | SFP Streamline Fire Protection Inc
NULL | NULL | NULL | Plumbing Permit | NULL | NULL | Draft | NULL | NULL
NULL | NULL | NULL | Plumbing Permit | NULL | NULL | Draft | NULL | Ashton Service Group/Ashton Mechanical Ltd.
NULL | NULL | NULL | Sprinkler Permit | NULL | NULL | Draft | NULL | Allright Sprinklers Ltd
NULL | NULL | NULL | Electrical Permit | Residential | New | Withdrawn | Installation / Repair - Residential - security alarm | NULL
NULL | NULL | NULL | Plumbing Permit | NULL | NULL | Draft | NULL | NULL
NULL | NULL | NULL | Plumbing Permit | NULL | NULL | Draft | NULL | NULL
NULL | NULL | NULL | Electrical Permit | NULL | NULL | Draft | NULL | NULL
EP-2023-03304 | 2023-04-18 | NULL | Electrical Permit | Commercial | NULL | Expired | Movie Set / Filming - To allow for Movie Set/Filming Applicant shall provide completed Contractor Declaration form, and dates of filming and associated location(s) to csinspection.clerks@vancouver.ca prior to the commencement of filming. Visit vancouver.ca/inspections for more details. Prospect Point Picnic Area - 6200 Stanley Park Dr, Vancouver - 9am - 4pm Spanish Banks West Parking Lot B, NW Marine Dr, Vancouver, BC V6T 1X8 - 4pm - 8pm | Circle Productions Ltd
NULL | NULL | NULL | Electrical Permit | Residential | Renovation | Draft | Installation / Repair - Residential - Test dwelling and fix electrical issues | Mark Rothberger
NULL | NULL | NULL | Electrical Permit | Commercial | Tenant Improvement | Draft | Installation / Repair - Commercial - Installation of 68x EV ready junction boxes in owner's stalls throughout parkade. Each junction box to receive approx. 2.2kw-6.656kw when an EV charging station is attached. 3:1 Power Sharing - 3 EVSE stations per 1 40A branch circuit. Add new EV sub-distribution to existing gear: BC Hydro Meter, 3P-600A switch section, 1x 3P-400A and 1x 3P-200A zone panels, 5x Access Points. Drawing set inc. load calculation attached. | Trudel, Daniel, DBA: Electrum Charging Solutions Inc.
NULL | NULL | NULL | Electrical Permit | Commercial | NULL | Draft | Annual / Operating - General Maintenance Valid March 18/2022 until March 17/2023 Renewal of EP-2021-02079 | DELCO ELECTRIC LTD
NULL | NULL | NULL | Electrical Permit | NULL | NULL | Draft | NULL | NULL
NULL | NULL | NULL | Electrical Permit | NULL | NULL | Withdrawn | NULL | NULL
NULL | NULL | NULL | Sprinkler Permit | Commercial | New | Withdrawn | Commercial - Construction Fire Safety - Temporary Standpipe >Construction of the new St. Paul's Hospital, containing 4 levels below grade (parking, loading dock, logistics areas, facility management offices, morgue, central food production and end-of-trip facilities) and 11 above grade levels (hospital departments and series such as emergency, renal health, surgery, mental health, maternity, medical imaging and laboratory). Stage I: construction below grade. Revision #1 (revision to stage I): to revise below grade stairs, corresponding vestibules, and architectural "slab layout plans" (issued July 5/22) Stage II: Levels 1-5 structure and onsite civil work (under review) | SFP Streamline Fire Protection Inc
NULL | NULL | NULL | Sprinkler Permit | NULL | NULL | Draft | NULL | Allright Sprinklers Ltd
NULL | NULL | NULL | Electrical Permit | Residential | Renovation | Draft | Installation / Repair - Residential - - Relocating/removing/adding electrical outlets and switches - Install new receptacle for TV - Install lights in bathroom - Install new exhaust fan - Install kitchen hood fan and lights - Connect power for electrical fireplace | Vancity Electric Inc
NULL | NULL | NULL | Plumbing Permit | Residential | New | Draft | Residential - plumbing/heating and gas works | NULL
NULL | NULL | NULL | Plumbing Permit | Commercial | Renovation | Draft | Commercial - Remove kitchenette sink. Cap drain amd water lines. Install access panel. | NULL
NULL | NULL | NULL | Electrical Permit | NULL | NULL | Draft | NULL | NULL
NULL | NULL | NULL | Plumbing Permit | Commercial | Renovation | Draft | Commercial - Bathtub, bathroom vanity, kitchen vanity, toilet, changing shut off valves | NULL
NULL | NULL | NULL | Electrical Permit | NULL | NULL | Withdrawn | NULL | NULL
NULL | NULL | NULL | Electrical Permit | NULL | NULL | Draft | NULL | NULL
NULL | NULL | NULL | Plumbing Permit | Residential | Renovation - Dwelling Unit(s) only | Draft | Residential - replace plumbing fixtures | NULL
NULL | NULL | NULL | Electrical Permit | NULL | NULL | Draft | NULL | NULL
NULL | NULL | NULL | Electrical Permit | NULL | NULL | Draft | NULL | NULL
NULL | NULL | NULL | Electrical Permit | Commercial | NULL | Withdrawn | Annual / Operating | NULL
NULL | NULL | NULL | Plumbing Permit | Commercial | New | Withdrawn | Commercial - Underground plumbing installation includes (sanitary drainage, parkade drains, sumps, oil interceptor >BP: To construct a 29-storey (27-storey Z&D) multi-dwelling secured market rental housing units with 6 level podium and 2 levels of below grade parking. Parking ramp access from lane will be shared with adjacent building at 8460 Ash St and through parkade opening at Level P1. The building is connected to 8460 Ash St at the property line and is separated by 2 h party wall firewall per 3.1.10. Party wall firewall begins at the lowest parking level and terminates at the shared exterior terraces at Levels 2 and 7. First storey at Level 0. Fire department response point at Level 1 principal entrance facing Ash St. Total dwelling units = 252. This permit has been reviewed under the 2019 Vancouver Building By-law (#12511). Building to be sprinklered to NFPA 13 requirements. STAGED CONSTRUCTION Stage 1 - Excavation and Shoring - issued November 24, 2022 Stage 2 - Foundation to Level 1 structure only - in review | Allstar Mechanical Ltd
NULL | NULL | NULL | Plumbing Permit | NULL | NULL | Withdrawn | NULL | Allstar Mechanical Ltd
NULL | NULL | NULL | Gas Permit | NULL | NULL | Withdrawn | NULL | BC Care Heating Services Ltd
NULL | NULL | NULL | Electrical Permit | Commercial | NULL | Draft | Annual / Operating - ANNUAL PERMIT Valid: April 17, 2022 - April 16, 2023 Renewal of EP-2021-03258 Misc minor service and repairs, Lamps, Ballasts etc | Consolidated Electrical Installations Ltd
NULL | NULL | NULL | Electrical Permit | NULL | NULL | Draft | NULL | NULL
NULL | NULL | NULL | Electrical Permit | Commercial | Tenant Improvement | Draft | Installation / Repair - Commercial - Provide TI to this existing retail space for a new retail food tenant (Fresh Slice) | NULL
NULL | NULL | NULL | Sprinkler Permit | NULL | NULL | Draft | NULL | NULL
NULL | NULL | NULL | Plumbing Permit | NULL | NULL | Draft | NULL | NULL
NULL | NULL | NULL | Sprinkler Permit | NULL | NULL | Draft | NULL | NULL
NULL | NULL | NULL | Electrical Permit | NULL | NULL | Withdrawn | NULL | NULL
NULL | NULL | NULL | Gas Permit | Residential | New | Draft | Residential - navien tankless | NULL
NULL | NULL | NULL | Gas Permit | NULL | NULL | Withdrawn | NULL | NULL
NULL | NULL | NULL | Gas Permit | Residential | Renovation | Draft | Residential - Replace water heater system on ground floor. | NULL
NULL | NULL | NULL | Electrical Permit | Residential | New | Draft | Installation / Repair - Residential - Security, tel net tv camera | SAI Electronics Corporation
NULL | NULL | NULL | Electrical Permit | Commercial | Tenant Improvement | Withdrawn | Installation / Repair - Commercial - changing switches to occupancy switches for ASHRAE | NULL
EP-2023-03361 | 2023-04-18 | NULL | Electrical Permit | Commercial | NULL | Expired | Movie Set / Filming - To allow for Movie Set/Filming Applicant shall provide completed Contractor Declaration form, and dates of filming and associated location(s) to csinspection.clerks@vancouver.ca prior to the commencement of filming. Visit vancouver.ca/inspections for more details. | Filmgroup.tv Ltd
NULL | NULL | NULL | Gas Permit | NULL | NULL | Withdrawn | NULL | NULL
NULL | NULL | NULL | Electrical Permit | Commercial | New | Draft | Temporary Power - Commercial - To provide temporary power. -Renewal of: EP-2021-01423 -Valid: Feb. 25, 2022 - Feb. 24, 2023 >Washroom and storage for homeless | Mark Rothberger
NULL | NULL | NULL | Electrical Permit | Residential | Addition | Draft | Installation / Repair - Residential | NULL
NULL | NULL | NULL | Electrical Permit | Commercial | Addition | Withdrawn | Installation / Repair - Commercial - install underground raceways, install bases x 6, install 6 poles and luminaries, change out 3 existing luminaries for new ones, pull cables and splice. | Orion Electrical Systems
NULL | NULL | NULL | Electrical Permit | Residential | New | Withdrawn | Installation / Repair - Residential - (20) Parking CO/NO2 Stations (3) Sump Monitoring (1) Emerg. Generator Room Monitoring (20) Fan Coil Units - Common Areas (7) ERV's - Common areas (1) Corridor MUA (1) Heating Water Supply System (1) Chilled water Supply System (1) Domestic Hot Water Supply System (4) DHW Re-Circ. Zones. | NULL
NULL | NULL | NULL | Plumbing Permit | Residential | NULL | Draft | Residential - Plumbing and heating | NULL
NULL | NULL | NULL | Electrical Permit | NULL | NULL | Draft | NULL | NULL
NULL | NULL | NULL | Plumbing Permit | Residential | NULL | Draft | Residential - Plumbing and heating | NULL
NULL | NULL | NULL | Electrical Permit | Residential | Addition | Withdrawn | Installation / Repair - Residential - WE HAVE TO CHANGE BREAKER PANEL, OLD BREAKER PANEL MAIN BREAKER IS FAULTY. WE ARE ABLE TO FIND NEW BREAKER FOR STAB LOK. | NULL
NULL | NULL | NULL | Electrical Permit | Commercial | New | Withdrawn | Installation / Repair - Commercial - building a partial wall adding 2 electrical outlets | NULL
NULL | NULL | NULL | Electrical Permit | NULL | NULL | Draft | NULL | NULL
NULL | NULL | NULL | Electrical Permit | Residential | Renovation | Withdrawn | Installation / Repair - Residential - Replace the existing 60amp panel, add 20 amp counter plugs and installing 8 slim lights | NULL
EP-2023-03401 | 2023-04-19 | NULL | Electrical Permit | Commercial | NULL | Expired | Movie Set / Filming - To allow for Movie Set/Filming Applicant shall provide completed Contractor Declaration form, and dates of filming and associated location(s) to csinspection.clerks@vancouver.ca prior to the commencement of filming. Visit vancouver.ca/inspections for more details. | Thinkingbox Media & Design Inc
NULL | NULL | NULL | Gas Permit | Residential | New | Draft | Residential - NEW WATER HEATER INSTALLATION | NULL
NULL | NULL | NULL | Electrical Permit | NULL | NULL | Draft | NULL | NULL
NULL | NULL | NULL | Electrical Permit | NULL | Tenant Improvement | Withdrawn | Installation / Repair - - changing single pole switches to occupancy switches | NULL
NULL | NULL | NULL | Electrical Permit | NULL | NULL | Draft | NULL | NULL
NULL | NULL | NULL | Electrical Permit | Commercial | Renovation | Draft | Installation / Repair - Commercial - The SOW includes removal of existing light fixtures, installation of owner supplied light fixtures, emergency and exit lights, reinstall fire alarm field devices and rough-in for security system | NULL
NULL | NULL | NULL | Electrical Permit | NULL | Tenant Improvement | Withdrawn | Installation / Repair - - changing switches to occupancy switches | NULL
NULL | NULL | NULL | Mechanical Permit | NULL | NULL | Draft | NULL | NULL
NULL | NULL | NULL | Gas Permit | Residential | Renovation | Draft | Residential - Disconnect old gas stove and cap off gas line 3/4” black iron | NULL
NULL | NULL | NULL | Plumbing Permit | Residential | Renovation | Withdrawn | Residential - Replace perimeter drainage, install sump and rainwater leaders | NULL
NULL | NULL | NULL | Plumbing Permit | Commercial | Tenant Improvement | Draft | Commercial - UNIT #800 - 8TH FLOOR - tenant improvement >BP: 8th floor - #800 Interior alterations to provide a first tenant improvement for a new multi floor office tenant on the 8th floor of this existing commercial building. Scope of work: full floor tenant fit out to shell space. New walls, doors, millwork, finishes, kitchen/Lunch room for new layout. Electrical, Plumbing, Sprinklers, HVAC to suit. | BC COMFORT AIR CONDITIONING LTD
NULL | NULL | NULL | Plumbing Permit | Commercial | Renovation | Draft | Commercial - Install 2 hair-wash sinks for the hair salon Install approximately 30ft long of water piping and drain piping >BP: #412 - 55 Water Street Interior alterations to provide improvements for a new beauty salon tenant in this existing live/work unit of this existing municipally designated heritage mixed-use building on the site. | DENTE MECHANICAL
NULL | NULL | NULL | Electrical Permit | Commercial | Renovation | Draft | Installation / Repair - Commercial - Replace fire Alarm panel due to obsolescence and failure found during routine testing and maintenance | 0777792 BC Ltd
NULL | NULL | NULL | Electrical Permit | NULL | NULL | Draft | NULL | NULL
NULL | NULL | NULL | Plumbing Permit | NULL | NULL | Draft | NULL | NULL
NULL | NULL | NULL | Plumbing Permit | NULL | NULL | Draft | NULL | NULL
NULL | NULL | NULL | Gas Permit | Residential | New | Draft | Residential - 3 Gas Fireplaces to New Duplex (one per suite) and Infill Dwelling | Encore Fireplaces Ltd
NULL | NULL | NULL | Electrical Permit | Commercial | NULL | Withdrawn | Annual / Operating - Operating permit. We will review the site for safety hazards and bring them to the attention of the property owner. If we do any work we will log it and it will be available in the Main electrical room on the second floor Expired EP-2021-07191 VALID: APRIL 17, 2021 TILL APRIL 16, 2022 | Christopher Michael Newman
NULL | NULL | NULL | Electrical Permit | Commercial | Renovation | Draft | Installation / Repair - Commercial - Some minor wiring , Receptacles and lights , Power To Elevator , Exposed Conduit work | NULL
EP-2023-03415 | 2023-04-20 | NULL | Electrical Permit | Commercial | New | Completed | Installation / Repair - Commercial - Shaw Power Supply on BC Hydro Pole # 2693363 close to premises | Harbourview Electric Ltd
NULL | NULL | NULL | Electrical Permit | NULL | NULL | Withdrawn | NULL | NULL
EP-2023-03417 | NULL | NULL | Electrical Permit | Commercial | New | Withdrawn | Installation / Repair - Commercial - Shaw Power Supply on BC Hydro Pole # 2759221 | Harbourview Electric Ltd
EP-2023-03418 | 2023-04-20 | NULL | Electrical Permit | Commercial | New | Completed | Installation / Repair - Commercial - Shaw Power Supply On BC hydro pole # 2547475 close to premisis | Harbourview Electric Ltd
NULL | NULL | NULL | Plumbing Permit | Commercial | New | Withdrawn | Commercial - Installation of two (2) new DCVA | PJB MECHANICAL PLUMBING & HEATING
NULL | NULL | NULL | Plumbing Permit | NULL | NULL | Draft | NULL | NULL
NULL | NULL | NULL | Sprinkler Permit | NULL | NULL | Draft | NULL | Alco Fire Protection Ltd
NULL | NULL | NULL | Mechanical Permit | NULL | NULL | Draft | NULL | NULL
NULL | NULL | NULL | Sprinkler Permit | NULL | NULL | Draft | NULL | Alco Fire Protection Ltd
NULL | NULL | NULL | Sprinkler Permit | NULL | NULL | Draft | NULL | NULL
NULL | NULL | NULL | Electrical Permit | Commercial | NULL | Draft | Movie Set / Filming - To allow for Movie Set/Filming Applicant shall provide completed Contractor Declaration form, and dates of filming and associated location(s) to csinspection.clerks@vancouver.ca prior to the commencement of filming. Visit vancouver.ca/inspections for more details. | NULL
NULL | NULL | NULL | Electrical Permit | NULL | NULL | Draft | NULL | NULL
NULL | NULL | NULL | Electrical Permit | NULL | NULL | Draft | NULL | NULL
NULL | NULL | NULL | Electrical Permit | NULL | NULL | Draft | NULL | NULL
NULL | NULL | NULL | Mechanical Permit | NULL | NULL | Draft | NULL | NULL
NULL | NULL | NULL | Plumbing Permit | NULL | New | Draft | NULL | NULL
NULL | NULL | NULL | Sprinkler Permit | NULL | NULL | Withdrawn | NULL | Kraico Mechanical Ltd
NULL | NULL | NULL | Mechanical Permit | NULL | NULL | Withdrawn | NULL | NULL
NULL | NULL | NULL | Plumbing Permit | NULL | NULL | Draft | NULL | NULL
NULL | NULL | NULL | Plumbing Permit | Commercial | Renovation | Draft | Commercial - Install 2 sinks and coffee maker | NULL
EP-2023-03446 | 2023-04-20 | NULL | Electrical Permit | Commercial | NULL | Expired | Movie Set / Filming - To allow for Movie Set/Filming Applicant shall provide completed Contractor Declaration form, and dates of filming and associated location(s) to csinspection.clerks@vancouver.ca prior to the commencement of filming. Visit vancouver.ca/inspections for more details. 100 N RENFREW STREET, Vancouver, BC | The Capital Media Company Inc
NULL | NULL | NULL | Plumbing Permit | Commercial | Renovation | Draft | Commercial - Install 2 sinks and coffee maker | NULL
NULL | NULL | NULL | Mechanical Permit | NULL | NULL | Withdrawn | NULL | NULL
NULL | NULL | NULL | Plumbing Permit | NULL | NULL | Draft | NULL | NULL
NULL | NULL | NULL | Mechanical Permit | NULL | NULL | Withdrawn | NULL | NULL
NULL | NULL | NULL | Gas Permit | NULL | NULL | Draft | NULL | Ashton Service Group/Ashton Mechanical Ltd.
NULL | NULL | NULL | Plumbing Permit | Residential | Renovation | Withdrawn | Residential - Plumbing | NULL
NULL | NULL | NULL | Electrical Permit | NULL | NULL | Draft | NULL | NULL
NULL | NULL | NULL | Electrical Permit | NULL | NULL | Draft | NULL | NULL
NULL | NULL | NULL | Electrical Permit | Commercial | NULL | Draft | Movie Set / Filming - To allow for Movie Set/Filming Applicant shall provide completed Contractor Declaration form, and dates of filming and associated location(s) to csinspection.clerks@vancouver.ca prior to the commencement of filming. Visit vancouver.ca/inspections for more details. | NULL
NULL | NULL | NULL | Mechanical Permit | NULL | NULL | Withdrawn | NULL | NULL
NULL | NULL | NULL | Gas Permit | NULL | NULL | Withdrawn | NULL | NULL
NULL | NULL | NULL | Plumbing Permit | NULL | NULL | Draft | NULL | Ashton Service Group/Ashton Mechanical Ltd.
NULL | NULL | NULL | Gas Permit | NULL | NULL | Draft | NULL | Urban Fireplaces Ltd
NULL | NULL | NULL | Mechanical Permit | NULL | NULL | Draft | NULL | NULL
NULL | NULL | NULL | Plumbing Permit | NULL | NULL | Draft | NULL | NULL
NULL | NULL | NULL | Gas Permit | NULL | NULL | Draft | NULL | NULL
NULL | NULL | NULL | Electrical Permit | NULL | NULL | Draft | NULL | NULL
NULL | NULL | NULL | Electrical Permit | NULL | NULL | Draft | NULL | NULL
NULL | NULL | NULL | Gas Permit | Residential | Renovation | Withdrawn | Residential - Installation of furnace | NULL
NULL | NULL | NULL | Gas Permit | Residential | Renovation | Withdrawn | Residential - installation of furnace | NULL
NULL | NULL | NULL | Gas Permit | Residential | Renovation | Withdrawn | Residential - installation of furnace | NULL
NULL | NULL | NULL | Electrical Permit | Commercial | NULL | Withdrawn | Annual / Operating | NULL
NULL | NULL | NULL | Gas Permit | NULL | NULL | Draft | NULL | Ashton Service Group/Ashton Mechanical Ltd.
NULL | NULL | NULL | Gas Permit | NULL | NULL | Draft | NULL | NULL
NULL | NULL | NULL | Gas Permit | Residential | Addition | Withdrawn | Residential - RE & RE FURNACE | B C Furnace Service Ltd
NULL | NULL | NULL | Gas Permit | NULL | NULL | Draft | NULL | NULL
NULL | NULL | NULL | Plumbing Permit | NULL | NULL | Draft | NULL | NULL
NULL | NULL | NULL | Sprinkler Permit | Residential | New | Withdrawn | Residential - new sprinkler system installation | NULL
NULL | NULL | NULL | Electrical Permit | Commercial | Tenant Improvement | Withdrawn | Installation / Repair - Commercial - changing single poles switches to occupancy switches for ASHRAE | NULL
NULL | NULL | NULL | Electrical Permit | Commercial | Addition | Withdrawn | Installation / Repair - Commercial - Install 8 EV chargers | NULL
NULL | NULL | NULL | Plumbing Permit | NULL | NULL | Withdrawn | NULL | Howrah Plumbing
NULL | NULL | NULL | Gas Permit | NULL | NULL | Draft | NULL | NULL
NULL | NULL | NULL | Mechanical Permit | NULL | NULL | Withdrawn | NULL | NULL
NULL | NULL | NULL | Plumbing Permit | Commercial | Renovation - Dwelling Unit(s) only | Withdrawn | Commercial - SUITE #202 - Install a new bathtub - Install a new shower/bathtub valve - Install a new washing machine beside the kitchen sink >NOTE: Any structural work will require a building permit | Hippo Plumbing and Heating Ltd
NULL | NULL | NULL | Plumbing Permit | NULL | NULL | Draft | NULL | NULL
NULL | NULL | NULL | Gas Permit | Residential | Renovation | Draft | Residential - Disconnect and remove gas range in basement. Cap gas line, cap vent line. | NULL
NULL | NULL | NULL | Gas Permit | NULL | NULL | Draft | NULL | NULL
NULL | NULL | NULL | Electrical Permit | NULL | NULL | Draft | NULL | NULL
NULL | NULL | NULL | Electrical Permit | NULL | NULL | Draft | NULL | NULL
NULL | NULL | NULL | Electrical Permit | Residential | Renovation | Draft | Installation / Repair - Residential - adding new lights and outlets , dryer and washer | NULL
NULL | NULL | NULL | Electrical Permit | NULL | Renovation | Draft | Temporary Power - - To provide temporary power. | NULL
NULL | NULL | NULL | Electrical Permit | NULL | NULL | Draft | NULL | NULL
NULL | NULL | NULL | Plumbing Permit | Commercial | New | Draft | Commercial - install a DCVA lawn irrigation | University Sprinkler Systems Incorporated
NULL | NULL | NULL | Electrical Permit | NULL | NULL | Draft | NULL | NULL
NULL | NULL | NULL | Electrical Permit | NULL | NULL | Draft | NULL | NULL
NULL | NULL | NULL | Mechanical Permit | NULL | NULL | Withdrawn | NULL | NULL
NULL | NULL | NULL | Gas Permit | NULL | NULL | Draft | NULL | Urban Fireplaces Ltd
EP-2023-03536 | NULL | NULL | Electrical Permit | Commercial | NULL | Application Incomplete | Movie Set / Filming - To allow for Movie Set/Filming Applicant shall provide completed Contractor Declaration form, and dates of filming and associated location(s) to csinspection.clerks@vancouver.ca prior to the commencement of filming. Visit vancouver.ca/inspections for more details. 2008 MANITOBIA STREET | NULL
NULL | NULL | NULL | Electrical Permit | NULL | NULL | Withdrawn | NULL | NULL
NULL | NULL | NULL | Electrical Permit | Commercial | NULL | Draft | Movie Set / Filming - To allow for Movie Set/Filming Applicant shall provide completed Contractor Declaration form, and dates of filming and associated location(s) to csinspection.clerks@vancouver.ca prior to the commencement of filming. Visit vancouver.ca/inspections for more details. | NULL
EP-2023-03534 | NULL | NULL | Electrical Permit | Commercial | NULL | Application Incomplete | Movie Set / Filming - To allow for Movie Set/Filming Applicant shall provide completed Contractor Declaration form, and dates of filming and associated location(s) to csinspection.clerks@vancouver.ca prior to the commencement of filming. Visit vancouver.ca/inspections for more details. 96 EAST 18TH AVE | NULL
NULL | NULL | NULL | Mechanical Permit | NULL | NULL | Draft | NULL | NULL
NULL | NULL | NULL | Electrical Permit | NULL | NULL | Withdrawn | NULL | NULL
NULL | NULL | NULL | Electrical Permit | Residential | Renovation | Withdrawn | Installation / Repair - Residential | NULL
NULL | NULL | NULL | Electrical Permit | NULL | NULL | Withdrawn | NULL | NULL
NULL | NULL | NULL | Plumbing Permit | NULL | NULL | Draft | NULL | NULL
NULL | NULL | NULL | Electrical Permit | NULL | NULL | Draft | NULL | NULL
NULL | NULL | NULL | Electrical Permit | NULL | NULL | Withdrawn | Temporary Power - - To provide temporary power. | Greenleaf Electrical Group Ltd
NULL | NULL | NULL | Electrical Permit | NULL | NULL | Draft | NULL | NULL
NULL | NULL | NULL | Mechanical Permit | NULL | NULL | Draft | NULL | NULL
NULL | NULL | NULL | Electrical Permit | NULL | NULL | Draft | NULL | NULL
NULL | NULL | NULL | Sprinkler Permit | Residential | New | Draft | Residential - Rough in and finishing of fire sprinklers | NULL
EP-2023-03575 | 2023-04-25 | NULL | Electrical Permit | Commercial | Renovation - Dwelling Unit(s) only | Completed | Installation / Repair - Commercial - Emergency; meter stack's circuit breaker replacement; #501. | Power Pros Electrical Ltd
NULL | NULL | NULL | Plumbing Permit | Commercial | New | Draft | Commercial | Milani Plumbing Heating & Air Conditioning Ltd
NULL | NULL | NULL | Plumbing Permit | Commercial | Addition | Draft | Commercial - installation of a new 2 " DCVA Premises Isolation | Montalbano Plumbing Services Ltd
NULL | NULL | NULL | Electrical Permit | NULL | NULL | Draft | NULL | NULL
NULL | NULL | NULL | Electrical Permit | Residential | Addition | Withdrawn | Installation / Repair - Residential - Adding an EV receptacle. 240 volt, nema 14-50 receptacle, exclusively for EV use. Siemens 200 amp panel In the garage and receptacle is being added in the same room. 6/3 copper teck cable being used. | NULL
NULL | NULL | NULL | Electrical Permit | Commercial | Renovation | Draft | Installation / Repair - Commercial - The SOW includes removal of existing light fixtures, installation of owner supplied light fixtures, emergency and exit lights, reinstall fire alarm field devices and rough-in for security system | NULL
NULL | NULL | NULL | Electrical Permit | Commercial | New | Draft | Installation / Repair - Commercial - Low voltage installation of CCTV and security alarm system | ADT Security Services Canada Inc
NULL | NULL | NULL | Electrical Permit | Residential | Addition | Withdrawn | Installation / Repair - Residential - EV outlet addition. | NULL
NULL | NULL | NULL | Electrical Permit | Commercial | Tenant Improvement | Withdrawn | Installation / Repair - Commercial - changing single pole switches to occupancy sensor switches | NULL
NULL | NULL | NULL | Electrical Permit | NULL | NULL | Draft | NULL | NULL
NULL | NULL | NULL | Electrical Permit | NULL | NULL | Withdrawn | NULL | NULL
NULL | NULL | NULL | Gas Permit | NULL | NULL | Withdrawn | NULL | NULL
NULL | NULL | NULL | Mechanical Permit | NULL | NULL | Draft | NULL | NULL
NULL | NULL | NULL | Electrical Permit | NULL | New | Draft | Installation / Repair - - Rough in of Extra Low Voltage (Communication, Sound, Control) Wiring and Device boxes | La Scala Integrated Media Corporation
NULL | NULL | NULL | Sprinkler Permit | NULL | NULL | Draft | NULL | NULL
NULL | NULL | NULL | Electrical Permit | NULL | NULL | Draft | NULL | NULL
NULL | NULL | NULL | Electrical Permit | Commercial | NULL | Draft | Annual / Operating - All electrical work that falls under the guidelines of the annual operating permit. (Annual / Operating) Renewal of EP-2021-03141 Valid: March 25, 2022 to March 24, 2023 | Ino-Tek Electric Ltd.
NULL | NULL | NULL | Electrical Permit | Commercial | NULL | Draft | Annual / Operating - All electrical work that falls under the guidelines of the annual operating permit. (Annual / Operating) Renewal of EP-2021-03141 Valid: March 25, 2022 to March 24, 2023 | Ino-Tek Electric Ltd.
NULL | NULL | NULL | Electrical Permit | NULL | NULL | Draft | NULL | NULL
NULL | NULL | NULL | Electrical Permit | NULL | NULL | Draft | NULL | NULL
NULL | NULL | NULL | Electrical Permit | NULL | NULL | Draft | NULL | NULL
NULL | NULL | NULL | Electrical Permit | Residential | Renovation | Draft | Installation / Repair - Residential - Pull circuit to install heat pump | Douglas Millington o/a Moose Electric
NULL | NULL | NULL | Plumbing Permit | NULL | NULL | Draft | NULL | NULL
NULL | NULL | NULL | Plumbing Permit | Residential | New | Draft | Residential - LAWN IRRIGATION | NULL
NULL | NULL | NULL | Electrical Permit | NULL | NULL | Draft | NULL | NULL
NULL | NULL | NULL | Gas Permit | NULL | NULL | Withdrawn | NULL | NULL
NULL | NULL | NULL | Electrical Permit | Residential | New | Withdrawn | Installation / Repair - Residential - New Residential House | NULL
NULL | NULL | NULL | Gas Permit | NULL | NULL | Draft | NULL | NULL
NULL | NULL | NULL | Electrical Permit | Residential | Addition | Withdrawn | Installation / Repair - Residential - adding EV receptacle | NULL
NULL | NULL | NULL | Electrical Permit | Commercial | Addition | Withdrawn | Installation / Repair - Commercial - Category, Fibre cable runs from various breakout patch panels to head end rack room | NULL
NULL | NULL | NULL | Electrical Permit | NULL | New | Draft | Temporary Power - - To provide temporary power. | NULL
NULL | NULL | NULL | Plumbing Permit | NULL | NULL | Draft | NULL | NULL
NULL | NULL | NULL | Plumbing Permit | NULL | NULL | Withdrawn | NULL | NULL
NULL | NULL | NULL | Electrical Permit | Commercial | NULL | Draft | Annual / Operating - Annual Operating Permit Renewal of EP-2021-03437 Valid: May 14 2022 till May 13, 2023 | Ino-Tek Electric Ltd.
NULL | NULL | NULL | Electrical Permit | Commercial | NULL | Draft | Annual / Operating - Annual Operating Permit Renewal of EP-2021-03437 Valid: May 14 2022 till May 13, 2023 | Ino-Tek Electric Ltd.
NULL | NULL | NULL | Electrical Permit | Residential | Addition | Withdrawn | Installation / Repair - Residential - Adding Ev charger in garage | NULL
NULL | NULL | NULL | Electrical Permit | Residential | Addition | Withdrawn | Installation / Repair - Residential - adding a ev receptacle | NULL
NULL | NULL | NULL | Plumbing Permit | Commercial | Addition | Draft | Commercial - Plumbing Permit - Fixtures P3,P2,P1 zones 1-4, 6-9, 11, 12, 16, 20, 21, 24 >To construct mixed-use building comprised of one 32-storey tower (Building 3) and one 42-storey tower (Building 4) containing a total of 474 dwelling units; atop one podium containing Retail/Office Uses all over three levels of underground parking. Shell permit. Stage I (excavation/shoring) permit issued without the related DP (August 19, 2019). Stage II (foundation and structure to grade) issued October 23, 2020. Revision I: Structural revisions to suite revised layouts and accommodate architectural, mechanical and electrical coordination. (issued 2/11/21) Revision II: Foundation structure to grade - construction of the area east of gridline C10 (previously excluded from Stage 2) (issued march 22, 21). | PML Professional Mechanical Ltd
NULL | NULL | NULL | Electrical Permit | Residential | New | Draft | Installation / Repair - Residential - ALARM / VAC / INTERCOM / TEL / CABLE / LOW VOLTAGE | Advanced Alarm-Tech Ltd
NULL | NULL | NULL | Electrical Permit | NULL | NULL | Draft | NULL | NULL
NULL | NULL | NULL | Electrical Permit | NULL | NULL | Withdrawn | NULL | NULL
NULL | NULL | NULL | Sprinkler Permit | Commercial | Tenant Improvement | Draft | Commercial - relocation of 3 heads >BP: Interior alterations to provide tenant improvements for a new office tenant on the 15th floor (#1520) in this existing building on this site. Scope of work: remove partition walls, doors, new finishes, lighting, electrical and sprinkler work. *****This application does not include any of the following: 1. Not more than 20 sprinklers (add, relocate, or remove), 2. hydraulic calculations, 3. change in occupancy and /or hazard classification, 4. warehouse storage arrangements, 5. mobile compact storage arrangements, 6. alternative solutions, 7. changes to the sprinkler system supply piping (e.g. valves, mains, cross-mains, branch-lines, etc.), or 8. flexible sprinkler pipe. | Gisborne Industrial Construction Ltd
NULL | NULL | NULL | Mechanical Permit | NULL | NULL | Draft | NULL | NULL
NULL | NULL | NULL | Plumbing Permit | NULL | NULL | Draft | NULL | PML Professional Mechanical Ltd
NULL | NULL | NULL | Plumbing Permit | NULL | NULL | Draft | NULL | Plumko Plumbing & Heating Services Ltd
NULL | NULL | NULL | Sprinkler Permit | NULL | NULL | Draft | NULL | NULL
NULL | NULL | NULL | Plumbing Permit | Commercial | New | Draft | Commercial - install new DCVA / Premises isolation | Montalbano Plumbing Services Ltd
NULL | NULL | NULL | Electrical Permit | Commercial | Tenant Improvement | Withdrawn | Installation / Repair - Commercial - change single pole switches to occupancy sensors | Fortress Electric Ltd
NULL | NULL | NULL | Plumbing Permit | NULL | NULL | Draft | NULL | NULL
NULL | NULL | NULL | Plumbing Permit | NULL | NULL | Draft | NULL | NULL
NULL | NULL | NULL | Electrical Permit | Residential | New | Draft | Temporary Power - Residential - To provide temporary power. | NULL
NULL | NULL | NULL | Plumbing Permit | NULL | NULL | Draft | NULL | NULL
NULL | NULL | NULL | Plumbing Permit | Residential | Renovation | Withdrawn | Residential - Replace underground water service line | NULL
NULL | NULL | NULL | Mechanical Permit | NULL | NULL | Draft | NULL | Karan Plumbing & Heating Ltd
NULL | NULL | NULL | Plumbing Permit | NULL | NULL | Draft | NULL | NULL
NULL | NULL | NULL | Gas Permit | Residential | Renovation | Draft | Residential - Replacing Boiler. | NULL
NULL | NULL | NULL | Mechanical Permit | NULL | NULL | Draft | NULL | NULL
NULL | NULL | NULL | Mechanical Permit | NULL | NULL | Draft | NULL | NULL
NULL | NULL | NULL | Plumbing Permit | Residential | New | Draft | Residential - Plumbing for duplex house | NULL
NULL | NULL | NULL | Sprinkler Permit | NULL | NULL | Withdrawn | NULL | Escape Fire Protection Ltd
NULL | NULL | NULL | Electrical Permit | Residential | Renovation | Draft | Installation / Repair - Residential - Clean up on some minor branch, circuits, and installation of a new elevator from the Parkade to the clients residence , conduit work from an existing panel to a small panel in the elevator room | Felix Kosi
NULL | NULL | NULL | Electrical Permit | NULL | NULL | Withdrawn | NULL | NULL
NULL | NULL | NULL | Plumbing Permit | NULL | NULL | Withdrawn | NULL | Drips & Drains Plumbing and Heating Ltd
NULL | NULL | NULL | Electrical Permit | NULL | NULL | Withdrawn | NULL | NULL
NULL | NULL | NULL | Sprinkler Permit | NULL | NULL | Draft | NULL | NULL
NULL | NULL | NULL | Plumbing Permit | NULL | NULL | Draft | NULL | NULL
NULL | NULL | NULL | Electrical Permit | NULL | NULL | Draft | NULL | NULL
NULL | NULL | NULL | Electrical Permit | NULL | NULL | Withdrawn | NULL | NULL
EP-2023-03732 | 2023-04-28 | NULL | Electrical Permit | Commercial | New | Completed | Installation / Repair - Commercial - Install a new 200 A, 120/240 V, 1 Phase, 3W service cabinet, Amendment Add traffic Signal Controller and underground raceways for the intersection June 1-2023 | City of Vancouver
NULL | NULL | NULL | Plumbing Permit | NULL | NULL | Draft | NULL | NULL
NULL | NULL | NULL | Mechanical Permit | NULL | NULL | Draft | NULL | NULL
NULL | NULL | NULL | Plumbing Permit | Commercial | New | Draft | Commercial - Backflow Preventer needed for temporary water connection. | NULL
NULL | NULL | NULL | Plumbing Permit | Residential | Addition | Draft | Residential - dfds | NULL
NULL | NULL | NULL | Plumbing Permit | NULL | NULL | Draft | NULL | NULL
NULL | NULL | NULL | Plumbing Permit | NULL | NULL | Draft | NULL | NULL
NULL | NULL | NULL | Electrical Permit | NULL | NULL | Draft | NULL | NULL
NULL | NULL | NULL | Gas Permit | NULL | NULL | Draft | NULL | NULL
NULL | NULL | NULL | Electrical Permit | Residential | Renovation | Draft | Installation / Repair - Residential - Upgrade an existing 100A overhead service to 200A, with a new 200A and electrical panel and will install a new ground plate. | NULL
NULL | NULL | NULL | Plumbing Permit | NULL | NULL | Draft | NULL | NULL
NULL | NULL | NULL | Plumbing Permit | NULL | NULL | Draft | - plumbing townhouses ground work too finishing | NULL
NULL | NULL | NULL | Electrical Permit | Residential | Renovation | Withdrawn | Installation / Repair - Residential - Service upgrade to 100amps from an existing 60 amp service | NULL
NULL | NULL | NULL | Electrical Permit | Residential | Renovation | Withdrawn | Installation / Repair - Residential - Service upgrade to 100 amps from existing 60 amps | NULL
NULL | NULL | NULL | Sprinkler Permit | NULL | NULL | Draft | NULL | NewTech Fire Protection Ltd
NULL | NULL | NULL | Plumbing Permit | Commercial | Renovation | Draft | Commercial - To convert janitors closet with 3" mop sink to small employee washroom with toilet and lavatory basin. | True Constructible Solutions Ltd
NULL | NULL | NULL | Sprinkler Permit | NULL | NULL | Draft | NULL | NewTech Fire Protection Ltd
NULL | NULL | NULL | Plumbing Permit | Commercial | Addition | Draft | Commercial - Install backflow | NULL
NULL | NULL | NULL | Plumbing Permit | Commercial | Addition | Draft | Commercial - backlfow for espresso machine | Vancouver Backflow Testing Ltd
EP-2023-03762 | 2023-05-01 | NULL | Electrical Permit | Commercial | NULL | Expired | Movie Set / Filming - To allow for Movie Set/Filming Applicant shall provide completed Contractor Declaration form, and dates of filming and associated location(s) to csinspection.clerks@vancouver.ca prior to the commencement of filming. Visit vancouver.ca/inspections for more details. | Suneeva
NULL | NULL | NULL | Gas Permit | Residential | Renovation | Draft | Residential - Replace an existing gas hot water tank with new. This is a like for like model. | NULL
NULL | NULL | NULL | Plumbing Permit | NULL | NULL | Draft | NULL | AKAL Plumbing & Heating Ltd
NULL | NULL | NULL | Electrical Permit | Commercial | New | Draft | Installation / Repair - Commercial - Granville Street & bridge transportation improvements including new traffic signals. | NULL
NULL | NULL | NULL | Gas Permit | NULL | NULL | Withdrawn | NULL | NULL
NULL | NULL | NULL | Plumbing Permit | NULL | NULL | Draft | NULL | JJ&A Mechanical LTD
NULL | NULL | NULL | Plumbing Permit | Commercial | Tenant Improvement | Draft | Commercial - Rough In kitchen sink to be moved | JJ&A Mechanical LTD
NULL | NULL | NULL | Gas Permit | NULL | NULL | Draft | NULL | R & B Plumbing & Heating Ltd
NULL | NULL | NULL | Electrical Permit | Commercial | NULL | Draft | Annual / Operating | NULL
NULL | NULL | NULL | Gas Permit | NULL | NULL | Draft | NULL | NULL
NULL | NULL | NULL | Plumbing Permit | Commercial | Renovation | Draft | Commercial - supply and install a watt 4" 757 os- fxg double check valve assembly to prevent revese flow | NULL
NULL | NULL | NULL | Gas Permit | NULL | NULL | Withdrawn | NULL | NULL
NULL | NULL | NULL | Sprinkler Permit | Residential | New | Withdrawn | Residential - sprinkler | NULL
NULL | NULL | NULL | Gas Permit | Residential | New | Withdrawn | Residential - gas piping | NULL
NULL | NULL | NULL | Plumbing Permit | NULL | NULL | Withdrawn | NULL | NULL
NULL | NULL | NULL | Plumbing Permit | Residential | New | Withdrawn | Residential - plumbing | NULL
NULL | NULL | NULL | Gas Permit | Residential | Renovation | Draft | Residential - replace boiler | NULL
NULL | NULL | NULL | Gas Permit | Residential | Renovation | Draft | Residential - replace boiler | NULL
NULL | NULL | NULL | Electrical Permit | NULL | NULL | Draft | NULL | NULL
NULL | NULL | NULL | Electrical Permit | Commercial | New | Draft | Installation / Repair - Commercial - Granville Bridge Connector project for City of Vancouver. Involves traffic signal installation. | NULL
NULL | NULL | NULL | Electrical Permit | NULL | NULL | Draft | NULL | NULL
NULL | NULL | NULL | Sprinkler Permit | Residential | New | Draft | Residential - sprinkler | NULL
NULL | NULL | NULL | Plumbing Permit | NULL | NULL | Draft | NULL | NULL
NULL | NULL | NULL | Plumbing Permit | Residential | Renovation | Draft | Residential - Roughin shower drain | NULL
NULL | NULL | NULL | Electrical Permit | NULL | NULL | Draft | NULL | NULL
NULL | NULL | NULL | Electrical Permit | NULL | NULL | Draft | NULL | NULL
NULL | NULL | NULL | Gas Permit | Residential | Renovation | Draft | Residential - Replacing NEW boiler | NULL
NULL | NULL | NULL | Plumbing Permit | Commercial | Renovation | Draft | Commercial - Tub and shower valve re and re | NULL
NULL | NULL | NULL | Plumbing Permit | NULL | NULL | Draft | NULL | NULL
NULL | NULL | NULL | Mechanical Permit | NULL | NULL | Draft | NULL | NULL
NULL | NULL | NULL | Gas Permit | Residential | Renovation | Draft | Residential - Replace boiler | NULL
NULL | NULL | NULL | Gas Permit | NULL | NULL | Draft | NULL | NULL
NULL | NULL | NULL | Electrical Permit | Commercial | Tenant Improvement | Draft | Installation / Repair - Commercial - Entire Wiring for presentation center , including installation of Light fixtures, light switch, receptacles, Extra Low Voltage, DATA and phone wiring. >BP: Interior alterations to provide first tenant improvements for a new Creative Products Manufacturing tenant at unit #115 on the ground floor of this industrial building on this site. Architectural Schedule B provided by Emanuele Trinca Colonel Mechanical/ Plumbing Schedule B provided by Eric Cresswell Electrical Schedule B provided by David Carter OK for Field Review per W.Wong Scope of work: Install interior walls, millwork, appliances, new bulkhead & suspended ceiling, plumbing fixtures & electrical work. | Shanai Enterprise Inc
NULL | NULL | NULL | Gas Permit | Residential | Renovation | Draft | Residential - Replace boiler | NULL
NULL | NULL | NULL | Gas Permit | NULL | NULL | Draft | NULL | NULL
NULL | NULL | NULL | Gas Permit | Residential | Renovation | Draft | Residential - replace boiler | NULL
NULL | NULL | NULL | Electrical Permit | NULL | NULL | Withdrawn | NULL | NULL
NULL | NULL | NULL | Sprinkler Permit | NULL | NULL | Draft | NULL | Haven Fire Protection Ltd
NULL | NULL | NULL | Gas Permit | Residential | New | Draft | Residential - New house fireplace | NULL
NULL | NULL | NULL | Plumbing Permit | NULL | NULL | Draft | NULL | NULL
NULL | NULL | NULL | Plumbing Permit | NULL | NULL | Draft | NULL | NULL
NULL | NULL | NULL | Electrical Permit | Residential | Addition | Draft | Installation / Repair - Residential - dfd | NULL
NULL | NULL | NULL | Electrical Permit | Commercial | Renovation | Draft | Installation / Repair - Commercial - Installation of DDC Controls Emergency Boiler Kill Switch Boilers-1-2-3 Pumps-1-2 | Mountain Pacific Electrical Ltd
EP-2023-03758 | 2023-05-01 | NULL | Electrical Permit | Commercial | NULL | Expired | Special Event - ***SPECIAL EVENT: "BMO Vancouver Marathon" Generators and distribution for one day special event "BMO Vancouver Marathon". 2 x 55kW generators at start and finish lines for timing, audio and medical. Locations 100 block Midlothian and 1100 boclk Pender St. with a less than 5kW generator in the 1400 block of Beach Ave. Set up May 6th and event May 7th, 2023. 100 block of Midlothian \and 1100 Block of Pender St | 0880441 BC Ltd
NULL | NULL | NULL | Plumbing Permit | Residential | Renovation | Draft | Residential | NULL
NULL | NULL | NULL | Gas Permit | NULL | NULL | Draft | NULL | The LM Fireplace Warehouse Ltd.
NULL | NULL | NULL | Gas Permit | NULL | NULL | Draft | NULL | NULL
NULL | NULL | NULL | Plumbing Permit | Commercial | Renovation | Draft | Commercial - A required with new city by law a backflow device will need to be install | NULL
NULL | NULL | NULL | Electrical Permit | NULL | NULL | Withdrawn | NULL | NULL
NULL | NULL | NULL | Electrical Permit | Residential | New | Withdrawn | Installation / Repair - Residential - Electrical work of new construction house (rough In and final) | NULL
NULL | NULL | NULL | Plumbing Permit | Residential | New | Withdrawn | Residential - plumbing | NULL
NULL | NULL | NULL | Sprinkler Permit | Residential | New | Draft | Residential - fixtures | East West Plumbing (2007) Ltd
NULL | NULL | NULL | Electrical Permit | NULL | NULL | Draft | NULL | NULL
NULL | NULL | NULL | Plumbing Permit | Residential | New | Withdrawn | Residential - plumbing | NULL
NULL | NULL | NULL | Sprinkler Permit | NULL | NULL | Draft | NULL | NULL
NULL | NULL | NULL | Sprinkler Permit | NULL | NULL | Draft | NULL | NULL
NULL | NULL | NULL | Electrical Permit | NULL | NULL | Withdrawn | NULL | NULL
NULL | NULL | NULL | Gas Permit | NULL | NULL | Draft | NULL | NULL
NULL | NULL | NULL | Electrical Permit | Commercial | NULL | Draft | Annual / Operating - Annual Operating Permit - renewal of EP-2022-03414 - valid May 7th, 2023 - May 6th, 2024 | Coast Mountain Bus Company Ltd
NULL | NULL | NULL | Plumbing Permit | NULL | NULL | Draft | NULL | Plumko Plumbing & Heating Services Ltd
NULL | NULL | NULL | Mechanical Permit | NULL | NULL | Draft | NULL | NULL
NULL | NULL | NULL | Electrical Permit | NULL | NULL | Withdrawn | NULL | NULL
NULL | NULL | NULL | Gas Permit | NULL | NULL | Draft | NULL | NULL
NULL | NULL | NULL | Electrical Permit | NULL | NULL | Withdrawn | NULL | NULL
NULL | NULL | NULL | Electrical Permit | NULL | NULL | Withdrawn | NULL | NULL
NULL | NULL | NULL | Electrical Permit | NULL | NULL | Withdrawn | Installation / Repair - | GV ELECTRICAL INC
NULL | NULL | NULL | Mechanical Permit | NULL | NULL | Withdrawn | NULL | NULL
NULL | NULL | NULL | Electrical Permit | Commercial | NULL | Withdrawn | Annual / Operating | NULL
NULL | NULL | NULL | Plumbing Permit | NULL | NULL | Draft | NULL | Fred Welsh Ltd
NULL | NULL | NULL | Mechanical Permit | NULL | NULL | Draft | NULL | NULL
NULL | NULL | NULL | Electrical Permit | NULL | NULL | Withdrawn | NULL | NULL
NULL | NULL | NULL | Plumbing Permit | Commercial | Addition | Draft | Commercial | VCP Media Inc
NULL | NULL | NULL | Plumbing Permit | NULL | NULL | Draft | NULL | NULL
NULL | NULL | NULL | Gas Permit | NULL | NULL | Draft | NULL | NULL
NULL | NULL | NULL | Electrical Permit | NULL | NULL | Draft | NULL | NULL
NULL | NULL | NULL | Plumbing Permit | Commercial | New | Draft | Commercial - New plumbing installation >BP: Interior alterations for first office TI on the 8th floor at this 8 store mixed use building on this site. Scope of work includes: New partitions, washrooms, kitchen and offices. Building Inspection Note: - This floor area must not be demised in to two suites without a separate building permit or revision to this BP as per 3.4.2.1.(1). | Modern Blue Mechanical Ltd
NULL | NULL | NULL | Plumbing Permit | NULL | NULL | Draft | NULL | NULL
NULL | NULL | NULL | Plumbing Permit | NULL | NULL | Draft | NULL | NULL
NULL | NULL | NULL | Mechanical Permit | NULL | NULL | Withdrawn | NULL | NULL
NULL | NULL | NULL | Plumbing Permit | NULL | NULL | Withdrawn | NULL | Allstar Mechanical Ltd
NULL | NULL | NULL | Plumbing Permit | NULL | NULL | Draft | NULL | NULL
NULL | NULL | NULL | Plumbing Permit | NULL | NULL | Draft | NULL | NULL
NULL | NULL | NULL | Mechanical Permit | NULL | NULL | Draft | NULL | Ashton Service Group/Ashton Mechanical Ltd.
NULL | NULL | NULL | Electrical Permit | NULL | NULL | Draft | NULL | NULL
NULL | NULL | NULL | Mechanical Permit | NULL | NULL | Draft | NULL | Webir Automation & Control Services Ltd
NULL | NULL | NULL | Plumbing Permit | NULL | NULL | Draft | NULL | Webir Automation & Control Services Ltd
NULL | NULL | NULL | Gas Permit | NULL | NULL | Draft | NULL | Webir Automation & Control Services Ltd
NULL | NULL | NULL | Plumbing Permit | Residential | Addition | Draft | Residential - Addition of 3 vanity sinks | NULL
NULL | NULL | NULL | Electrical Permit | NULL | NULL | Draft | NULL | NULL
NULL | NULL | NULL | Electrical Permit | NULL | NULL | Draft | NULL | NULL
NULL | NULL | NULL | Electrical Permit | Residential | Addition | Draft | Installation / Repair - Residential - Adding a Nema 14-50 receptacle for EV charging. 40 amp draw 50 amp breaker. | NULL
NULL | NULL | NULL | Plumbing Permit | Commercial | Tenant Improvement | Draft | Commercial - -Demo and cap off existing sinks, cap water and vent lines back to mains -Supply and install insulated copper “K” water pipe for new kitchen sink -New suspended electric water heater c/w seismic sched sb. Pipe drain to KS. -New ¾” insulated copper condensate drains. Approx. 180’ -Supply and install new kitchen sink. Install supplied dishwasher, coffee maker, fridge connection. -Backflow preventer c/w permit and test for coffee maker and fridge c/w PRV -Firestop. 2HR F rating. -Permits, testing and inspections -Modify CHWS/R for new HP 5 -New drain, vent and insulated water pipe -Approx. 100’ new insulated copper water to supply wellness sink -New electric water heater for wellness sink c/w seismic -Supply and install wellness sink | NULL
NULL | NULL | NULL | Gas Permit | Residential | Renovation | Draft | Residential - Install one natural gas fireplace insert | Vancouver Gas Fireplaces Ltd
NULL | NULL | NULL | Mechanical Permit | NULL | NULL | Withdrawn | NULL | Airstream Heating & Air Conditioning Inc
NULL | NULL | NULL | Electrical Permit | NULL | NULL | Withdrawn | NULL | NULL
NULL | NULL | NULL | Plumbing Permit | NULL | NULL | Draft | NULL | NULL
NULL | NULL | NULL | Electrical Permit | NULL | NULL | Draft | NULL | NULL
NULL | NULL | NULL | Gas Permit | NULL | NULL | Withdrawn | NULL | NULL
NULL | NULL | NULL | Mechanical Permit | NULL | NULL | Draft | NULL | East West Plumbing (2007) Ltd
NULL | NULL | NULL | Electrical Permit | Residential | New | Draft | Temporary Power - Residential - To provide temporary power. | NULL
NULL | NULL | NULL | Electrical Permit | NULL | NULL | Draft | NULL | NULL
NULL | NULL | NULL | Electrical Permit | Commercial | NULL | Withdrawn | Annual / Operating | NULL
NULL | NULL | NULL | Electrical Permit | NULL | NULL | Withdrawn | NULL | NULL
NULL | NULL | NULL | Plumbing Permit | NULL | NULL | Withdrawn | NULL | Gurumehar Plumbing & Heating Ltd
NULL | NULL | NULL | Electrical Permit | NULL | NULL | Draft | NULL | NULL
NULL | NULL | NULL | Electrical Permit | NULL | NULL | Withdrawn | NULL | NULL
NULL | NULL | NULL | Sprinkler Permit | NULL | NULL | Withdrawn | NULL | NULL
NULL | NULL | NULL | Electrical Permit | NULL | NULL | Draft | NULL | NULL
NULL | NULL | NULL | Electrical Permit | Residential | Addition | Draft | Installation / Repair - Residential - upgrade an existing single phase 100A service to a 200A service. | NULL
NULL | NULL | NULL | Sprinkler Permit | NULL | NULL | Draft | NULL | NULL
NULL | NULL | NULL | Electrical Permit | NULL | NULL | Draft | NULL | NULL
NULL | NULL | NULL | Electrical Permit | Commercial | NULL | Draft | Annual / Operating | NULL
EP-2023-03866 | 2023-05-03 | NULL | Electrical Permit | Commercial | New | Completed | Installation / Repair - Commercial - Supply and install high density duct bank and junction boxes (civil work). | Trans-Western Electric Ltd
NULL | NULL | NULL | Electrical Permit | NULL | NULL | Draft | NULL | NULL
NULL | NULL | NULL | Electrical Permit | NULL | NULL | Draft | NULL | NULL
NULL | NULL | NULL | Electrical Permit | Residential | New | Draft | Installation / Repair - Residential - Security Alarm, Telephone, Data and Cable | NULL
EP-2023-03874 | 2023-05-04 | NULL | Electrical Permit | Commercial | New | Issued | Installation / Repair - Commercial - Supply and install New 200A Service Kiosk, Street lighting and conduit as well as traffic signal modifications at Cambie St, Manson St, Heather St and Choy Yuen Cres. | Bay Hill Contracting Ltd
NULL | NULL | NULL | Plumbing Permit | NULL | NULL | Withdrawn | NULL | NULL
NULL | NULL | NULL | Electrical Permit | Residential | Renovation | Draft | Installation / Repair - Residential - relocate service | NULL
NULL | NULL | NULL | Gas Permit | NULL | NULL | Withdrawn | NULL | CoStar Home Energy Ltd
NULL | NULL | NULL | Electrical Permit | NULL | NULL | Draft | NULL | NULL
NULL | NULL | NULL | Plumbing Permit | NULL | New | Draft | NULL | NULL
NULL | NULL | NULL | Mechanical Permit | NULL | NULL | Withdrawn | NULL | NULL
NULL | NULL | NULL | Electrical Permit | NULL | NULL | Withdrawn | NULL | NULL
NULL | NULL | NULL | Plumbing Permit | NULL | NULL | Withdrawn | NULL | NULL
NULL | NULL | NULL | Electrical Permit | Commercial | NULL | Withdrawn | Annual / Operating | NULL
NULL | NULL | NULL | Sprinkler Permit | NULL | NULL | Draft | NULL | NULL
NULL | NULL | NULL | Sprinkler Permit | Residential | Renovation - Dwelling Unit(s) only | Draft | Residential - Adding new sprinklers to new rooms | NULL
NULL | NULL | NULL | Gas Permit | Residential | New | Withdrawn | Residential - Replace Gas Boiler | NULL
NULL | NULL | NULL | Electrical Permit | NULL | NULL | Draft | NULL | NULL
NULL | NULL | NULL | Gas Permit | Residential | Renovation | Draft | Residential - Replace boiler | NULL
NULL | NULL | NULL | Plumbing Permit | Residential | New | Withdrawn | Residential - Double check valve assembly for lawn irrigation system installation. | NULL
NULL | NULL | NULL | Plumbing Permit | Commercial | Renovation | Draft | Commercial - Rough in and finishing new wash room x1 , sinks x12 , new electrical hot water heater x1. | NULL
NULL | NULL | NULL | Electrical Permit | Commercial | Renovation | Draft | Installation / Repair - Commercial - kitchen renovation and installing 2 light fixture | NULL
NULL | NULL | NULL | Electrical Permit | Residential | Addition | Draft | Installation / Repair - Residential - Main house electrical service disconnect and reconnected. | NULL
NULL | NULL | NULL | Mechanical Permit | NULL | NULL | Withdrawn | NULL | NULL
NULL | NULL | NULL | Gas Permit | NULL | NULL | Draft | NULL | JOT MECHANICAL LTD
NULL | NULL | NULL | Electrical Permit | Residential | Addition | Draft | Installation / Repair - Residential - The 100 A service will be disconnected and reconnected | NULL
NULL | NULL | NULL | Electrical Permit | Residential | Addition | Draft | Installation / Repair - Residential - Main house 100 A service disconnect and reconnected. | NULL
NULL | NULL | NULL | Electrical Permit | Commercial | NULL | Draft | Annual / Operating | NULL
NULL | NULL | NULL | Electrical Permit | Commercial | NULL | Draft | Annual / Operating | NULL
NULL | NULL | NULL | Electrical Permit | Commercial | NULL | Draft | Movie Set / Filming - To allow for Movie Set/Filming Applicant shall provide completed Contractor Declaration form, and dates of filming and associated location(s) to csinspection.clerks@vancouver.ca prior to the commencement of filming. Visit vancouver.ca/inspections for more details. | NULL
NULL | NULL | NULL | Gas Permit | NULL | NULL | Draft | NULL | NULL
NULL | NULL | NULL | Electrical Permit | NULL | NULL | Withdrawn | NULL | NULL
NULL | NULL | NULL | Electrical Permit | Commercial | New | Withdrawn | Temporary Power - Commercial - To provide temporary power. | High Point Electric Ltd
NULL | NULL | NULL | Electrical Permit | Residential | Renovation | Draft | Installation / Repair - Residential - full rewire ..deleting all old wire in basement | NULL
NULL | NULL | NULL | Plumbing Permit | NULL | NULL | Draft | NULL | Inlet Mechanical Services Ltd
NULL | NULL | NULL | Electrical Permit | NULL | NULL | Draft | Installation / Repair - | NULL
NULL | NULL | NULL | Gas Permit | Residential | New | Draft | Residential - 3 Zero Clearance Gas Fireplaces to New SFD, Vents & Gas Hookups Only | Encore Fireplaces Ltd
NULL | NULL | NULL | Plumbing Permit | Residential | NULL | Draft | Residential - dfd | NULL
NULL | NULL | NULL | Plumbing Permit | NULL | NULL | Draft | NULL | Solaris Properties Inc
EP-2023-03914 | 2023-05-05 | NULL | Electrical Permit | Commercial | NULL | Expired | Movie Set / Filming - To allow for Movie Set/Filming Applicant shall provide completed Contractor Declaration form, and dates of filming and associated location(s) to csinspection.clerks@vancouver.ca prior to the commencement of filming. Visit vancouver.ca/inspections for more details. | Worth The Wait Movie BC Inc
NULL | NULL | NULL | Gas Permit | NULL | NULL | Draft | NULL | NULL
NULL | NULL | NULL | Electrical Permit | Commercial | NULL | Draft | Annual / Operating | NULL
NULL | NULL | NULL | Electrical Permit | Commercial | NULL | Draft | Annual / Operating | NULL
NULL | NULL | NULL | Gas Permit | NULL | NULL | Withdrawn | NULL | Pennington Mechanical Ltd
NULL | NULL | NULL | Plumbing Permit | NULL | NULL | Draft | NULL | NULL
NULL | NULL | NULL | Electrical Permit | Commercial | NULL | Withdrawn | Annual / Operating | NULL
NULL | NULL | NULL | Electrical Permit | Commercial | New | Withdrawn | Installation / Repair - Commercial - Replacement of two Electric Furnaces | Just Mechanical Ltd
NULL | NULL | NULL | Plumbing Permit | NULL | NULL | Draft | NULL | NULL
NULL | NULL | NULL | Gas Permit | NULL | NULL | Draft | NULL | NULL
NULL | NULL | NULL | Electrical Permit | NULL | NULL | Withdrawn | NULL | NULL
NULL | NULL | NULL | Electrical Permit | Commercial | NULL | Withdrawn | Annual / Operating | NULL
NULL | NULL | NULL | Plumbing Permit | NULL | NULL | Draft | NULL | NULL
NULL | NULL | NULL | Plumbing Permit | Residential | New | Draft | Residential - We will do all plumbing ang gas | NULL
NULL | NULL | NULL | Plumbing Permit | NULL | NULL | Withdrawn | NULL | NULL
NULL | NULL | NULL | Plumbing Permit | NULL | NULL | Draft | NULL | NULL
NULL | NULL | NULL | Electrical Permit | NULL | NULL | Withdrawn | NULL | NULL
NULL | NULL | NULL | Electrical Permit | Residential | Addition | Draft | Installation / Repair - Residential - Main house 100 A service disconnect and connection | NULL
NULL | NULL | NULL | Electrical Permit | NULL | NULL | Draft | NULL | NULL
NULL | NULL | NULL | Electrical Permit | Residential | NULL | Draft | Temporary Power - Residential - To provide temporary power. | NULL
NULL | NULL | NULL | Gas Permit | NULL | NULL | Draft | NULL | Reid Brothers Plumbing & Heating Ltd
NULL | NULL | NULL | Electrical Permit | NULL | NULL | Withdrawn | NULL | NULL
NULL | NULL | NULL | Electrical Permit | Residential | Renovation | Draft | Installation / Repair - Residential - 200-AMP service upgrade. | NULL
NULL | NULL | NULL | Gas Permit | Residential | Renovation | Draft | Residential - Changing from hot water tank to tankless water heater. Adding a gas stove. Adding a gas fireplace line | Tidal Mechanical Ltd
NULL | NULL | NULL | Gas Permit | Residential | Tenant Improvement | Draft | Residential - Replacement of gas furnace | NULL
NULL | NULL | NULL | Plumbing Permit | Residential | Renovation | Draft | Residential - Installation of sinks, faucets, dishwasher, coffee makers & water filters | NULL
NULL | NULL | NULL | Plumbing Permit | Residential | Renovation | Draft | Residential - remove claw foot bathtub and install barrier free shower | NULL
NULL | NULL | NULL | Electrical Permit | Residential | Renovation | Draft | Installation / Repair - Residential - copper to aluminum process | NULL
NULL | NULL | NULL | Electrical Permit | Commercial | NULL | Draft | Annual / Operating - Building Maintenance Renewal of EP-2021-01972 Valid: March 14, 2022 to March 13, 2023 | Mac's Electric Ltd
NULL | NULL | NULL | Electrical Permit | Commercial | NULL | Withdrawn | Annual / Operating | NULL
NULL | NULL | NULL | Electrical Permit | NULL | NULL | Withdrawn | NULL | NULL
EP-2023-03974 | 2023-05-08 | NULL | Electrical Permit | Commercial | New | Completed | Installation / Repair - Commercial - Installation of 120v 5amp Fortis Rectifier. New 120v 15amp service, Non-metered. 70amp 2 CCT panel. | Ross Morrison Electrical Ltd
NULL | NULL | NULL | Gas Permit | Residential | New | Draft | Residential - 3 Zero Clearance Gas Fireplaces to New SFD, Vents & Gas Hookups Only | Encore Fireplaces Ltd
NULL | NULL | NULL | Plumbing Permit | Residential | New | Withdrawn | Residential - Double check valve assembly installation for lawn irrigation system. | NULL
NULL | NULL | NULL | Electrical Permit | NULL | NULL | Draft | NULL | NULL
NULL | NULL | NULL | Electrical Permit | NULL | NULL | Withdrawn | NULL | NULL
NULL | NULL | NULL | Electrical Permit | Residential | Tenant Improvement | Draft | Installation / Repair - Residential - Panel upgrade from 100 Amps to 200 Amps and Install 30 Amps Circuit for AC Circuit. | NULL
NULL | NULL | NULL | Mechanical Permit | NULL | NULL | Draft | NULL | NULL
NULL | NULL | NULL | Gas Permit | NULL | NULL | Draft | NULL | NULL
NULL | NULL | NULL | Plumbing Permit | NULL | NULL | Draft | NULL | NULL
NULL | NULL | NULL | Sprinkler Permit | NULL | NULL | Draft | NULL | NULL
NULL | NULL | NULL | Plumbing Permit | Residential | New | Draft | Residential - Tie in connection for irrigation sprinklers. | NULL
NULL | NULL | NULL | Plumbing Permit | Residential | New | Draft | Residential - Irrigation sprinklers installation | NULL
NULL | NULL | NULL | Plumbing Permit | NULL | NULL | Draft | NULL | NULL
NULL | NULL | NULL | Plumbing Permit | NULL | NULL | Draft | NULL | NULL
NULL | NULL | NULL | Electrical Permit | NULL | NULL | Draft | NULL | NULL
NULL | NULL | NULL | Electrical Permit | Commercial | NULL | Withdrawn | Annual / Operating | NULL
NULL | NULL | NULL | Electrical Permit | NULL | NULL | Withdrawn | NULL | NULL
NULL | NULL | NULL | Electrical Permit | NULL | NULL | Draft | NULL | NULL
NULL | NULL | NULL | Mechanical Permit | NULL | NULL | Draft | NULL | NULL
NULL | NULL | NULL | Electrical Permit | Commercial | Renovation | Withdrawn | Installation / Repair - Commercial - we want to update the electrical service | NULL
NULL | NULL | NULL | Electrical Permit | NULL | NULL | Draft | NULL | NULL
NULL | NULL | NULL | Electrical Permit | Commercial | New | Draft | Temporary Power - Commercial - To provide temporary power. | NULL
NULL | NULL | NULL | Electrical Permit | NULL | NULL | Draft | NULL | NULL
NULL | NULL | NULL | Electrical Permit | NULL | NULL | Withdrawn | NULL | NULL
NULL | NULL | NULL | Electrical Permit | Residential | New | Draft | Temporary Power - Residential - To provide temporary power. | NULL
NULL | NULL | NULL | Electrical Permit | Commercial | Addition | Withdrawn | Installation / Repair - Commercial - low voltage Data cabling | NULL
NULL | NULL | NULL | Electrical Permit | NULL | NULL | Draft | NULL | NULL
NULL | NULL | NULL | Electrical Permit | Residential | New | Draft | Installation / Repair - Residential - Testing | NULL
NULL | NULL | NULL | Electrical Permit | Residential | Renovation | Draft | Installation / Repair - Residential - up grade existing electrical service from 125 amps to 200 amps | NULL
EP-2023-04019 | 2023-05-08 | NULL | Electrical Permit | Commercial | NULL | Expired | Movie Set / Filming - To allow for Movie Set/Filming Applicant shall provide completed Contractor Declaration form, and dates of filming and associated location(s) to csinspection.clerks@vancouver.ca prior to the commencement of filming. Visit vancouver.ca/inspections for more details. | The Capital Media Company Inc
NULL | NULL | NULL | Electrical Permit | Commercial | Renovation | Withdrawn | Installation / Repair - Commercial - replacement of sub panel, installation of circuits for lift equipment | NULL
NULL | NULL | NULL | Electrical Permit | Commercial | NULL | Draft | Annual / Operating - General Maintenance | Priority Electric LTD.
NULL | NULL | NULL | Electrical Permit | Commercial | NULL | Draft | Annual / Operating - General Maintenance | Priority Electric LTD.
NULL | NULL | NULL | Plumbing Permit | NULL | NULL | Withdrawn | NULL | NULL
NULL | NULL | NULL | Gas Permit | NULL | NULL | Draft | NULL | Lew Plumbing And Heating Ltd
NULL | NULL | NULL | Electrical Permit | Residential | NULL | Draft | Installation / Repair - Residential | NULL
NULL | NULL | NULL | Plumbing Permit | NULL | NULL | Draft | NULL | NULL
NULL | NULL | NULL | Gas Permit | NULL | NULL | Draft | NULL | NULL
NULL | NULL | NULL | Gas Permit | Residential | Renovation | Draft | Residential - Replace boiler | NULL
NULL | NULL | NULL | Electrical Permit | Commercial | NULL | Draft | Annual / Operating | NULL
NULL | NULL | NULL | Electrical Permit | Commercial | NULL | Draft | Annual / Operating | NULL
NULL | NULL | NULL | Sprinkler Permit | Residential | Tenant Improvement | Draft | Residential - Adding 2 new sprinkler heads | Mountain Fire Protection Ltd
NULL | NULL | NULL | Gas Permit | Residential | Renovation | Draft | Residential - REPLACE HOT WATER TANK WITH NEW. LIKE FOR LIKE MODEL | NULL
NULL | NULL | NULL | Plumbing Permit | NULL | NULL | Withdrawn | NULL | M & P Plumbing & Heating Ltd
NULL | NULL | NULL | Electrical Permit | NULL | NULL | Withdrawn | NULL | NULL
NULL | NULL | NULL | Plumbing Permit | NULL | NULL | Draft | NULL | NULL
NULL | NULL | NULL | Electrical Permit | NULL | NULL | Withdrawn | NULL | NULL
NULL | NULL | NULL | Plumbing Permit | NULL | NULL | Draft | NULL | Ashton Service Group/Ashton Mechanical Ltd.
NULL | NULL | NULL | Mechanical Permit | NULL | NULL | Draft | NULL | NULL
NULL | NULL | NULL | Electrical Permit | Residential | New | Draft | Installation / Repair - Residential - wiring and enectrical work | Clear Energy Solutions Inc
NULL | NULL | NULL | Plumbing Permit | Residential | Renovation | Draft | Residential - redoing drain tile work on site | Solaris Properties Inc
NULL | NULL | NULL | Electrical Permit | NULL | NULL | Draft | NULL | NULL
NULL | NULL | NULL | Sprinkler Permit | NULL | NULL | Draft | NULL | NULL
NULL | NULL | NULL | Electrical Permit | Residential | Addition | Draft | Installation / Repair - Residential - Add two 60amp for an EV | NULL
NULL | NULL | NULL | Electrical Permit | Commercial | Renovation | Draft | Installation / Repair - Commercial - install one run of cat 6 cable | Aaron Ronald Thom
NULL | NULL | NULL | Plumbing Permit | Commercial | New | Draft | Commercial - addition of one handicap washroom, one washer, and four hand sinks >Interior alterations for tenant improvements and change of use from Retail to Health Care Office for new tenant in this existing mixed-use building. Note: District Building Inspector may ask structural submission for drop ceiling. Schedule A and Schedule B Architectural submitted per Michael Leckie, 604-661-4144 Schedule B Mechanical & Plumbing submitted per Alberto Bicol, 778-998-9651 Schedule B Electrical submitted per Dave Hans, 604-474-4080 Energy upgrade: L2 - Lighting - Upgrade to incorporate Automatic Lighting Shutoff (per 9.4.1.1 of ASHRAE 90.1 - 2010) >>>>>>>>>>> Amend: January 27th -One hand sink was removed, and one rough in for toilet was added in. Can you please make those changes to permit | SUN STAR MECHANICAL LTD
NULL | NULL | NULL | Gas Permit | Residential | Renovation | Draft | Residential - Replace boiler | NULL
NULL | NULL | NULL | Electrical Permit | Commercial | Renovation | Draft | Installation / Repair - Commercial - install 1 cat 6 cable | Aaron Ronald Thom
NULL | NULL | NULL | Electrical Permit | NULL | NULL | Draft | NULL | NULL
NULL | NULL | NULL | Electrical Permit | Residential | Addition | Withdrawn | Installation / Repair - Residential - upgrade an existing 100A single phase service to 200A. | NULL
NULL | NULL | NULL | Electrical Permit | Residential | New | Draft | Installation / Repair - Residential - Grid Tie Solar system rooftop installation both on the main house and the laneway house. | NULL
NULL | NULL | NULL | Electrical Permit | Commercial | Renovation | Withdrawn | Installation / Repair - Commercial - Lighting upgrade (replace old lighting with new LED 2x4 panel light | NULL
NULL | NULL | NULL | Electrical Permit | NULL | NULL | Draft | NULL | NULL
NULL | NULL | NULL | Electrical Permit | Commercial | Renovation | Draft | Installation / Repair - Commercial - Using an existing EV charger circuit to share with four EV chargers with the management control system | Cyrus Electric Ltd
NULL | NULL | NULL | Electrical Permit | Commercial | NULL | Draft | Annual / Operating - Maintenance of Electrical Work Renewal of EP-2022-04325 Valid: May 21, 2023 - May 20, 2024 | Quantum Lighting Inc
NULL | NULL | NULL | Electrical Permit | Commercial | Tenant Improvement | Draft | Installation / Repair - Commercial - INSTALL NEW LIGHTING, LIGHTING CONTROL, SUB PANEL. RELOCATION OF EXISTING DISTRIBUTION PANEL AND NEW DEVICE WIRING FOR EQUIPMENT, GENERAL OUTLETS AND MISC MECH ETC | Deltec Electric Ltd
NULL | NULL | NULL | Electrical Permit | NULL | NULL | Draft | NULL | NULL
NULL | NULL | NULL | Electrical Permit | NULL | NULL | Draft | NULL | NULL
NULL | NULL | NULL | Electrical Permit | NULL | NULL | Draft | NULL | NULL
NULL | NULL | NULL | Electrical Permit | Commercial | NULL | Draft | Annual / Operating - No work to be done. Annual operating permit only. | NULL
NULL | NULL | NULL | Plumbing Permit | NULL | NULL | Draft | NULL | NULL
NULL | NULL | NULL | Plumbing Permit | Commercial | Renovation | Draft | Commercial - Domestic Water Piping Replacement | Piperun Plumbing & Mechanical Ltd
EP-2023-04075 | 2023-05-10 | NULL | Electrical Permit | Commercial | Renovation | Cancelled | Installation / Repair - Commercial - Remove and replace street light. | Bay Hill Contracting Ltd
NULL | NULL | NULL | Electrical Permit | NULL | NULL | Draft | NULL | NULL
NULL | NULL | NULL | Mechanical Permit | NULL | NULL | Draft | NULL | NULL
NULL | NULL | NULL | Electrical Permit | NULL | NULL | Withdrawn | NULL | NULL
NULL | NULL | NULL | Electrical Permit | NULL | NULL | Draft | NULL | NULL
NULL | NULL | NULL | Mechanical Permit | NULL | NULL | Draft | NULL | NULL
NULL | NULL | NULL | Electrical Permit | NULL | Addition | Draft | Installation / Repair - - WIRING AND INSTALL CAR CHARGER | NULL
NULL | NULL | NULL | Gas Permit | Residential | Renovation | Draft | Residential - Replacing boiler | NULL
NULL | NULL | NULL | Mechanical Permit | NULL | NULL | Withdrawn | NULL | NULL
NULL | NULL | NULL | Electrical Permit | NULL | NULL | Withdrawn | NULL | NULL
NULL | NULL | NULL | Electrical Permit | NULL | NULL | Draft | NULL | NULL
NULL | NULL | NULL | Electrical Permit | NULL | NULL | Draft | NULL | NULL
NULL | NULL | NULL | Gas Permit | Residential | Renovation | Draft | Residential - Installation of 1 gas fireplace - venting and hook up only | NULL
NULL | NULL | NULL | Gas Permit | NULL | NULL | Draft | NULL | NULL
NULL | NULL | NULL | Electrical Permit | NULL | NULL | Withdrawn | NULL | NULL
NULL | NULL | NULL | Plumbing Permit | Commercial | Renovation | Draft | Commercial - Renovation of warehouse area -Installation of washing machine trap arm drainage -Installation of utility sink trap arm -Installation of fixture drain to nearby waste stack -Installation of utility sink & faucet -Installation of washing machine | NULL
NULL | NULL | NULL | Sprinkler Permit | NULL | NULL | Draft | NULL | NULL
NULL | NULL | NULL | Gas Permit | NULL | NULL | Draft | NULL | DISPATCH PLUMBING INC
NULL | NULL | NULL | Electrical Permit | NULL | NULL | Draft | NULL | NULL
NULL | NULL | NULL | Electrical Permit | NULL | NULL | Draft | NULL | NULL
NULL | NULL | NULL | Electrical Permit | Commercial | New | Draft | Temporary Power - Commercial - To provide temporary power. NOTE: Work authorized by this permit is for placement of a temporary power pole only and does not authorize any site construction and/or excavation. A separate Building Permit will be required prior to commencement of any other work on this site. | Ozz Electric BC Inc
NULL | NULL | NULL | Electrical Permit | NULL | NULL | Draft | NULL | NULL
NULL | NULL | NULL | Plumbing Permit | NULL | NULL | Draft | NULL | NULL
EP-2023-04100 | 2023-05-23 | NULL | Electrical Permit | Residential | Renovation | Completed | Installation / Repair - Residential - Install an EV charger at stall #301. There are existing EV chargers coming off of the house panel, with electrical meters installed. The modification is quite recent so the calculation would be nearly identical, aside from adding a single EV charger to their system. According to the old contractor, future installations were accounted for in their calculation. | EZ BC Electric Ltd
NULL | NULL | NULL | Electrical Permit | NULL | NULL | Withdrawn | Installation / Repair - | NULL
NULL | NULL | NULL | Gas Permit | NULL | NULL | Draft | NULL | NULL
NULL | NULL | NULL | Sprinkler Permit | NULL | NULL | Draft | NULL | NULL
NULL | NULL | NULL | Electrical Permit | NULL | NULL | Draft | NULL | NULL
NULL | NULL | NULL | Mechanical Permit | NULL | NULL | Draft | NULL | NULL
NULL | NULL | NULL | Electrical Permit | NULL | NULL | Withdrawn | NULL | NULL
NULL | NULL | NULL | Electrical Permit | Residential | Renovation | Draft | Installation / Repair - Residential - 200-AMP service upgrade. | NULL
NULL | NULL | NULL | Plumbing Permit | NULL | NULL | Withdrawn | NULL | NULL
NULL | NULL | NULL | Electrical Permit | Residential | New | Draft | Temporary Power - Residential - To provide temporary power. | NULL
EP-2023-04120 | 2023-05-11 | NULL | Electrical Permit | Commercial | New | Issued | Installation / Repair - Commercial - Supply and install (1) new 200A 120/240V service, new traffic signal with (4) 40W LED lights, (3) 36W lights with 25W PEDs and (1) 36W Light. Main St and 32 Ave (Approx) AMEND: NOV 23, 2023 NEW SERVICE SELECTION | Bay Hill Contracting Ltd
NULL | NULL | NULL | Gas Permit | NULL | NULL | Draft | NULL | NULL
NULL | NULL | NULL | Mechanical Permit | NULL | NULL | Draft | NULL | NULL
NULL | NULL | NULL | Electrical Permit | NULL | NULL | Draft | NULL | NULL
NULL | NULL | NULL | Plumbing Permit | NULL | NULL | Draft | NULL | NULL
NULL | NULL | NULL | Gas Permit | Residential | Addition | Draft | Residential - Installing a fixed, outdoor natural gas fireplace using an existing gas outlet (i.e., the home has a gas outlet installed--the fireplace will be plugged into the existing outlet). | NULL
NULL | NULL | NULL | Gas Permit | Residential | Renovation | Draft | Residential - Furnace replacement | NULL
NULL | NULL | NULL | Electrical Permit | Residential | New | Withdrawn | Installation / Repair - Residential - Laneway house wiring and finishing | NULL
NULL | NULL | NULL | Plumbing Permit | Residential | Renovation | Withdrawn | Residential - Everything has been completed by another contractor. I am pulling the permit and correcting any deficiencies. | NULL
NULL | NULL | NULL | Plumbing Permit | NULL | NULL | Withdrawn | NULL | NULL
NULL | NULL | NULL | Plumbing Permit | Residential | New | Draft | Residential - Sump installation | NULL
NULL | NULL | NULL | Gas Permit | NULL | NULL | Withdrawn | NULL | NULL
NULL | NULL | NULL | Gas Permit | Residential | Renovation - Dwelling Unit(s) only | Draft | Residential - Replace the old boiler by a high efficiency boiler, replace the old hot water tank by a high efficiency tankless water heater | NULL
NULL | NULL | NULL | Sprinkler Permit | Commercial | Tenant Improvement | Draft | Commercial - Relocate heads due to removal of ceilings and walls. | NULL
EP-2023-04149 | NULL | NULL | Electrical Permit | Commercial | New | Withdrawn | Installation / Repair - Commercial - Low voltage in suite wiring , alarm system and CCTV | Smart-Tek Communications Inc
NULL | NULL | NULL | Plumbing Permit | NULL | NULL | Draft | NULL | PML Professional Mechanical Ltd
NULL | NULL | NULL | Electrical Permit | Residential | Addition | Draft | Installation / Repair - Residential - add EV charger in garage through underground of back cement walkway | NULL
NULL | NULL | NULL | Plumbing Permit | NULL | NULL | Draft | NULL | NULL
EP-2023-04167 | 2023-05-12 | NULL | Electrical Permit | Commercial | Renovation | Completed | Installation / Repair - Commercial - Install conduits for new traffic controller. Wiring by others, hydro connection by other. | Continental Power Services (1987) Ltd
NULL | NULL | NULL | Electrical Permit | NULL | NULL | Withdrawn | NULL | NULL
NULL | NULL | NULL | Electrical Permit | Commercial | NULL | Withdrawn | Annual / Operating - Maintenance of existing electrical systems. | Modern Niagara Vancouver Inc
EP-2023-04155 | 2023-05-12 | NULL | Electrical Permit | Commercial | NULL | Expired | Movie Set / Filming - To allow for Movie Set/Filming Applicant shall provide completed Contractor Declaration form, and dates of filming and associated location(s) to csinspection.clerks@vancouver.ca prior to the commencement of filming. Visit vancouver.ca/inspections for more details. | Fourth Down Productions Inc
NULL | NULL | NULL | Mechanical Permit | NULL | NULL | Withdrawn | NULL | NULL
NULL | NULL | NULL | Gas Permit | NULL | NULL | Draft | NULL | Reid Brothers Plumbing & Heating Ltd
NULL | NULL | NULL | Electrical Permit | NULL | NULL | Draft | NULL | NULL
NULL | NULL | NULL | Gas Permit | Residential | Renovation - Dwelling Unit(s) only | Draft | Residential - Update old boiler to a high efficiency boiler, and update hot water tank to a high efficiency tankless water heater | NULL
NULL | NULL | NULL | Gas Permit | Residential | New | Draft | Residential | NULL
NULL | NULL | NULL | Electrical Permit | Commercial | NULL | Draft | Annual / Operating | NULL
NULL | NULL | NULL | Gas Permit | Residential | Renovation - Dwelling Unit(s) only | Draft | Residential - Upgrade rediant heating system, including one boiler and one in-direct hot water tank. | NULL
NULL | NULL | NULL | Gas Permit | Residential | Renovation - Dwelling Unit(s) only | Draft | Residential - Upgrade heating system, including one high efficiency boiler and one in-direct hot water tank | NULL
NULL | NULL | NULL | Electrical Permit | NULL | NULL | Withdrawn | NULL | NULL
NULL | NULL | NULL | Electrical Permit | NULL | NULL | Draft | NULL | NULL
NULL | NULL | NULL | Electrical Permit | Residential | New | Draft | Installation / Repair - Residential - complete new wiring and finishing | NULL
NULL | NULL | NULL | Electrical Permit | NULL | NULL | Draft | NULL | NULL
NULL | NULL | NULL | Electrical Permit | Residential | Renovation | Draft | Installation / Repair - Residential - Adding Pot Lights and Outlets in studio | Paul A Schipizky
NULL | NULL | NULL | Electrical Permit | NULL | Tenant Improvement | Draft | Installation / Repair - - add EV charger in garage from house panel through underground of concrete walk way of back yard | KOON-KAU LI
NULL | NULL | NULL | Sprinkler Permit | NULL | NULL | Draft | NULL | NULL
NULL | NULL | NULL | Plumbing Permit | NULL | NULL | Draft | NULL | Max Fire Pro Ltd
NULL | NULL | NULL | Electrical Permit | Residential | NULL | Withdrawn | Installation / Repair - Residential - Fix Emily knob was detached from the house | NULL
NULL | NULL | NULL | Mechanical Permit | NULL | NULL | Draft | NULL | NULL
NULL | NULL | NULL | Gas Permit | NULL | NULL | Draft | NULL | NULL
NULL | NULL | NULL | Gas Permit | NULL | NULL | Draft | NULL | NULL
NULL | NULL | NULL | Mechanical Permit | NULL | NULL | Draft | NULL | NULL
NULL | NULL | NULL | Electrical Permit | Commercial | NULL | Draft | Annual / Operating | NULL
NULL | NULL | NULL | Electrical Permit | Commercial | New | Draft | Installation / Repair - Commercial - Install 1 Intercom device and Intrusion System. NO MAGLOCKS Site Contact - Rajinder Gill/6043299754/rgill@paladintechnologies.com | NULL
NULL | NULL | NULL | Electrical Permit | Commercial | Renovation | Draft | Installation / Repair - Commercial - Repair electrical damage due to fire | NULL
NULL | NULL | NULL | Electrical Permit | NULL | NULL | Draft | NULL | NULL
NULL | NULL | NULL | Electrical Permit | Commercial | New | Draft | Installation / Repair - Commercial - Installing heat pump | Haben Weldu
NULL | NULL | NULL | Electrical Permit | NULL | NULL | Draft | NULL | NULL
NULL | NULL | NULL | Electrical Permit | Commercial | NULL | Draft | Annual / Operating - Electrical maintenance | NULL
NULL | NULL | NULL | Electrical Permit | NULL | NULL | Draft | Installation / Repair - | NULL
NULL | NULL | NULL | Plumbing Permit | Commercial | Renovation | Draft | Commercial - Re and re bathtub | NULL
NULL | NULL | NULL | Electrical Permit | Commercial | NULL | Draft | Annual / Operating - Regular or ongoing maintenance | Chambers Electrical Corp
NULL | NULL | NULL | Gas Permit | Residential | New | Draft | Residential - Installation of 1 gas fireplace - venting and hook up only | NULL
NULL | NULL | NULL | Electrical Permit | Commercial | Renovation - Dwelling Unit(s) only | Withdrawn | Installation / Repair - Commercial - install recessed pot lights in drop ceiling | Nelcan Electric Ltd
NULL | NULL | NULL | Plumbing Permit | NULL | NULL | Draft | NULL | NULL
NULL | NULL | NULL | Sprinkler Permit | NULL | NULL | Draft | NULL | NULL
NULL | NULL | NULL | Electrical Permit | NULL | NULL | Draft | NULL | NULL
NULL | NULL | NULL | Gas Permit | NULL | Tenant Improvement | Withdrawn | NULL | Wah Fai Plumbing & Heating Inc
NULL | NULL | NULL | Mechanical Permit | NULL | NULL | Withdrawn | NULL | NULL
NULL | NULL | NULL | Gas Permit | Commercial | New | Draft | Commercial - Removing broken deep fryer and replacing with new fryer | NULL
NULL | NULL | NULL | Mechanical Permit | NULL | NULL | Draft | NULL | NULL
NULL | NULL | NULL | Plumbing Permit | NULL | NULL | Draft | NULL | NULL
NULL | NULL | NULL | Electrical Permit | NULL | NULL | Withdrawn | NULL | NULL
NULL | NULL | NULL | Gas Permit | NULL | NULL | Draft | NULL | NULL
NULL | NULL | NULL | Plumbing Permit | Commercial | Renovation | Draft | Commercial - above ground work , rough-in water and finishing | NULL
NULL | NULL | NULL | Electrical Permit | NULL | NULL | Draft | NULL | NULL
NULL | NULL | NULL | Electrical Permit | Commercial | Tenant Improvement | Withdrawn | Installation / Repair - Commercial - Install new 200amp service, install fire alarm pull station and exit sign - the building owner divides one space in two space, so this means one new front door. That way we are installing one new pull station for new tenant >BP: Exterior and interior alterations to demise this existing retail unit into 3 units on the ground floor of this existing mixed-use building. Ok for the exterior alterations per Karen (POD) OK for field review per Mahmoud Valizadehasl Letters of assurance submitted: Sch B (Arch): Joel Schwartz, P.Eng., 604.320.1999 Sch B (Strc): Vincent W Liu, P.Eng., 778.889.6768 Addressing Notes: #701, #703, #705 SW Marine Drive. #701 has divided into 3 units, #703 & #705 have been assigned to the newly created spaces and #701 retained for the remaining space. #701, #703 & #705 are to be posted as shown on the approved plans & clearly visible from the street prior to final inspection. Notes: 1. Energy upgrade triggers: E2 - Lighting - Upgrade to Local Control (per 9.4.1.1.(a) of ASHRAE 90.1-2016) 2. This building is sprinklered. DBI to determine if Sprinkler permit is required for this scope of work. | Marcel Electric Inc
NULL | NULL | NULL | Mechanical Permit | NULL | NULL | Draft | NULL | Karan Plumbing & Heating Ltd
NULL | NULL | NULL | Electrical Permit | NULL | NULL | Draft | NULL | NULL
NULL | NULL | NULL | Electrical Permit | Residential | New | Draft | Installation / Repair - Residential - Pre wire and completion of alarm,telus,tv,internet and intercom | NULL
NULL | NULL | NULL | Electrical Permit | Commercial | Renovation | Draft | Installation / Repair - Commercial - kitchen and bathroom renovation and installing some pot lights. Interior alterations to provide improvements to this existing multiple dwelling building on this site. Scope of work: Re and re kitchen cabinetry and appliances, bathroom updates in the main and upper floor, new washroom in the basement, interior walls & doors, plumbing fixtures & electrical work. **Amend 01/06/2023** add heat pump to my permit and add $600 load calculation for the house: Basic load: 2500 Watt Stove: 6000 Watt H.W.T. 6000watt B.B.H. 1000watt Heat Pump 9000watt Dryer 1250watt Total: 25750watt Electrical Panel is 3 phase 100 A so I=71.6 ampere and basically we replace most of baseboard heaters with heat pump. Heat pump will be located back of the house , Please see attachment . Amend: Jan 12, 2023 Load Calculation >>>>>>>>>Amend: April 13th, 2023 -load calculation was uploaded on January 11th -however the increase in cost of installation from Dec. 23rd request: "I want to add heat pump to my permit and add $600 for the extra job.." -$600 was not added to this permit at that time it has been added but there are no additional fees due as it is in the same fees category | Amir Hossein Rastjoo
NULL | NULL | NULL | Gas Permit | Residential | Renovation | Draft | Residential - install tankless hot water | NULL
NULL | NULL | NULL | Gas Permit | Residential | Renovation | Draft | Residential - TANKLESS TANK | NULL
NULL | NULL | NULL | Sprinkler Permit | NULL | NULL | Draft | NULL | NULL
NULL | NULL | NULL | Plumbing Permit | Commercial | New | Draft | Commercial - >>>>Underground drainage work.<<<< The underground works include footing drain as well as parkade drain.. > Construction of a 6-storey office building with 6 basement parking levels and ground level commercial units. STAGED CONSTRUCTION, SHELL PERMIT Stage I: excavation/ shoring and foundation to grade including station head house. This stage excludes critical Rainwater Management systems. (issued Dec.10, 2020). | Modern Niagara Vancouver Inc
NULL | NULL | NULL | Gas Permit | Residential | Renovation | Draft | Residential - GAS | NULL
NULL | NULL | NULL | Electrical Permit | Commercial | New | Withdrawn | Interim - Commercial - Project takeover from Springbok, finish partially completed installation including: Civil conduit, distribution, wiring devices, fixture installation (lighting, devices, fire alarm) | NULL
NULL | NULL | NULL | Electrical Permit | NULL | NULL | Draft | NULL | NULL
NULL | NULL | NULL | Mechanical Permit | NULL | NULL | Draft | NULL | NULL
NULL | NULL | NULL | Electrical Permit | NULL | NULL | Draft | NULL | NULL
NULL | NULL | NULL | Plumbing Permit | NULL | NULL | Draft | NULL | NULL
NULL | NULL | NULL | Electrical Permit | Commercial | NULL | Draft | Annual / Operating - Lighting repairs and maintenance of existing LED fixtures installed in site upgrade | NULL
NULL | NULL | NULL | Electrical Permit | NULL | NULL | Withdrawn | NULL | NULL
NULL | NULL | NULL | Mechanical Permit | NULL | NULL | Withdrawn | NULL | NULL
NULL | NULL | NULL | Electrical Permit | NULL | NULL | Withdrawn | NULL | NULL
NULL | NULL | NULL | Plumbing Permit | Residential | New | Draft | Residential - Perimeter Drain tile and rain water leaders for new house | NULL
NULL | NULL | NULL | Plumbing Permit | NULL | NULL | Draft | NULL | Alma Plumbing & Heating Ltd
NULL | NULL | NULL | Electrical Permit | NULL | NULL | Withdrawn | NULL | NULL
NULL | NULL | NULL | Electrical Permit | NULL | NULL | Draft | NULL | NULL
NULL | NULL | NULL | Electrical Permit | NULL | NULL | Withdrawn | NULL | NULL
NULL | NULL | NULL | Electrical Permit | Commercial | NULL | Draft | Annual / Operating | NULL
NULL | NULL | NULL | Electrical Permit | NULL | NULL | Draft | NULL | NULL
NULL | NULL | NULL | Plumbing Permit | NULL | NULL | Draft | NULL | Pitt Meadows Plumbing & Mechanical Systems (2001) Ltd
NULL | NULL | NULL | Electrical Permit | NULL | NULL | Draft | NULL | NULL
NULL | NULL | NULL | Electrical Permit | NULL | NULL | Draft | NULL | NULL
NULL | NULL | NULL | Sprinkler Permit | NULL | NULL | Draft | NULL | NULL
NULL | NULL | NULL | Mechanical Permit | NULL | NULL | Draft | NULL | NULL
NULL | NULL | NULL | Electrical Permit | Commercial | Tenant Improvement | Draft | Installation / Repair - Commercial - Adding a couple new branch circuits for new receptacles in office | Modern Electric Inc
NULL | NULL | NULL | Electrical Permit | Commercial | NULL | Draft | Annual / Operating - Ready mix concrete batching plant and office | NULL
NULL | NULL | NULL | Mechanical Permit | NULL | NULL | Withdrawn | NULL | NULL
NULL | NULL | NULL | Mechanical Permit | NULL | NULL | Withdrawn | NULL | NULL
NULL | NULL | NULL | Electrical Permit | Residential | Addition | Draft | Installation / Repair - Residential - Power for AC system. | NULL
NULL | NULL | NULL | Mechanical Permit | NULL | NULL | Draft | NULL | NULL
NULL | NULL | NULL | Plumbing Permit | Commercial | Renovation | Draft | Commercial - minor water piping, sanitary piping alterations to units | NULL
NULL | NULL | NULL | Electrical Permit | Commercial | NULL | Draft | Annual / Operating | NULL
NULL | NULL | NULL | Electrical Permit | Commercial | NULL | Draft | Annual / Operating | NULL
NULL | NULL | NULL | Plumbing Permit | NULL | NULL | Draft | NULL | NULL
NULL | NULL | NULL | Gas Permit | NULL | NULL | Draft | NULL | Maple Furnace Heating & Air Conditioning
NULL | NULL | NULL | Electrical Permit | NULL | NULL | Draft | NULL | NULL
NULL | NULL | NULL | Gas Permit | Residential | Addition | Withdrawn | Residential - Outdoor fireplace. Underground run of plastic approved piping with steel risers from meter to location (25') | NULL
NULL | NULL | NULL | Gas Permit | Residential | Addition | Withdrawn | Residential - gas fireplace outdoor. underground line with risers from main | NULL
NULL | NULL | NULL | Plumbing Permit | NULL | NULL | Draft | NULL | Cameron Carleton Beals
NULL | NULL | NULL | Gas Permit | Residential | New | Draft | Residential - Install 2 gas fireplaces | JOT MECHANICAL LTD
NULL | NULL | NULL | Plumbing Permit | Residential | New | Draft | Residential - fixtures | East West Plumbing (2007) Ltd
NULL | NULL | NULL | Plumbing Permit | NULL | NULL | Draft | NULL | East West Plumbing (2007) Ltd
NULL | NULL | NULL | Plumbing Permit | Residential | New | Draft | Residential - fixture | East West Plumbing (2007) Ltd
NULL | NULL | NULL | Plumbing Permit | NULL | NULL | Draft | NULL | NULL
NULL | NULL | NULL | Plumbing Permit | NULL | NULL | Withdrawn | NULL | NULL
NULL | NULL | NULL | Plumbing Permit | NULL | NULL | Withdrawn | NULL | NULL
NULL | NULL | NULL | Gas Permit | Residential | Renovation - Dwelling Unit(s) only | Draft | Residential - Upgrade one boiler to a high efficiency boiler and one tank to a high efficiency tankless water heater | NULL
NULL | NULL | NULL | Electrical Permit | Commercial | Renovation | Draft | Installation / Repair - Commercial - Supply and replace LED 2x4 panel lighting fixtures. | INTROPROELECTRIC INC
NULL | NULL | NULL | Electrical Permit | NULL | NULL | Draft | NULL | NULL
NULL | NULL | NULL | Electrical Permit | NULL | NULL | Draft | NULL | NULL
NULL | NULL | NULL | Electrical Permit | NULL | NULL | Draft | NULL | NULL
NULL | NULL | NULL | Electrical Permit | Commercial | Renovation | Draft | Installation / Repair - Commercial - Re and Re LED existing fixture for LED light fixtures | NULL
NULL | NULL | NULL | Electrical Permit | Commercial | Addition | Draft | Installation / Repair - Commercial - Pull and supply (x2) new 15 amp circuits from panel to supplied duplexes and quads within mobile table. Supply and install cab tire from existing ceiling power to vignette. Run (x1) new 15 amp circuit for exterior LED sign. | NULL
NULL | NULL | NULL | Mechanical Permit | NULL | NULL | Withdrawn | NULL | NULL
NULL | NULL | NULL | Electrical Permit | NULL | NULL | Draft | NULL | NULL
NULL | NULL | NULL | Plumbing Permit | NULL | NULL | Draft | NULL | Vanguard Mechanical Ltd
NULL | NULL | NULL | Electrical Permit | Residential | NULL | Withdrawn | Installation / Repair - Residential - Repair Emily knob attached from the house | NULL
NULL | NULL | NULL | Electrical Permit | Residential | NULL | Withdrawn | Installation / Repair - Residential - Repair Emily knob detached from house | NULL
NULL | NULL | NULL | Mechanical Permit | NULL | NULL | Withdrawn | NULL | NULL
EP-2023-05129 | NULL | NULL | Electrical Permit | Residential | New | Withdrawn | Installation / Repair - Residential - To provide a emergency indoor Public radio systems (Ecom/DAS) This Systems will include the supply and installation of a low voltage Communication system. | NULL
NULL | NULL | NULL | Electrical Permit | NULL | NULL | Draft | NULL | NULL
NULL | NULL | NULL | Sprinkler Permit | NULL | NULL | Withdrawn | NULL | Glacier Fire Protection Ltd
NULL | NULL | NULL | Electrical Permit | NULL | NULL | Draft | NULL | NULL
NULL | NULL | NULL | Electrical Permit | Commercial | NULL | Draft | Annual / Operating | NULL
NULL | NULL | NULL | Plumbing Permit | NULL | NULL | Draft | NULL | Lisi Mechanical Contractors Ltd
NULL | NULL | NULL | Plumbing Permit | NULL | NULL | Draft | NULL | NULL
NULL | NULL | NULL | Mechanical Permit | NULL | NULL | Withdrawn | NULL | NULL
NULL | NULL | NULL | Mechanical Permit | NULL | NULL | Draft | NULL | NULL
NULL | NULL | NULL | Sprinkler Permit | NULL | NULL | Draft | NULL | NULL
NULL | NULL | NULL | Electrical Permit | Commercial | NULL | Draft | Annual / Operating | NULL
NULL | NULL | NULL | Electrical Permit | Residential | New | Draft | Installation / Repair - Residential - New wiring and finishing | NULL
NULL | NULL | NULL | Sprinkler Permit | NULL | NULL | Draft | NULL | Alco Fire Protection Ltd
NULL | NULL | NULL | Mechanical Permit | NULL | NULL | Draft | NULL | NULL
NULL | NULL | NULL | Electrical Permit | Commercial | Renovation | Draft | Installation / Repair - Commercial - Supply and install all electrical panels, lighting and devices for Cath Labs 1 & 2. | Status Electrical Corporation
NULL | NULL | NULL | Plumbing Permit | NULL | NULL | Draft | NULL | Webir Automation & Control Services Ltd
NULL | NULL | NULL | Mechanical Permit | NULL | NULL | Draft | NULL | Webir Automation & Control Services Ltd
NULL | NULL | NULL | Gas Permit | Residential | Renovation | Draft | Residential - Replacing existing 399,000 BTU hot water boiler. | Webir Automation & Control Services Ltd
NULL | NULL | NULL | Plumbing Permit | NULL | NULL | Draft | NULL | NULL
NULL | NULL | NULL | Sprinkler Permit | NULL | NULL | Withdrawn | NULL | Glacier Fire Protection Ltd
EP-2023-04378 | 2023-05-18 | NULL | Electrical Permit | Commercial | New | Issued | Installation / Repair - Commercial - Supply and install kiosk, (3) 49W, (5) 23W, (3) 20W and (1) 36W street lighting W 4th Ave and Columbia St including laneway south of W 4th Ave | Bay Hill Contracting Ltd
NULL | NULL | NULL | Electrical Permit | Commercial | NULL | Draft | Movie Set / Filming - To allow for Movie Set/Filming Applicant shall provide completed Contractor Declaration form, and dates of filming and associated location(s) to csinspection.clerks@vancouver.ca prior to the commencement of filming. Visit vancouver.ca/inspections for more details. | NULL
NULL | NULL | NULL | Electrical Permit | Residential | New | Withdrawn | Temporary Power - Residential - To provide temporary power. | NULL
NULL | NULL | NULL | Sprinkler Permit | NULL | NULL | Draft | NULL | Haven Fire Protection Ltd
NULL | NULL | NULL | Plumbing Permit | Commercial | Tenant Improvement | Draft | Commercial - Addition of new washroom and kitchen sinks on 28th floor. Interior alterations to the north half of the 28th floor of this new office building (first TI). | Enersolv Design & Build Ltd
NULL | NULL | NULL | Gas Permit | Residential | Renovation | Draft | Residential - replace old furnace with a new furnace | NULL
NULL | NULL | NULL | Plumbing Permit | NULL | NULL | Draft | NULL | NULL
NULL | NULL | NULL | Sprinkler Permit | Commercial | Renovation | Draft | Commercial - Adding a new fire sprinkler system for a daycare in an existing 2-storey building. | NULL
NULL | NULL | NULL | Sprinkler Permit | NULL | NULL | Draft | NULL | NULL
NULL | NULL | NULL | Mechanical Permit | NULL | NULL | Draft | NULL | NULL
NULL | NULL | NULL | Sprinkler Permit | Commercial | New | Draft | Commercial - Parkade portion of the below grade and standpipe only To install sprinkler to NFPA13 in the parkade only of the below grade floor and standpipes TO NFPA14 throughout this six (6) storey building consisting of a Social Services Centre (Adult Day Care) on the ground floor and a Community Care Facility Class B with 150 beds on floors two (2) through six (6) all over one level of underground parking with access from Paulson St. This facility will replace the existing Dogwood Facility currently on site. | Glacier Fire Protection Ltd
NULL | NULL | NULL | Electrical Permit | NULL | NULL | Withdrawn | NULL | NULL
NULL | NULL | NULL | Plumbing Permit | Commercial | Tenant Improvement | Draft | Commercial - Delete urinal Re and Re of toilet and sink | NULL
NULL | NULL | NULL | Electrical Permit | NULL | NULL | Withdrawn | NULL | NULL
NULL | NULL | NULL | Electrical Permit | Residential | Renovation | Draft | Installation / Repair - Residential - Upgrade service from 120/240V 100Amp to 120/240V 200Amp. | NULL
NULL | NULL | NULL | Electrical Permit | NULL | NULL | Withdrawn | NULL | NULL
EP-2023-04407 | 2023-05-19 | NULL | Electrical Permit | Commercial | NULL | Expired | Movie Set / Filming - To allow for Movie Set/Filming Applicant shall provide completed Contractor Declaration form, and dates of filming and associated location(s) to csinspection.clerks@vancouver.ca prior to the commencement of filming. Visit vancouver.ca/inspections for more details. | Inkmaster Productions Canada Inc
NULL | NULL | NULL | Plumbing Permit | NULL | NULL | Draft | NULL | NULL
NULL | NULL | NULL | Electrical Permit | Commercial | NULL | Withdrawn | Annual / Operating | NULL
NULL | NULL | NULL | Sprinkler Permit | NULL | NULL | Draft | NULL | NULL
NULL | NULL | NULL | Electrical Permit | Residential | Addition | Draft | Installation / Repair - Residential - installation of 50amp ev charger | NULL
NULL | NULL | NULL | Electrical Permit | Commercial | NULL | Draft | Movie Set / Filming - To allow for Movie Set/Filming Applicant shall provide completed Contractor Declaration form, and dates of filming and associated location(s) to csinspection.clerks@vancouver.ca prior to the commencement of filming. Visit vancouver.ca/inspections for more details. | NULL
NULL | NULL | NULL | Electrical Permit | Residential | Addition | Draft | Installation / Repair - Residential - Installation of 50amp ev charger | NULL
NULL | NULL | NULL | Electrical Permit | NULL | NULL | Draft | NULL | NULL
NULL | NULL | NULL | Electrical Permit | NULL | NULL | Draft | NULL | NULL
NULL | NULL | NULL | Electrical Permit | NULL | NULL | Draft | NULL | NULL
NULL | NULL | NULL | Mechanical Permit | NULL | NULL | Draft | NULL | NULL
EP-2023-04424 | 2023-05-23 | NULL | Electrical Permit | Commercial | New | Cancelled | Installation / Repair - Commercial - Existing Shaw power supply to provide additional 120/240v, 30amp wiring in new Metering equipment of Existing Shaw Power Supply located high on BC Hydro Pole close to premises. Existing wiring of 30amp, 120volt, 2wire,1ph changed to accommodate new meter equipment 30amp, 120/240v, 3wire, 1ph. See attached Documents. Call project manager Mirko if needed 604-861-1295. | Harbourview Electric Ltd
EP-2023-04425 | 2023-05-23 | NULL | Electrical Permit | Commercial | New | Completed | Installation / Repair - Commercial - Existing Shaw power supply to provide additional 120/240v, 30amp wiring in new Metering equipment of Existing Shaw Power Supply located high on BC Hydro Pole close to premises. Existing wiring of 30amp, 120volt, 2wire,1ph changed to accommodate new meter equipment 30amp, 120/240v, 3wire, 1ph. See attached Documents. Call project manager Mirko if needed 604-861-1295. | Harbourview Electric Ltd
NULL | NULL | NULL | Electrical Permit | Commercial | NULL | Draft | Movie Set / Filming - To allow for Movie Set/Filming Applicant shall provide completed Contractor Declaration form, and dates of filming and associated location(s) to csinspection.clerks@vancouver.ca prior to the commencement of filming. Visit vancouver.ca/inspections for more details. | NULL
EP-2023-04437 | 2023-05-24 | NULL | Electrical Permit | Commercial | NULL | Expired | Movie Set / Filming - To allow for Movie Set/Filming Applicant shall provide completed Contractor Declaration form, and dates of filming and associated location(s) to csinspection.clerks@vancouver.ca prior to the commencement of filming. Visit vancouver.ca/inspections for more details. | Suneeva
EP-2023-04830 | 2023-06-01 | NULL | Electrical Permit | Commercial | New | Issued | Installation / Repair - Commercial - New service Kioks, U/G conduit for traffic signal, communication and streetlight wiring, associated in ground junction boxes, Installation & wiring of new streetlights, replacement of existing streetlights. 2601 E HASTINGS ST Amend: June 2nd, 2023 revise FSR Class from A to B | HighAngle Electrical Inc
NULL | NULL | NULL | Electrical Permit | Commercial | NULL | Draft | Annual / Operating - Annual Operating Permit Renewal of EP-2022-04594 Valid: May 15, 2022 - May 15, 2023 | Canem Systems Ltd
NULL | NULL | NULL | Gas Permit | Residential | Renovation | Draft | Residential - remove old Furnace | NULL
NULL | NULL | NULL | Gas Permit | NULL | NULL | Withdrawn | NULL | NULL
EP-2023-04563 | NULL | NULL | Electrical Permit | Commercial | New | Application Incomplete | Installation / Repair - Commercial - Access Control, CCTV, Structured cabling, AV, NO MAGLOCKS Site Contact - 604 922 9203 – Amir Hejazi | NULL
NULL | NULL | NULL | Electrical Permit | NULL | NULL | Draft | NULL | NULL
NULL | NULL | NULL | Electrical Permit | NULL | NULL | Draft | NULL | NULL
NULL | NULL | NULL | Gas Permit | NULL | NULL | Draft | NULL | Han Appliances & Refrigeration Ltd
NULL | NULL | NULL | Sprinkler Permit | NULL | NULL | Draft | NULL | NULL
NULL | NULL | NULL | Plumbing Permit | NULL | NULL | Draft | NULL | NULL
NULL | NULL | NULL | Plumbing Permit | Residential | Addition | Draft | Residential - Plumbing | NULL
NULL | NULL | NULL | Plumbing Permit | Residential | Addition | Draft | Residential - Plumbing | NULL
NULL | NULL | NULL | Electrical Permit | Residential | Renovation | Withdrawn | Installation / Repair - Residential - Renovation | NULL
NULL | NULL | NULL | Sprinkler Permit | NULL | NULL | Draft | NULL | NULL
NULL | NULL | NULL | Electrical Permit | NULL | NULL | Draft | NULL | NULL
NULL | NULL | NULL | Gas Permit | NULL | NULL | Draft | NULL | NULL
NULL | NULL | NULL | Plumbing Permit | Commercial | Tenant Improvement | Draft | Commercial - Backflow preventer’s | Aminollah Naimi Shishavan
EP-2023-04467 | 2023-05-23 | NULL | Electrical Permit | Commercial | NULL | Expired | Movie Set / Filming - To allow for Movie Set/Filming Applicant shall provide completed Contractor Declaration form, and dates of filming and associated location(s) to csinspection.clerks@vancouver.ca prior to the commencement of filming. Visit vancouver.ca/inspections for more details. | ANIB Productions BC Inc
NULL | NULL | NULL | Electrical Permit | NULL | NULL | Withdrawn | NULL | NULL
NULL | NULL | NULL | Plumbing Permit | NULL | NULL | Withdrawn | NULL | NULL
NULL | NULL | NULL | Sprinkler Permit | NULL | NULL | Draft | NULL | NULL
NULL | NULL | NULL | Electrical Permit | NULL | NULL | Draft | NULL | NULL
NULL | NULL | NULL | Electrical Permit | Residential | Renovation | Draft | Installation / Repair - Residential - Upgrade 100Amp 120/240V to 200Amp 120/240V service | NULL
NULL | NULL | NULL | Sprinkler Permit | NULL | NULL | Draft | NULL | NULL
NULL | NULL | NULL | Plumbing Permit | Commercial | New | Draft | Commercial - Installation of a DCVA on the premises isolation potable water supply downstream of the water meter and meter bypass as per accordance with City of Vancouver Engineering Services letter of April 12, 2023. | Xpert Mechanical
NULL | NULL | NULL | Electrical Permit | Residential | New | Draft | Installation / Repair - Residential - Low voltage installation for landeway house | Opticnet Communications Inc
NULL | NULL | NULL | Gas Permit | NULL | NULL | Draft | NULL | Reid Brothers Plumbing & Heating Ltd
NULL | NULL | NULL | Electrical Permit | Commercial | NULL | Draft | Annual / Operating | NULL
NULL | NULL | NULL | Sprinkler Permit | NULL | NULL | Withdrawn | NULL | NULL
NULL | NULL | NULL | Mechanical Permit | NULL | NULL | Withdrawn | NULL | NULL
NULL | NULL | NULL | Plumbing Permit | Residential | New | Draft | Residential - Plumbing and Heating | Sun Star Plumbing & Heating Ltd
NULL | NULL | NULL | Electrical Permit | Residential | Renovation | Withdrawn | Installation / Repair - Residential - Replace the wire from 12/2 awg to 10/3 awg and breaker from 2p 20A to 2P 30A for a new AC unit. | NULL
NULL | NULL | NULL | Gas Permit | NULL | NULL | Withdrawn | NULL | NULL
NULL | NULL | NULL | Electrical Permit | NULL | NULL | Withdrawn | NULL | NULL
NULL | NULL | NULL | Gas Permit | Residential | New | Withdrawn | Residential - 2 boiler 2 bbq 2 range 2 fireplace | NULL
NULL | NULL | NULL | Mechanical Permit | NULL | NULL | Draft | NULL | NULL
NULL | NULL | NULL | Mechanical Permit | NULL | NULL | Withdrawn | NULL | NULL
NULL | NULL | NULL | Electrical Permit | Commercial | NULL | Withdrawn | Annual / Operating | NULL
NULL | NULL | NULL | Electrical Permit | Commercial | NULL | Withdrawn | Annual / Operating - General Maintenance | Red Seal Electric Ltd
NULL | NULL | NULL | Electrical Permit | NULL | NULL | Draft | NULL | NULL
NULL | NULL | NULL | Electrical Permit | NULL | NULL | Draft | NULL | NULL
NULL | NULL | NULL | Electrical Permit | NULL | NULL | Draft | NULL | NULL
NULL | NULL | NULL | Gas Permit | NULL | NULL | Withdrawn | NULL | NULL
NULL | NULL | NULL | Sprinkler Permit | Residential | New | Draft | Residential - Installation of automatic sprinkler system | NULL
NULL | NULL | NULL | Electrical Permit | Commercial | NULL | Draft | Movie Set / Filming - To allow for Movie Set/Filming Applicant shall provide completed Contractor Declaration form, and dates of filming and associated location(s) to csinspection.clerks@vancouver.ca prior to the commencement of filming. Visit vancouver.ca/inspections for more details. | NULL
NULL | NULL | NULL | Plumbing Permit | Residential | New | Draft | Residential - Plumbing | NULL
NULL | NULL | NULL | Sprinkler Permit | NULL | NULL | Draft | NULL | Alco Fire Protection Ltd
NULL | NULL | NULL | Electrical Permit | NULL | NULL | Draft | NULL | NULL
NULL | NULL | NULL | Plumbing Permit | NULL | NULL | Draft | NULL | NULL
NULL | NULL | NULL | Sprinkler Permit | NULL | NULL | Withdrawn | NULL | NULL
NULL | NULL | NULL | Plumbing Permit | Commercial | Addition | Draft | Commercial - Installing Backflows as per Cross Connection Survey | Mainland Plumbing & Heating
NULL | NULL | NULL | Electrical Permit | Residential | Addition | Draft | Installation / Repair - Residential - Install 12x 32A Level 2 Power Shared Chargers to existing EV infrastructure. | Trudel, Daniel, DBA: Electrum Charging Solutions Inc.
NULL | NULL | NULL | Plumbing Permit | NULL | NULL | Withdrawn | NULL | NULL
NULL | NULL | NULL | Plumbing Permit | NULL | NULL | Draft | NULL | NULL
NULL | NULL | NULL | Plumbing Permit | Residential | NULL | Draft | Residential - New house plumbing | Bison Plumbing & Heating Ltd
NULL | NULL | NULL | Sprinkler Permit | NULL | NULL | Draft | NULL | NULL
NULL | NULL | NULL | Electrical Permit | NULL | NULL | Draft | NULL | NULL
NULL | NULL | NULL | Sprinkler Permit | NULL | NULL | Draft | NULL | NULL
NULL | NULL | NULL | Electrical Permit | NULL | NULL | Draft | NULL | NULL
NULL | NULL | NULL | Electrical Permit | NULL | NULL | Draft | NULL | NULL
NULL | NULL | NULL | Electrical Permit | NULL | Renovation | Draft | Installation / Repair - - ccccc | It's On Electric Company Inc
NULL | NULL | NULL | Electrical Permit | Commercial | New | Draft | Installation / Repair - Commercial - Running underground pipes for the city of Vancouver. Run cables for street lights, stand poles, install lights and terminate. -we wont be doing any electrical work on this job. we are just installing the high density duct bank Cypress and 4th Amend: Aug 24, 2022 this should be street lighting Amend: May 03, 2023 -Pull the cables through the raceway and splice -Change out the old street light luminaires for new ones -Drawings for the scope of work attached | Orion Electrical Systems Ltd
NULL | NULL | NULL | Electrical Permit | Commercial | NULL | Draft | Movie Set / Filming - To allow for Movie Set/Filming Applicant shall provide completed Contractor Declaration form, and dates of filming and associated location(s) to csinspection.clerks@vancouver.ca prior to the commencement of filming. Visit vancouver.ca/inspections for more details. | NULL
NULL | NULL | NULL | Electrical Permit | Commercial | NULL | Withdrawn | Annual / Operating | NULL
EP-2023-04552 | 2023-05-24 | NULL | Electrical Permit | Commercial | NULL | Expired | Movie Set / Filming - To allow for Movie Set/Filming Applicant shall provide completed Contractor Declaration form, and dates of filming and associated location(s) to csinspection.clerks@vancouver.ca prior to the commencement of filming. Visit vancouver.ca/inspections for more details. | Filmgroup.tv Ltd
NULL | NULL | NULL | Plumbing Permit | Residential | NULL | Draft | Residential - New house plumbing | Bison Plumbing & Heating Ltd
NULL | NULL | NULL | Plumbing Permit | NULL | NULL | Draft | NULL | NULL
NULL | NULL | NULL | Gas Permit | Commercial | Addition | Withdrawn | Commercial - csdfsfvsfvsfs | NULL
NULL | NULL | NULL | Electrical Permit | NULL | NULL | Draft | NULL | NULL
NULL | NULL | NULL | Electrical Permit | Commercial | Renovation | Draft | Installation / Repair - Commercial - Relocation and installing new plugs and installing LED Ribbon on new back bar Adding data lines and re/re existing fixture locations | NULL
NULL | NULL | NULL | Electrical Permit | NULL | NULL | Draft | NULL | NULL
NULL | NULL | NULL | Electrical Permit | NULL | NULL | Draft | NULL | NULL
NULL | NULL | NULL | Electrical Permit | NULL | NULL | Draft | NULL | NULL
NULL | NULL | NULL | Electrical Permit | NULL | NULL | Draft | NULL | NULL
NULL | NULL | NULL | Electrical Permit | NULL | NULL | Withdrawn | NULL | NULL
NULL | NULL | NULL | Electrical Permit | NULL | NULL | Draft | NULL | NULL
NULL | NULL | NULL | Electrical Permit | NULL | NULL | Draft | NULL | NULL
EP-2023-04570 | NULL | NULL | Electrical Permit | Commercial | NULL | Withdrawn | Special Event - Connect to generator to supply power for stage all circuits GFCI Protected | Riviers Electric Services Inc
NULL | NULL | NULL | Mechanical Permit | NULL | NULL | Draft | NULL | NULL
NULL | NULL | NULL | Plumbing Permit | Commercial | Renovation | Draft | Commercial - Re & re double sink, single sink. | Flash Plumbing & Heating Ltd
NULL | NULL | NULL | Electrical Permit | Commercial | Tenant Improvement | Withdrawn | Installation / Repair - Commercial - Renovation to 2982 to offer a Sm Pharmacy and change use from Office to Healthcare Office | NULL
NULL | NULL | NULL | Sprinkler Permit | NULL | NULL | Draft | NULL | RAHELU PLUMBING & HEATING LTD.
NULL | NULL | NULL | Plumbing Permit | Residential | Renovation | Draft | Residential - plumbing | NULL
NULL | NULL | NULL | Mechanical Permit | NULL | NULL | Draft | NULL | NULL
NULL | NULL | NULL | Plumbing Permit | NULL | NULL | Draft | NULL | NULL
NULL | NULL | NULL | Gas Permit | NULL | NULL | Draft | NULL | NULL
NULL | NULL | NULL | Plumbing Permit | NULL | NULL | Withdrawn | NULL | NULL
NULL | NULL | NULL | Sprinkler Permit | Residential | New | Draft | Residential - Install sprinklers in duplex | NULL
NULL | NULL | NULL | Sprinkler Permit | NULL | NULL | Draft | NULL | NULL
NULL | NULL | NULL | Electrical Permit | NULL | NULL | Draft | NULL | NULL
NULL | NULL | NULL | Electrical Permit | Residential | Renovation | Withdrawn | Installation / Repair - Residential - Relocation of 200 amp residential service from overhead to underground | NULL
NULL | NULL | NULL | Mechanical Permit | NULL | NULL | Draft | NULL | NULL
NULL | NULL | NULL | Plumbing Permit | NULL | NULL | Draft | NULL | NULL
NULL | NULL | NULL | Plumbing Permit | Residential | New | Draft | Residential - New house Plumbing | Bison Plumbing & Heating Ltd
NULL | NULL | NULL | Plumbing Permit | Residential | New | Draft | Residential - Backflow preventer installed for irrigation system | NULL
NULL | NULL | NULL | Plumbing Permit | Residential | New | Draft | Residential - Backflow preventer installation for irrigatio | Gregory Burdett
NULL | NULL | NULL | Plumbing Permit | Commercial | Tenant Improvement | Draft | Commercial - Demo, install insulated copper water pipe, upgrade water distribution piping, Fixture installation | NULL
NULL | NULL | NULL | Mechanical Permit | NULL | NULL | Draft | NULL | NULL
NULL | NULL | NULL | Plumbing Permit | Commercial | Tenant Improvement | Draft | Commercial - Demo, Install insulated copper water pipe, upgrade water distribution system piping, fixture installation | NULL
NULL | NULL | NULL | Sprinkler Permit | NULL | NULL | Draft | NULL | NULL
EP-2023-04614 | NULL | NULL | Electrical Permit | Commercial | NULL | Application Incomplete | Special Event - Supply generator for powering stage all circuits are GFCI protected | Riviers Electric Services Inc
NULL | NULL | NULL | Electrical Permit | NULL | NULL | Draft | NULL | NULL
NULL | NULL | NULL | Plumbing Permit | NULL | NULL | Draft | NULL | NULL
NULL | NULL | NULL | Electrical Permit | NULL | NULL | Withdrawn | NULL | NULL
EP-2023-04618 | 2023-05-31 | NULL | Electrical Permit | Commercial | NULL | Expired | Special Event - ***SPECIAL EVENT: Black Lives Matter*** supply generator for stage power (previous years: EP-2022-05069) | Riviers Electric Services Inc
NULL | NULL | NULL | Plumbing Permit | NULL | NULL | Withdrawn | NULL | Allstar Mechanical Ltd
EP-2023-04629 | 2023-05-29 | NULL | Electrical Permit | Commercial | NULL | Expired | Special Event - Supply generators to power Gastown Grandprix Bike race | Riviers Electric Services Inc
EP-2023-04619 | 2023-05-25 | NULL | Electrical Permit | Commercial | NULL | Expired | Movie Set / Filming - To allow for Movie Set/Filming Applicant shall provide completed Contractor Declaration form, and dates of filming and associated location(s) to csinspection.clerks@vancouver.ca prior to the commencement of filming. Visit vancouver.ca/inspections for more details. | The Capital Media Company Inc
NULL | NULL | NULL | Electrical Permit | Commercial | NULL | Withdrawn | Annual / Operating | NULL
NULL | NULL | NULL | Electrical Permit | NULL | NULL | Withdrawn | NULL | NULL
NULL | NULL | NULL | Electrical Permit | NULL | NULL | Withdrawn | NULL | NULL
NULL | NULL | NULL | Electrical Permit | NULL | NULL | Draft | NULL | NULL
NULL | NULL | NULL | Electrical Permit | NULL | NULL | Draft | Installation / Repair - - Supply and install 8 AWG 3C NMD90 from existing EV Charger plug, inside wall, to Customer provided EV Charger above -Supply and install blank plate to cover existing junction box -Test connections and commission installation -Tidy site and dispose of garbage correctly and safely | TDR Electric Inc
EP-2023-04947 | 2023-06-05 | NULL | Electrical Permit | Commercial | NULL | Expired | Special Event - Provide power for Vancouver Open Volleyball Kitsalano Beach. | Riviers Electric Services Inc
NULL | NULL | NULL | Plumbing Permit | NULL | NULL | Draft | NULL | BMS Plumbing & Mechanical Systems Ltd
NULL | NULL | NULL | Mechanical Permit | NULL | NULL | Draft | NULL | NULL
NULL | NULL | NULL | Mechanical Permit | NULL | NULL | Withdrawn | NULL | NULL
NULL | NULL | NULL | Electrical Permit | NULL | NULL | Withdrawn | NULL | NULL
NULL | NULL | NULL | Gas Permit | NULL | NULL | Draft | NULL | JOT MECHANICAL LTD
NULL | NULL | NULL | Plumbing Permit | NULL | NULL | Draft | NULL | NULL
NULL | NULL | NULL | Gas Permit | NULL | NULL | Draft | NULL | Ashton Service Group/Ashton Mechanical Ltd.
NULL | NULL | NULL | Plumbing Permit | NULL | NULL | Draft | NULL | NULL
NULL | NULL | NULL | Plumbing Permit | Residential | New | Draft | Residential - Plumbing | NULL
NULL | NULL | NULL | Electrical Permit | Residential | New | Draft | Installation / Repair - Residential - Rough-in and finishing of tv, data, phone, speaker and alarm | NULL
NULL | NULL | NULL | Electrical Permit | Residential | New | Draft | Installation / Repair - Residential - Low voltage | NULL
NULL | NULL | NULL | Plumbing Permit | Commercial | New | Withdrawn | Commercial - ****Underground Only**** Building B includes (sanitary drainage, parkade drains, sumps, oil interceptor | Allstar Mechanical Ltd
EP-2023-04676 | 2023-05-26 | NULL | Electrical Permit | Commercial | NULL | Expired | Movie Set / Filming - To allow for Movie Set/Filming Applicant shall provide completed Contractor Declaration form, and dates of filming and associated location(s) to csinspection.clerks@vancouver.ca prior to the commencement of filming. Visit vancouver.ca/inspections for more details. | The Capital Media Company Inc
NULL | NULL | NULL | Plumbing Permit | NULL | NULL | Draft | NULL | Lucky Five Eight Plumbing & Heating Ltd
NULL | NULL | NULL | Sprinkler Permit | NULL | NULL | Draft | NULL | NULL
NULL | NULL | NULL | Electrical Permit | Residential | Renovation | Withdrawn | Installation / Repair - Residential - One Junction box for one lighting branch circuit and one additional 15A outlet for new flow switch operation heating system | NULL
NULL | NULL | NULL | Electrical Permit | Residential | Renovation | Draft | Installation / Repair - Residential - Add junction box for one lighting circuit and 15amp receptacle for a floor switch in the plant room | NULL
NULL | NULL | NULL | Mechanical Permit | NULL | NULL | Draft | NULL | NULL
NULL | NULL | NULL | Plumbing Permit | NULL | NULL | Draft | NULL | NULL
NULL | NULL | NULL | Electrical Permit | Commercial | Addition | Draft | Installation / Repair - Commercial - Hook up of two 240 volt 3KW hot water tanks | NULL
NULL | NULL | NULL | Sprinkler Permit | NULL | NULL | Draft | NULL | RAHELU PLUMBING & HEATING LTD.
NULL | NULL | NULL | Electrical Permit | Commercial | Renovation | Draft | Installation / Repair - Commercial - data cabling for registers | NULL
NULL | NULL | NULL | Electrical Permit | Residential | New | Draft | Installation / Repair - Residential - Low Voltage | NULL
NULL | NULL | NULL | Electrical Permit | Commercial | Renovation | Draft | Installation / Repair - Commercial - sign installation | NULL
NULL | NULL | NULL | Gas Permit | Residential | Renovation - Dwelling Unit(s) only | Withdrawn | Residential - furnace replacement | NULL
NULL | NULL | NULL | Electrical Permit | Residential | Renovation | Draft | Installation / Repair - Residential | NULL
NULL | NULL | NULL | Electrical Permit | Commercial | Renovation | Draft | Installation / Repair - Commercial - outdoor sigh installation | NULL
NULL | NULL | NULL | Plumbing Permit | NULL | NULL | Draft | NULL | Mainland Plumbing & Heating
NULL | NULL | NULL | Plumbing Permit | Commercial | Renovation | Draft | Commercial - install new water main to building | NULL
NULL | NULL | NULL | Plumbing Permit | NULL | NULL | Draft | NULL | NULL
NULL | NULL | NULL | Electrical Permit | NULL | NULL | Draft | NULL | NULL
NULL | NULL | NULL | Electrical Permit | Commercial | NULL | Withdrawn | Annual / Operating - Annual electrical operating maintenance Renewal of EP-2021-03793 Valid May 19th 2022- May 18 2023 | Charles Richard Pawluk o/a United Electrical Systems Ltd
EP-2023-04710 | 2023-05-29 | NULL | Electrical Permit | Commercial | Addition | Completed | Installation / Repair - Commercial - Supply and install (3) 22W 4.3m Pedestrian light poles c/w V2 base Upgrade (2) existing streetlight poles with new 67W fixtures. Tie into existing service. West 49 Ave and Heather Street (Approx) | Bay Hill Contracting Ltd
NULL | NULL | NULL | Electrical Permit | Residential | New | Draft | Installation / Repair - Residential - Relocate existing 200 amp service underground | NULL
NULL | NULL | NULL | Electrical Permit | NULL | NULL | Withdrawn | NULL | NULL
NULL | NULL | NULL | Electrical Permit | Commercial | NULL | Draft | Annual / Operating - Maintenance of existing operating electrical equipment - Maintain 1000kva electrical room. | Vikor I Electric Inc
NULL | NULL | NULL | Electrical Permit | Commercial | NULL | Draft | Annual / Operating | NULL
NULL | NULL | NULL | Electrical Permit | Residential | Renovation | Draft | Installation / Repair - Residential - Relocating 200 amp service | NULL
NULL | NULL | NULL | Mechanical Permit | NULL | NULL | Draft | NULL | K & E Gas Services Ltd
NULL | NULL | NULL | Electrical Permit | NULL | NULL | Draft | NULL | NULL
NULL | NULL | NULL | Electrical Permit | Residential | Renovation | Draft | Installation / Repair - Residential - Installation of heat pump - remove electric baseboards and install wiring for new heat pump | NULL
NULL | NULL | NULL | Gas Permit | NULL | NULL | Draft | NULL | R & B Plumbing & Heating Ltd
NULL | NULL | NULL | Electrical Permit | NULL | NULL | Draft | Installation / Repair - - Pull cable for installation of 7 access controlled doors | NULL
NULL | NULL | NULL | Plumbing Permit | NULL | NULL | Withdrawn | NULL | NULL
NULL | NULL | NULL | Gas Permit | Residential | New | Withdrawn | Residential - new gas line | NULL
NULL | NULL | NULL | Electrical Permit | NULL | NULL | Draft | NULL | NULL
NULL | NULL | NULL | Electrical Permit | Residential | Renovation | Draft | Installation / Repair - Residential - Panel update | NULL
NULL | NULL | NULL | Sprinkler Permit | NULL | NULL | Draft | NULL | NULL
NULL | NULL | NULL | Electrical Permit | Commercial | NULL | Draft | Annual / Operating | NULL
NULL | NULL | NULL | Electrical Permit | Commercial | NULL | Draft | Annual / Operating - Temporary power pole. | NULL
NULL | NULL | NULL | Sprinkler Permit | NULL | NULL | Draft | NULL | NULL
NULL | NULL | NULL | Plumbing Permit | NULL | NULL | Draft | NULL | NULL
NULL | NULL | NULL | Electrical Permit | NULL | NULL | Draft | NULL | NULL
NULL | NULL | NULL | Plumbing Permit | Residential | New | Draft | Residential - Install 3/4" backflow assembly prevention device | NULL
NULL | NULL | NULL | Electrical Permit | NULL | NULL | Withdrawn | NULL | NULL
NULL | NULL | NULL | Electrical Permit | NULL | NULL | Draft | NULL | NULL
NULL | NULL | NULL | Plumbing Permit | Commercial | Tenant Improvement | Draft | Commercial - Installation of two washrooms for west coast liquor store | Zappone Plumbing & Heating
NULL | NULL | NULL | Mechanical Permit | NULL | NULL | Draft | NULL | NULL
NULL | NULL | NULL | Electrical Permit | Commercial | NULL | Withdrawn | Annual / Operating | NULL
NULL | NULL | NULL | Electrical Permit | Commercial | NULL | Draft | Annual / Operating | NULL
NULL | NULL | NULL | Plumbing Permit | Residential | New | Draft | Residential - Tee in to incoming water to install 3/4" backflow assembly prevention device for irrigation | NULL
NULL | NULL | NULL | Electrical Permit | NULL | NULL | Draft | NULL | NULL
NULL | NULL | NULL | Electrical Permit | Residential | New | Draft | Temporary Power - Residential - To provide temporary power. | NULL
NULL | NULL | NULL | Plumbing Permit | NULL | NULL | Draft | NULL | NULL
NULL | NULL | NULL | Sprinkler Permit | NULL | NULL | Draft | NULL | NULL
NULL | NULL | NULL | Plumbing Permit | NULL | NULL | Draft | NULL | NULL
NULL | NULL | NULL | Electrical Permit | NULL | NULL | Draft | NULL | NULL
NULL | NULL | NULL | Plumbing Permit | Residential | New | Draft | Residential - Sentry and storm con with sump | NULL
EP-2023-04980 | 2023-06-15 | NULL | Electrical Permit | Residential | Addition | Issued | Installation / Repair - Residential - 200 amp service connection. 125 amp goes to existing house, 100 amp goes to new LWH , Service upgrade due to new Lwh on site | AECOM ELECTRIC LTD
NULL | NULL | NULL | Plumbing Permit | NULL | NULL | Draft | NULL | NULL
NULL | NULL | NULL | Plumbing Permit | NULL | NULL | Draft | NULL | NULL
NULL | NULL | NULL | Mechanical Permit | NULL | NULL | Draft | NULL | NULL
EP-2023-04795 | 2023-05-30 | NULL | Electrical Permit | Commercial | NULL | Expired | Movie Set / Filming - To allow for Movie Set/Filming Applicant shall provide completed Contractor Declaration form, and dates of filming and associated location(s) to csinspection.clerks@vancouver.ca prior to the commencement of filming. Visit vancouver.ca/inspections for more details. | The Capital Media Company Inc
NULL | NULL | NULL | Electrical Permit | Commercial | Renovation | Draft | Installation / Repair - Commercial - NEED TO UPGRADE ELECTRICAL SERVICE | NULL
NULL | NULL | NULL | Electrical Permit | Commercial | Addition | Draft | Installation / Repair - Commercial - Hook up of two 240 volt 3KW Hot Water Heaters | Coles Electrical Ltd
NULL | NULL | NULL | Electrical Permit | NULL | NULL | Withdrawn | NULL | NULL
NULL | NULL | NULL | Mechanical Permit | NULL | NULL | Draft | NULL | NULL
NULL | NULL | NULL | Mechanical Permit | NULL | NULL | Draft | NULL | NULL
NULL | NULL | NULL | Plumbing Permit | Commercial | Renovation | Draft | Commercial - Replacing the toilet in a bathoom. Moving the trap arm and water lines over slightly for the bathroom sink to match with the provided plans | NULL
NULL | NULL | NULL | Plumbing Permit | NULL | NULL | Draft | NULL | NULL
EP-2023-04818 | 2023-05-31 | NULL | Electrical Permit | Commercial | New | Issued | Installation / Repair - Commercial - Install new 120/240 225A metered service / underground ducting & bases & 4 x 67W LED new streetlights. Work is located on Stainsbury Ave west of Victoria Dr. | Trans-Western Electric Ltd
NULL | NULL | NULL | Plumbing Permit | Commercial | Renovation | Draft | Commercial - Adding 4 hand sinks, 1 laundry sink, 1 laundry , 1 hot water tank | NULL
NULL | NULL | NULL | Plumbing Permit | Commercial | Renovation | Draft | Commercial - Adding 4 handing sinks, a laundry sink, a laundry, a hot water tank | NULL
NULL | NULL | NULL | Electrical Permit | Residential | NULL | Draft | Installation / Repair - Residential - upgrade panel to 200 Amp | NULL
NULL | NULL | NULL | Electrical Permit | NULL | NULL | Draft | NULL | NULL
NULL | NULL | NULL | Electrical Permit | NULL | NULL | Draft | NULL | NULL
NULL | NULL | NULL | Electrical Permit | NULL | NULL | Draft | Installation / Repair - | E S R Electric Ltd
NULL | NULL | NULL | Mechanical Permit | NULL | NULL | Withdrawn | NULL | NULL
NULL | NULL | NULL | Electrical Permit | Commercial | Tenant Improvement | Withdrawn | Installation / Repair - Commercial - test | NULL
NULL | NULL | NULL | Plumbing Permit | NULL | NULL | Draft | NULL | NULL
NULL | NULL | NULL | Mechanical Permit | NULL | NULL | Draft | NULL | NULL
NULL | NULL | NULL | Electrical Permit | Commercial | Addition | Draft | Installation / Repair - Commercial - Tenant improvements according to shop plan | NULL
NULL | NULL | NULL | Plumbing Permit | NULL | NULL | Draft | NULL | NULL
NULL | NULL | NULL | Gas Permit | NULL | NULL | Withdrawn | NULL | Just Mechanical Ltd
NULL | NULL | NULL | Gas Permit | NULL | NULL | Draft | NULL | NULL
NULL | NULL | NULL | Sprinkler Permit | NULL | NULL | Draft | NULL | NULL
NULL | NULL | NULL | Gas Permit | Residential | New | Draft | Residential - Install one natural gas fireplace | Vancouver Gas Fireplaces Ltd
NULL | NULL | NULL | Sprinkler Permit | Residential | New | Draft | Residential - Install sprinklers in lwh | NULL
NULL | NULL | NULL | Electrical Permit | Commercial | New | Draft | Temporary Power - Commercial - To provide temporary power. | Nightingale Electric Ltd
NULL | NULL | NULL | Electrical Permit | Commercial | New | Draft | Temporary Power - Commercial - To provide temporary power. | Nightingale Electric Ltd
NULL | NULL | NULL | Sprinkler Permit | NULL | NULL | Draft | NULL | NULL
NULL | NULL | NULL | Plumbing Permit | NULL | NULL | Draft | NULL | Mainland Plumbing & Heating
NULL | NULL | NULL | Electrical Permit | Commercial | NULL | Draft | Annual / Operating | NULL
NULL | NULL | NULL | Electrical Permit | Commercial | Addition | Draft | Installation / Repair - Commercial - sign installation | Saeryk Electrical Services Ltd
NULL | NULL | NULL | Electrical Permit | NULL | NULL | Draft | NULL | NULL
NULL | NULL | NULL | Electrical Permit | Residential | New | Draft | Installation / Repair - Residential - Electrical low voltage-cable,telephone,internet,doorbell,vacuum system,Speakers,cameras,alarm system etc. pre-wire & finish | Gigabyte Security Solutions Inc.
NULL | NULL | NULL | Plumbing Permit | Residential | New | Withdrawn | Residential | NULL
NULL | NULL | NULL | Plumbing Permit | NULL | NULL | Withdrawn | NULL | NULL
NULL | NULL | NULL | Electrical Permit | NULL | NULL | Draft | NULL | NULL
NULL | NULL | NULL | Electrical Permit | Commercial | Renovation | Draft | Installation / Repair - Commercial - Removing existing fuel dispensers so concrete islands can be replaced. Installing new fuel dispensers using existing conduits and wire. | NULL
NULL | NULL | NULL | Plumbing Permit | NULL | NULL | Withdrawn | NULL | NULL
NULL | NULL | NULL | Electrical Permit | Residential | NULL | Withdrawn | Temporary Power - Residential - To provide temporary power. | NULL
NULL | NULL | NULL | Plumbing Permit | NULL | NULL | Withdrawn | NULL | NULL
NULL | NULL | NULL | Electrical Permit | Residential | New | Withdrawn | Installation / Repair - Residential - TV, Intercom, CCTV, Vacuum, Tel, Security Alarm, Internet | NULL
NULL | NULL | NULL | Plumbing Permit | NULL | NULL | Draft | NULL | NULL
NULL | NULL | NULL | Electrical Permit | Commercial | Addition | Draft | Installation / Repair - Commercial - Install one 15 AMP circuit with 3 receptacles for lottery 2 TVs and ticket checker. | NULL
NULL | NULL | NULL | Electrical Permit | Commercial | New | Withdrawn | Installation / Repair - Commercial - Speaker | NULL
NULL | NULL | NULL | Electrical Permit | Commercial | Addition | Withdrawn | Installation / Repair - Commercial - Add an emergency dual head 36w 120v | NULL
NULL | NULL | NULL | Electrical Permit | NULL | NULL | Withdrawn | NULL | NULL
NULL | NULL | NULL | Plumbing Permit | Commercial | Renovation | Draft | Commercial - Plumbing upgrades to existing system. Additional plumbing as per mechanical drawings. -Additional water piping is for new hosebibbs >Interior and exterior alterations and Change of Use from Wholesale Class A to Motor Vehicle Repair Shop (Group F2). Scope of work includes installation 2 new spray booths, a new mix room, a new electrical area, 6 new rooftop units and rooftop vents, new kitchenette, new trench drain for car wash, and new columns and pad footings. OK to waive DT fee for trench drain as per Erv Hildebrandt on Apr 25, 2022. Sch A, Arch B, Mech B, Plmb B, Fire Suppression B (wet chem), Elec B, & Sch D are submitted. Occupant Load = Max 100 persons Tenant: Kirmac Automotive Collision System Inc. ******REVIEWED UNDER THE PROVISIONS OF VBBL 2019******** Building Review Branch Notes: - Permanent signage with the occupant load shall be posted in a conspicuous location. - Mix room door size shall be min 3' as per VBBL 3.8.3.6.(2) and its aisle inside shall be min 1m as per VFBL 4.2.9.3. >>>>>Amend: May 29th Want to add to the permit 1- 2” RPBA back flow----for the water main coming into building 2- 3/4” RPBA back flow---are for a mixing valve station 1- Hot water tank | Tradetec Mechanical Ltd
NULL | NULL | NULL | Electrical Permit | Residential | Renovation | Draft | Installation / Repair - Residential - Repair and remove electrical safety hazards and code violations on wiring done premises | NULL
NULL | NULL | NULL | Mechanical Permit | NULL | NULL | Draft | NULL | NULL
NULL | NULL | NULL | Electrical Permit | NULL | NULL | Withdrawn | NULL | NULL
NULL | NULL | NULL | Gas Permit | Residential | New | Draft | Residential - Installation of 1 gas fireplace- venting and hook up only | NULL
NULL | NULL | NULL | Sprinkler Permit | NULL | NULL | Draft | NULL | NULL
NULL | NULL | NULL | Electrical Permit | NULL | NULL | Draft | NULL | NULL
NULL | NULL | NULL | Sprinkler Permit | NULL | NULL | Draft | NULL | NULL
NULL | NULL | NULL | Electrical Permit | Residential | Renovation - Dwelling Unit(s) only | Draft | Installation / Repair - Residential - heat pump installation | NULL
NULL | NULL | NULL | Electrical Permit | Residential | Renovation | Draft | Installation / Repair - Residential - Change out 125a panel for a new 125 a panel | Aaron Ronald Thom
NULL | NULL | NULL | Electrical Permit | Commercial | Tenant Improvement | Draft | Installation / Repair - Commercial - Renovation, of Dental office, including replacing Light fixtures, Switches, Receptacles, Equipment connection, Extra Low Voltage, DATA and Phone >BP: To alter the exterior and interior of this existing mixed-use building (commercial/residential) to perform tenant improvements for the existing Health Care Office (dentist) space on the ground floor. Scope of work includes new heat pump in the parking garage and new louvres on the rear elevation. Ok for field review per A. Patterson - June 21, 2022 OK for DB as per POD Mehdi - June 27, 2022 Notes: - This building is sprinklered. A separate sprinkler permit is required. - Energy Upgrade: E2 - Lighting - Upgrade to incorporate Scheduled Shutoff (per 9.4.1.1.(i) of ASHRAE 90.1-2016). - Schedule A & B, Electrical, Abdul El-Haddad, P.Eng, 778-360-2153. - Schedule B, Mechanical & Plumbing, Satwik Shetty, P.Eng, 778-360-2153 EXT. 1. - No translucent or opaque film, artwork, posters, shelving, display cases or similar elements are to be installed on or directly outside or inside of the approved glazing frontages and windows. Energy checklist is currently no longer required with your Building Permit application. Some supporting documents are still required at BP stage, specifically Envelope and HVAC, if applicable. Service Water Heating and Lighting supporting documents, if applicable, must be submitted with your related trades permits (e.g. electrical and plumbing). All energy upgrades will be checked during inspections stage. It is the applicant's responsibility to identify and note all required upgrades including energy upgrades on their BP drawings at BP stage. | Shanai Enterprise Inc
NULL | NULL | NULL | Electrical Permit | NULL | NULL | Draft | NULL | NULL
NULL | NULL | NULL | Gas Permit | NULL | NULL | Withdrawn | NULL | NULL
NULL | NULL | NULL | Gas Permit | Residential | New | Draft | Residential - Installing gas lines ( black iron) | NULL
NULL | NULL | NULL | Electrical Permit | NULL | NULL | Draft | NULL | NULL
NULL | NULL | NULL | Electrical Permit | Commercial | NULL | Draft | Annual / Operating - Operating all electrical building equipment and maintenance carried over them. | NULL
NULL | NULL | NULL | Mechanical Permit | NULL | NULL | Draft | NULL | NULL
NULL | NULL | NULL | Electrical Permit | NULL | NULL | Draft | NULL | NULL
NULL | NULL | NULL | Sprinkler Permit | Commercial | Tenant Improvement | Draft | Commercial - Installation of: - 32 new concealed pendant sprinkler heads - 1 new upright sprinkler head - 2 pendant sprinkler heads to be relocated - 6 new dry pendant sprinkler heads (160 F) - 2 new dry pendant sprinkler heads (170 F) Upsizing most of the existing pipes. | NULL
NULL | NULL | NULL | Plumbing Permit | NULL | NULL | Withdrawn | NULL | NULL
NULL | NULL | NULL | Sprinkler Permit | NULL | NULL | Draft | NULL | NULL
NULL | NULL | NULL | Gas Permit | Residential | New | Draft | Residential - adssadsadsadsadsaa | NULL
NULL | NULL | NULL | Electrical Permit | Commercial | Renovation - Dwelling Unit(s) only | Withdrawn | Installation / Repair - Commercial - Adding a circuit for heat pump | Douglas Millington o/a Moose Electric
NULL | NULL | NULL | Mechanical Permit | NULL | NULL | Draft | NULL | NULL
NULL | NULL | NULL | Plumbing Permit | Residential | Renovation | Withdrawn | Residential - Drain Tile | NULL
NULL | NULL | NULL | Gas Permit | Residential | New | Draft | Residential - Install | Han Appliances & Refrigeration Ltd
NULL | NULL | NULL | Electrical Permit | Commercial | Renovation | Draft | Installation / Repair - Commercial - UNIT 1380- 1075 W Georgia Adding additional Receptacle on Wall and floor boxes >BP: #1380 - 13th Floor Interior alterations to provide tenant improvements for a new office tenant on the 13th floor (#1380) in this existing commercial building on this site. Scope of work: construct new partition walls to create 3 offices, new kitchenette, millwork, finishes, power and data and electrical work. | MDE Enterprises Ltd
EP-2023-05802 | NULL | NULL | Electrical Permit | NULL | New | Withdrawn | Installation / Repair - - To provide Ecom DAS systems in Building | NULL
NULL | NULL | NULL | Plumbing Permit | NULL | NULL | Draft | NULL | NULL
NULL | NULL | NULL | Electrical Permit | NULL | NULL | Draft | NULL | NULL
NULL | NULL | NULL | Electrical Permit | NULL | NULL | Draft | NULL | NULL
NULL | NULL | NULL | Plumbing Permit | NULL | NULL | Draft | NULL | Karan Plumbing & Heating Ltd
EP-2023-04944 | 2023-06-05 | NULL | Electrical Permit | Commercial | NULL | Expired | Special Event - 2023 Concord Pacific Bicycle Race with Production and Food Vendors - 50 pacific blvd | Riviers Electric Services Inc
NULL | NULL | NULL | Electrical Permit | Commercial | NULL | Withdrawn | Annual / Operating | Riviers Electric Services Inc
EP-2023-04945 | NULL | NULL | Electrical Permit | Commercial | NULL | Application Incomplete | Special Event - ***SPECIAL EVENT: BC Lions Kickoff*** 200 amp service 120/208 v distribution Production and Vendors | Riviers Electric Services Inc
NULL | NULL | NULL | Electrical Permit | Commercial | Addition | Draft | Installation / Repair - Commercial - Hook up of two 240 volt 3KW Hot Water Heaters | Coles Electrical Ltd
NULL | NULL | NULL | Electrical Permit | NULL | NULL | Draft | NULL | NULL
NULL | NULL | NULL | Electrical Permit | Residential | New | Draft | Temporary Power - Residential - To provide temporary power. | NULL
NULL | NULL | NULL | Electrical Permit | Residential | New | Draft | Temporary Power - Residential - To provide temporary power. | NULL
NULL | NULL | NULL | Electrical Permit | Residential | New | Draft | Temporary Power - Residential - To provide temporary power. | NULL
NULL | NULL | NULL | Plumbing Permit | Residential | New | Draft | Residential - Plumbing | NULL
NULL | NULL | NULL | Sprinkler Permit | Residential | New | Withdrawn | Residential - new sprinkler installation | NULL
NULL | NULL | NULL | Sprinkler Permit | NULL | NULL | Draft | NULL | NULL
NULL | NULL | NULL | Gas Permit | Residential | New | Draft | Residential - Gas piping | NULL
NULL | NULL | NULL | Gas Permit | Residential | Renovation | Draft | Residential - Re/re Navien hot water on demand | NULL
NULL | NULL | NULL | Mechanical Permit | NULL | NULL | Draft | NULL | NULL
NULL | NULL | NULL | Electrical Permit | NULL | NULL | Withdrawn | NULL | NULL
NULL | NULL | NULL | Sprinkler Permit | NULL | NULL | Draft | NULL | NULL
NULL | NULL | NULL | Plumbing Permit | NULL | NULL | Draft | NULL | NULL
NULL | NULL | NULL | Electrical Permit | NULL | NULL | Draft | NULL | NULL
NULL | NULL | NULL | Electrical Permit | NULL | NULL | Draft | NULL | NULL
NULL | NULL | NULL | Gas Permit | NULL | NULL | Draft | NULL | NULL
NULL | NULL | NULL | Electrical Permit | Commercial | NULL | Draft | Annual / Operating - building maintenance Valid: May 26, 2022 to May 25, 2023 Renewal of EP-2021-04021 | PRO-CAN ELECTRIC LTD
NULL | NULL | NULL | Electrical Permit | Commercial | NULL | Draft | Annual / Operating - building maintenance Valid: May 26, 2022 to May 25, 2023 Renewal of EP-2021-04021 | PRO-CAN ELECTRIC LTD
NULL | NULL | NULL | Electrical Permit | NULL | NULL | Draft | NULL | NULL
NULL | NULL | NULL | Gas Permit | Residential | New | Draft | Residential - Install fire-pit. Run underground line and install fire pit | JOT MECHANICAL LTD
NULL | NULL | NULL | Electrical Permit | Commercial | Renovation | Draft | Installation / Repair - Commercial - Installing 2 panels, 1 transformer, 10 lights and devices. | Status Electrical Corporation
NULL | NULL | NULL | Plumbing Permit | Commercial | New | Draft | Commercial - Install a new irrigation backflow assembly | Artisan Plumbing & Heating Ltd
NULL | NULL | NULL | Electrical Permit | NULL | NULL | Withdrawn | NULL | NULL
NULL | NULL | NULL | Gas Permit | Residential | New | Draft | Residential - boiler, fireplace, bbq, firepit . | NULL
NULL | NULL | NULL | Electrical Permit | NULL | NULL | Draft | NULL | NULL
NULL | NULL | NULL | Electrical Permit | Commercial | NULL | Draft | Special Event - ***SPECIAL EVENT: Black Lives Matter*** supply generator for stage power (previous years: EP-2022-05069) | Riviers Electric Services Inc
NULL | NULL | NULL | Mechanical Permit | NULL | NULL | Draft | NULL | NULL
NULL | NULL | NULL | Plumbing Permit | Commercial | Renovation | Draft | Commercial - Adding 4 hand sinks,one hot water tank,one laundry,one floor drain | NULL
NULL | NULL | NULL | Electrical Permit | NULL | NULL | Withdrawn | NULL | NULL
NULL | NULL | NULL | Plumbing Permit | NULL | NULL | Draft | NULL | Artisan Plumbing & Heating Ltd
NULL | NULL | NULL | Mechanical Permit | NULL | NULL | Draft | NULL | NULL
NULL | NULL | NULL | Electrical Permit | NULL | NULL | Draft | NULL | NULL
NULL | NULL | NULL | Plumbing Permit | NULL | New | Withdrawn | - dfgdf | Connelly Mechanical Systems Ltd
NULL | NULL | NULL | Gas Permit | NULL | NULL | Draft | NULL | NULL
NULL | NULL | NULL | Gas Permit | NULL | NULL | Draft | NULL | NULL
NULL | NULL | NULL | Plumbing Permit | NULL | NULL | Draft | NULL | NULL
NULL | NULL | NULL | Electrical Permit | NULL | NULL | Draft | NULL | NULL
NULL | NULL | NULL | Plumbing Permit | Residential | New | Draft | Residential - lawn irrigation | NULL
NULL | NULL | NULL | Mechanical Permit | NULL | NULL | Draft | NULL | NULL
NULL | NULL | NULL | Sprinkler Permit | NULL | NULL | Withdrawn | NULL | NULL
NULL | NULL | NULL | Sprinkler Permit | Residential | New | Withdrawn | Residential - new fire sprinkler installation | NULL
NULL | NULL | NULL | Sprinkler Permit | Residential | New | Withdrawn | Residential - new fire spriinkler installation | NULL
NULL | NULL | NULL | Mechanical Permit | NULL | NULL | Withdrawn | NULL | NULL
NULL | NULL | NULL | Sprinkler Permit | NULL | NULL | Draft | NULL | NULL
NULL | NULL | NULL | Sprinkler Permit | Commercial | Tenant Improvement | Draft | Commercial - removing and replacing existing sprinkler heads during kitchen renovation that is covered under the associated BP-2022-00271. Interior alterations to provide tenant improvement to this existing Restaurant shell space (Moxies) on 2nd & mezzanine floor in this existing hotel building. Scope of works: - install new lighting, new kitchen equipment and new roof top units. - alter interior layouts and new seating plan. Total occupant load = 293 persons (213 interior + 60 at patio + 20 staff) *****This application does not include any of the following: 1. Not more than 20 sprinklers (add, relocate, or remove), 2. hydraulic calculations, 3. change in occupancy and /or hazard classification, 4. warehouse storage arrangements, 5. mobile compact storage arrangements, 6. alternative solutions, 7. changes to the sprinkler system supply piping (e.g. valves, mains, cross-mains, branch-lines, etc.), or 8. flexible sprinkler pipe. | NPC Northland Builders Inc
NULL | NULL | NULL | Electrical Permit | NULL | NULL | Draft | NULL | NULL
NULL | NULL | NULL | Electrical Permit | Residential | NULL | Draft | Installation / Repair - Residential - disconnect/reconnect of HWT | NULL
NULL | NULL | NULL | Mechanical Permit | NULL | NULL | Draft | NULL | NULL
NULL | NULL | NULL | Electrical Permit | Residential | New | Draft | Installation / Repair - Residential - Intrusion Alarm System | NULL
NULL | NULL | NULL | Electrical Permit | Commercial | NULL | Withdrawn | Annual / Operating | NULL
NULL | NULL | NULL | Electrical Permit | NULL | NULL | Draft | NULL | NULL
NULL | NULL | NULL | Plumbing Permit | Residential | New | Draft | Residential - Tying into the mainline connection for irrigation system hook up | NULL
NULL | NULL | NULL | Electrical Permit | NULL | NULL | Draft | NULL | NULL
PP-2023-02010 | NULL | NULL | Plumbing Permit | Residential | New | Withdrawn | Residential - test | Milani Plumbing Heating & Air Conditioning Ltd
NULL | NULL | NULL | Electrical Permit | Commercial | New | Draft | Temporary Power - Commercial - To provide temporary power. | NULL
NULL | NULL | NULL | Electrical Permit | Commercial | New | Draft | Interim - Commercial - >>>INTERIM Grounding and branch wiring conduits to be encased in concrete >>BP: To construct a new 11 storey mixed-use building consisting of: 1st, 2nd & 3rd storeys - elementary school with kindergarden at the second storey, 4th storey - 65 space childcare facility with 0-to 5 & 3 to 5 age groups, 5th to 11 storey - 60 affordable non-market residential units. The residential bike storages and storage rooms will be located in the basement. The building is constructed adjacent to the existing Coal Harbour Community Centre and will complete the Phase II of the Coal Harbour Community Mixed-Use development proposed in 1997. Phase I (Coal Harbour Community Centre) and Phase II ( New 11-storey Mixed Use Building) buildings will be constructed as separate buildings from VBBL standpoint, but both buildings will interconnect at basement and first storey and will share some facilities such as parking garage and exit stair. 16 -Feb-2022 - Stage 1 (excavation, shoring& soil mix panels) issued. 05-May- Rev1 to Stage 1 ( revised ground improvement approach) issued. 02-Sep-2022 - Stage 2 (foundation to grade struct. only) issued. Stage 3 - full permit in review | MDE Enterprises Ltd
NULL | NULL | NULL | Electrical Permit | Commercial | NULL | Draft | Annual / Operating - Regular maintenance -renewal of EP-2021-04022 -valid: May 28, 2022 - May 27, 2023 | Norben Electric (2016) Ltd
EP-2023-05061 | 2023-06-07 | NULL | Electrical Permit | Commercial | Addition | Completed | Installation / Repair - Commercial - Installation of 1 exterior LED light fixture on the side of a Metro Vancouver Kiosk at the Kersland Disinfection Station. Metal kiosk at the chemical truck unloading station/parking spot. | J A Electric Inc
NULL | NULL | NULL | Gas Permit | NULL | NULL | Draft | NULL | NULL
NULL | NULL | NULL | Gas Permit | Residential | Renovation | Draft | Residential - Renovation | Kits Plumbing and Heating Ltd
NULL | NULL | NULL | Plumbing Permit | NULL | NULL | Draft | NULL | NULL
NULL | NULL | NULL | Electrical Permit | NULL | NULL | Withdrawn | NULL | NULL
NULL | NULL | NULL | Sprinkler Permit | NULL | NULL | Draft | NULL | NULL
NULL | NULL | NULL | Plumbing Permit | Residential | New | Draft | Residential - plumbing infill | NULL
NULL | NULL | NULL | Electrical Permit | NULL | NULL | Draft | NULL | NULL
NULL | NULL | NULL | Electrical Permit | NULL | NULL | Withdrawn | NULL | NULL
NULL | NULL | NULL | Electrical Permit | Commercial | New | Draft | Installation / Repair - Commercial - Building 1 (West Building). Above Grade - Slab, Rough wire, finishing. >BP: Building 1 (West Building) To construct a 11-storey mixed-use building consisting 1st to 3rd storeys - light industrial use (shell) 4th to 11th storeys - office use (shell) all over 4 levels of common underground parking having access from the lane. Refer to BP-2019-04146 for site work, below grade facilities and common underground parking. STAGED CONSTRUCTION Stage 1 - Excavation and Shoring - issued June 27, 2022 Stage 1 Revision 1 - Revised shoring to improve structural support of the shoring walls on west side of site - issued September 20, 2022 Stage 2 - Foundation to Grade - issued November 8, 2022 Stage 3 - Full Construction - issued May 1, 2023 | Ozz Electric BC Inc
NULL | NULL | NULL | Electrical Permit | Commercial | New | Draft | Installation / Repair - Commercial | NULL
NULL | NULL | NULL | Plumbing Permit | NULL | NULL | Draft | NULL | Lucky Five Eight Plumbing & Heating Ltd
NULL | NULL | NULL | Plumbing Permit | NULL | NULL | Draft | NULL | NULL
NULL | NULL | NULL | Electrical Permit | Commercial | NULL | Draft | Movie Set / Filming - To allow for Movie Set/Filming Applicant shall provide completed Contractor Declaration form, and dates of filming and associated location(s) to csinspection.clerks@vancouver.ca prior to the commencement of filming. Visit vancouver.ca/inspections for more details. | NULL
NULL | NULL | NULL | Plumbing Permit | NULL | NULL | Draft | NULL | NULL
NULL | NULL | NULL | Electrical Permit | Residential | Renovation | Draft | Installation / Repair - Residential - Bathroom renovations to be completed and lighting to be changed in terms of type and location of fitting. Contractor advised electrical permit will be required beforehand. Also may be adding pot lights to living room area. | NULL
EP-2023-05108 | 2023-06-08 | NULL | Electrical Permit | Commercial | NULL | Expired | Movie Set / Filming - To allow for Movie Set/Filming Applicant shall provide completed Contractor Declaration form, and dates of filming and associated location(s) to csinspection.clerks@vancouver.ca prior to the commencement of filming. Visit vancouver.ca/inspections for more details. | STEPT CANADA ULC
NULL | NULL | NULL | Mechanical Permit | NULL | NULL | Draft | NULL | NULL
NULL | NULL | NULL | Gas Permit | NULL | NULL | Withdrawn | NULL | NULL
EP-2023-05800 | NULL | NULL | Electrical Permit | Residential | New | Withdrawn | Installation / Repair - Residential - To provide a Public Safety DAS System. | NULL
NULL | NULL | NULL | Electrical Permit | NULL | NULL | Draft | NULL | NULL
NULL | NULL | NULL | Electrical Permit | NULL | NULL | Draft | NULL | NULL
NULL | NULL | NULL | Electrical Permit | NULL | NULL | Draft | NULL | NULL
NULL | NULL | NULL | Plumbing Permit | NULL | NULL | Withdrawn | NULL | Ainsworth Inc
NULL | NULL | NULL | Electrical Permit | NULL | NULL | Withdrawn | NULL | NULL
NULL | NULL | NULL | Electrical Permit | NULL | NULL | Withdrawn | NULL | NULL
NULL | NULL | NULL | Electrical Permit | NULL | NULL | Draft | NULL | NULL
NULL | NULL | NULL | Gas Permit | Residential | Renovation | Withdrawn | Residential - Replacement of mid-efficiency furnace with a high-efficiency one | NULL
NULL | NULL | NULL | Electrical Permit | NULL | NULL | Draft | NULL | NULL
NULL | NULL | NULL | Electrical Permit | Commercial | NULL | Draft | Annual / Operating - Electrical check, troubleshooting maintenance and repair. Valid Jun 3, 2022 - Jun 2, 2023 Renewal of EP-2021-04203 | Vanpower Electrical Ltd.
NULL | NULL | NULL | Sprinkler Permit | Residential | New | Draft | Residential - Install sprinklers in duplex | NULL
NULL | NULL | NULL | Electrical Permit | Commercial | Renovation | Draft | Installation / Repair - Commercial - Relocate some existing light and switch. No additional light all are existing (40W each X 12 unit, Led Flat Panel: 24FP4735C). >BP: Interior alterations to provide tenant improvements to this existing Health Care Office (Optometry) in this existing commercial building. Okay for DTI processing by J. Zhang March 2, 2023. | Zinovia Construction Ltd.
NULL | NULL | NULL | Electrical Permit | Commercial | Renovation | Draft | Installation / Repair - Commercial - Adding new switch and installing replacing lights | NULL
NULL | NULL | NULL | Electrical Permit | NULL | NULL | Draft | NULL | NULL
NULL | NULL | NULL | Gas Permit | Residential | New | Draft | Residential - June 10 2023 | NULL
NULL | NULL | NULL | Electrical Permit | NULL | NULL | Draft | NULL | NULL
NULL | NULL | NULL | Electrical Permit | Commercial | New | Draft | Installation / Repair - Commercial - aaa | NULL
NULL | NULL | NULL | Electrical Permit | Commercial | New | Draft | Installation / Repair - Commercial - aa | NULL
NULL | NULL | NULL | Mechanical Permit | NULL | NULL | Draft | NULL | NULL
NULL | NULL | NULL | Electrical Permit | NULL | NULL | Withdrawn | NULL | NULL
NULL | NULL | NULL | Electrical Permit | Commercial | NULL | Draft | Annual / Operating - aa | NULL
NULL | NULL | NULL | Electrical Permit | Commercial | New | Draft | Temporary Power - Commercial - To provide temporary power. | MDE Enterprises Ltd
NULL | NULL | NULL | Electrical Permit | Commercial | New | Draft | Installation / Repair - Commercial - To provide Ecom/DAS indoor Safety System.Radio Antenna System. | NULL
NULL | NULL | NULL | Mechanical Permit | NULL | NULL | Draft | NULL | NULL
NULL | NULL | NULL | Mechanical Permit | NULL | NULL | Draft | NULL | NULL
NULL | NULL | NULL | Mechanical Permit | NULL | NULL | Draft | NULL | NULL
NULL | NULL | NULL | Electrical Permit | Commercial | Renovation | Withdrawn | Installation / Repair - Commercial - New disconnects for elevators in machine room New lighting in machine room New power for elevator controller, pit, & machine room Upgrade fire alarm system with recall >BP: Interior alterations for an elevator upgrade to install a DDRS system to meet the CSA-B44 requirements to this existing high-rise multiple dwelling building. | N & M Electric Ltd
NULL | NULL | NULL | Electrical Permit | NULL | NULL | Draft | NULL | NULL
NULL | NULL | NULL | Electrical Permit | Commercial | NULL | Withdrawn | Annual / Operating | NULL
NULL | NULL | NULL | Electrical Permit | Commercial | New | Withdrawn | Installation / Repair - Commercial - Security, CCTV, Data roughin and finishing | NULL
NULL | NULL | NULL | Mechanical Permit | NULL | NULL | Draft | NULL | NULL
NULL | NULL | NULL | Electrical Permit | Residential | Renovation | Draft | Installation / Repair - Residential - Lights layout to be changed and pot lights to be added to both washroom and living room/bedroom area. | NULL
NULL | NULL | NULL | Plumbing Permit | NULL | NULL | Draft | NULL | NULL
NULL | NULL | NULL | Electrical Permit | Commercial | Renovation | Draft | Installation / Repair - Commercial - Wiring for switch and light in new room and replacing existing light fixtures | NULL
NULL | NULL | NULL | Electrical Permit | Residential | Renovation | Draft | Installation / Repair - Residential - Update the main electrical service from 100A to 200A underground service | NULL
NULL | NULL | NULL | Mechanical Permit | NULL | NULL | Draft | NULL | NULL
NULL | NULL | NULL | Mechanical Permit | NULL | NULL | Draft | NULL | Sun Star Plumbing & Heating Ltd
NULL | NULL | NULL | Sprinkler Permit | NULL | NULL | Draft | NULL | 0777792 BC Ltd
NULL | NULL | NULL | Electrical Permit | NULL | NULL | Draft | Installation / Repair - - Installation of an EV charger | NULL
NULL | NULL | NULL | Gas Permit | Residential | Renovation | Draft | Residential - hot water tank replacement | Reid Brothers Plumbing & Heating Ltd
NULL | NULL | NULL | Mechanical Permit | NULL | NULL | Draft | NULL | NULL
NULL | NULL | NULL | Electrical Permit | NULL | NULL | Withdrawn | NULL | NULL
NULL | NULL | NULL | Electrical Permit | NULL | NULL | Withdrawn | NULL | NULL
NULL | NULL | NULL | Electrical Permit | Commercial | Tenant Improvement | Withdrawn | Installation / Repair - Commercial - Security alarm system. Surveillance camera system. | NULL
NULL | NULL | NULL | Electrical Permit | Residential | Renovation | Draft | Installation / Repair - Residential - Main electrical service update fro. 100A to 200A | NULL
NULL | NULL | NULL | Electrical Permit | Commercial | Renovation | Draft | Installation / Repair - Commercial - Lights receptacles data telephone service up grade to 200 amps | NULL
EP-2023-05163 | 2023-06-08 | NULL | Electrical Permit | Commercial | NULL | Expired | Movie Set / Filming - To allow for Movie Set/Filming Applicant shall provide completed Contractor Declaration form, and dates of filming and associated location(s) to csinspection.clerks@vancouver.ca prior to the commencement of filming. Visit vancouver.ca/inspections for more details. | The Capital Media Company Inc
NULL | NULL | NULL | Electrical Permit | NULL | NULL | Draft | NULL | NULL
NULL | NULL | NULL | Electrical Permit | Commercial | Renovation | Draft | Installation / Repair - Commercial - Lights receptacles data telephone speakers fire alarm service up grade | NULL
NULL | NULL | NULL | Electrical Permit | NULL | NULL | Withdrawn | NULL | NULL
NULL | NULL | NULL | Sprinkler Permit | NULL | NULL | Draft | NULL | NULL
NULL | NULL | NULL | Electrical Permit | Commercial | Addition | Draft | Installation / Repair - Commercial - Adding some outlets and lights | NULL
NULL | NULL | NULL | Electrical Permit | NULL | NULL | Withdrawn | NULL | NULL
NULL | NULL | NULL | Plumbing Permit | NULL | NULL | Draft | NULL | NULL
NULL | NULL | NULL | Electrical Permit | Residential | New | Withdrawn | Installation / Repair - Residential - Electrical work for new house at 3708 W 34 Ave. | NULL
NULL | NULL | NULL | Mechanical Permit | NULL | NULL | Draft | NULL | NULL
NULL | NULL | NULL | Mechanical Permit | NULL | NULL | Draft | NULL | NULL
NULL | NULL | NULL | Sprinkler Permit | NULL | NULL | Draft | NULL | PML Professional Mechanical Ltd
NULL | NULL | NULL | Electrical Permit | Commercial | NULL | Withdrawn | Annual / Operating | NULL
NULL | NULL | NULL | Electrical Permit | Commercial | NULL | Withdrawn | Annual / Operating - Maintenance of existing EV-EMS and EV infrastructure | NULL
NULL | NULL | NULL | Gas Permit | NULL | NULL | Withdrawn | NULL | NULL
NULL | NULL | NULL | Plumbing Permit | NULL | NULL | Draft | NULL | NULL
NULL | NULL | NULL | Electrical Permit | Residential | Renovation | Draft | Installation / Repair - Residential - To new Circuit for kitchen and under cabinet lighting | E S R Electric Ltd
NULL | NULL | NULL | Mechanical Permit | NULL | NULL | Withdrawn | NULL | Wah Fai Plumbing & Heating Inc
NULL | NULL | NULL | Plumbing Permit | NULL | NULL | Withdrawn | NULL | NULL
NULL | NULL | NULL | Electrical Permit | NULL | NULL | Draft | NULL | NULL
EP-2023-05185 | 2023-06-09 | NULL | Electrical Permit | Commercial | NULL | Expired | Movie Set / Filming - To allow for Movie Set/Filming Applicant shall provide completed Contractor Declaration form, and dates of filming and associated location(s) to csinspection.clerks@vancouver.ca prior to the commencement of filming. Visit vancouver.ca/inspections for more details. Amend: June 16th, 2023 Updated bbq | The Capital Media Company Inc
EP-2023-05346 | NULL | NULL | Electrical Permit | Commercial | NULL | Application Incomplete | Movie Set / Filming - To allow for Movie Set/Filming Applicant shall provide completed Contractor Declaration form, and dates of filming and associated location(s) to csinspection.clerks@vancouver.ca prior to the commencement of filming. Visit vancouver.ca/inspections for more details. | NULL
NULL | NULL | NULL | Electrical Permit | Commercial | NULL | Draft | Movie Set / Filming - To allow for Movie Set/Filming Applicant shall provide completed Contractor Declaration form, and dates of filming and associated location(s) to csinspection.clerks@vancouver.ca prior to the commencement of filming. Visit vancouver.ca/inspections for more details. | NULL
NULL | NULL | NULL | Sprinkler Permit | NULL | NULL | Draft | NULL | NULL
NULL | NULL | NULL | Mechanical Permit | NULL | NULL | Withdrawn | NULL | Century Twenty One Gas & Heating Co. Ltd
NULL | NULL | NULL | Electrical Permit | NULL | NULL | Draft | NULL | NULL
NULL | NULL | NULL | Electrical Permit | NULL | NULL | Draft | NULL | NULL
NULL | NULL | NULL | Sprinkler Permit | Commercial | Tenant Improvement | Draft | Commercial - Minor Renovation | PML Professional Mechanical Ltd
NULL | NULL | NULL | Gas Permit | Residential | New | Withdrawn | Residential - wfd | Ultra Mechanical Ltd
NULL | NULL | NULL | Electrical Permit | NULL | NULL | Draft | NULL | NULL
NULL | NULL | NULL | Electrical Permit | NULL | NULL | Draft | NULL | NULL
NULL | NULL | NULL | Gas Permit | NULL | NULL | Draft | NULL | NULL
NULL | NULL | NULL | Electrical Permit | NULL | NULL | Withdrawn | NULL | NULL
NULL | NULL | NULL | Plumbing Permit | NULL | NULL | Withdrawn | NULL | NULL
NULL | NULL | NULL | Plumbing Permit | Residential | Renovation | Withdrawn | Residential - Shower tiles and drywall removal and replacement and water control fixtures to be replaced. Bathtub tiles and drywall removal and replacement and water control fixtures to be replaced. | NULL
NULL | NULL | NULL | Electrical Permit | NULL | NULL | Draft | NULL | NULL
NULL | NULL | NULL | Plumbing Permit | Commercial | Renovation | Draft | Commercial - water closet *1, lavatory sink *1,washing machine and dryer*1,service sink *1 and one hot water tank | NULL
NULL | NULL | NULL | Plumbing Permit | NULL | NULL | Withdrawn | NULL | NULL
NULL | NULL | NULL | Sprinkler Permit | NULL | NULL | Draft | NULL | NULL
NULL | NULL | NULL | Electrical Permit | Commercial | Renovation | Draft | Installation / Repair - Commercial - Installing switch and light in new room | NULL
NULL | NULL | NULL | Electrical Permit | Residential | Renovation | Draft | Installation / Repair - Residential | NULL
NULL | NULL | NULL | Electrical Permit | Commercial | NULL | Draft | Annual / Operating - Maintenance of existing operating electrical equipment. | 0772832 BC LTD.
EP-2023-05386 | 2023-06-15 | NULL | Electrical Permit | Commercial | NULL | Expired | Movie Set / Filming - To allow for Movie Set/Filming Applicant shall provide completed Contractor Declaration form, and dates of filming and associated location(s) to csinspection.clerks@vancouver.ca prior to the commencement of filming. Visit vancouver.ca/inspections for more details. | Fall Swap Productions Inc
NULL | NULL | NULL | Electrical Permit | Commercial | NULL | Withdrawn | Annual / Operating - ANNUAL OPERATING PERMIT All work that falls under the guidelines of the annual operating permit. Valid Jun 8, 2022 - June 9, 2023 | Ino-Tek Electric Ltd.
NULL | NULL | NULL | Electrical Permit | NULL | NULL | Draft | NULL | NULL
NULL | NULL | NULL | Mechanical Permit | NULL | NULL | Draft | NULL | R & B Plumbing & Heating Ltd
NULL | NULL | NULL | Electrical Permit | NULL | NULL | Withdrawn | NULL | NULL
NULL | NULL | NULL | Electrical Permit | NULL | NULL | Draft | NULL | NULL
NULL | NULL | NULL | Electrical Permit | Residential | Tenant Improvement | Draft | Installation / Repair - Residential - New wiring for Units | E S R Electric Ltd
NULL | NULL | NULL | Plumbing Permit | NULL | NULL | Draft | NULL | NULL
NULL | NULL | NULL | Electrical Permit | Residential | Renovation | Draft | Installation / Repair - Residential - upgrade panel to 200 amp | NULL
NULL | NULL | NULL | Electrical Permit | NULL | NULL | Draft | NULL | NULL
NULL | NULL | NULL | Electrical Permit | NULL | NULL | Withdrawn | NULL | NULL
NULL | NULL | NULL | Electrical Permit | NULL | NULL | Draft | NULL | NULL
NULL | NULL | NULL | Plumbing Permit | NULL | NULL | Draft | NULL | NULL
NULL | NULL | NULL | Electrical Permit | NULL | NULL | Draft | NULL | NULL
NULL | NULL | NULL | Electrical Permit | Residential | Addition | Draft | Installation / Repair - Residential | NULL
NULL | NULL | NULL | Gas Permit | NULL | NULL | Draft | NULL | NULL
NULL | NULL | NULL | Electrical Permit | NULL | NULL | Draft | NULL | NULL
NULL | NULL | NULL | Mechanical Permit | NULL | NULL | Draft | NULL | NULL
NULL | NULL | NULL | Plumbing Permit | Commercial | NULL | Draft | Commercial - Irrigation system | NULL
NULL | NULL | NULL | Plumbing Permit | NULL | NULL | Draft | NULL | NULL
NULL | NULL | NULL | Electrical Permit | NULL | NULL | Draft | NULL | NULL
NULL | NULL | NULL | Electrical Permit | NULL | NULL | Draft | NULL | NULL
NULL | NULL | NULL | Gas Permit | NULL | NULL | Draft | NULL | NULL
NULL | NULL | NULL | Plumbing Permit | Residential | New | Draft | Residential - new construction | Lotus Plumbing, Heating & Gas Fitting Ltd
NULL | NULL | NULL | Electrical Permit | NULL | NULL | Draft | Installation / Repair - | NULL
NULL | NULL | NULL | Plumbing Permit | NULL | NULL | Draft | NULL | NULL
NULL | NULL | NULL | Plumbing Permit | NULL | NULL | Draft | NULL | NULL
NULL | NULL | NULL | Plumbing Permit | Commercial | New | Draft | Commercial - new construction | NULL
NULL | NULL | NULL | Electrical Permit | Residential | New | Draft | Installation / Repair - Residential | NULL
NULL | NULL | NULL | Electrical Permit | Commercial | NULL | Draft | Annual / Operating | NULL
NULL | NULL | NULL | Plumbing Permit | NULL | NULL | Draft | NULL | NULL
NULL | NULL | NULL | Plumbing Permit | NULL | NULL | Draft | NULL | NULL
NULL | NULL | NULL | Plumbing Permit | Residential | New | Draft | Residential - Storm & sanitary sumps | Lidher Excavating & Demolition Ltd
NULL | NULL | NULL | Plumbing Permit | NULL | NULL | Draft | NULL | NULL
NULL | NULL | NULL | Electrical Permit | NULL | NULL | Withdrawn | NULL | NULL
NULL | NULL | NULL | Plumbing Permit | Commercial | New | Withdrawn | Commercial - Plumbing underslab permit only for a 248 unit residential tower | NULL
NULL | NULL | NULL | Electrical Permit | Commercial | Addition | Draft | Installation / Repair - Commercial - (A) Install two level 2 EV chargers on P1 1. Run 10m EMT conduit from electrical panel to parking stalls (2x40A circuit) 2. Install gateway for network connectivity 3. Install Flo EV chargers (B) Install power to P3 gate opener 1. From electrical panel run teck cable 15A 120V circuit to the gate opener 15m 2. From gate opener, run cable to the side wall for the gate controller | APC ALARM CORP
NULL | NULL | NULL | Mechanical Permit | NULL | NULL | Withdrawn | NULL | NULL
NULL | NULL | NULL | Electrical Permit | Residential | NULL | Withdrawn | Installation / Repair - Residential | NULL
NULL | NULL | NULL | Electrical Permit | NULL | NULL | Draft | NULL | NULL
NULL | NULL | NULL | Plumbing Permit | NULL | NULL | Draft | NULL | AKAL Plumbing & Heating Ltd
NULL | NULL | NULL | Mechanical Permit | NULL | NULL | Draft | NULL | NULL
NULL | NULL | NULL | Electrical Permit | Commercial | Tenant Improvement | Withdrawn | Installation / Repair - Commercial - third floor tenant improvement | NULL
NULL | NULL | NULL | Electrical Permit | Residential | New | Draft | Temporary Power - Residential - To provide temporary power. | AIGO TECHNOLOGY INC
NULL | NULL | NULL | Sprinkler Permit | Commercial | New | Draft | Commercial - To install sprinklers to NFPA 13 2013, and standpipes to NFPA 14 2010 in this 14-storey (13 floors) hotel development containing: - a restaurant (class 1 use) shell space on ground floor, - 104 hotel suites on Levels 2-13, and - a roof deck restaurant (class 1 use) shell space all over 3 levels of underground valet parking accessed by an vehicle elevator from the lane. This is a Certified Professional project and the CP is Susana Chui | Secure Fire Mechanical Ltd
NULL | NULL | NULL | Plumbing Permit | NULL | NULL | Draft | NULL | NULL
NULL | NULL | NULL | Electrical Permit | Commercial | NULL | Draft | Annual / Operating | NULL
NULL | NULL | NULL | Plumbing Permit | Residential | New | Draft | Residential - One sump | NULL
NULL | NULL | NULL | Electrical Permit | NULL | NULL | Draft | NULL | NULL
NULL | NULL | NULL | Plumbing Permit | NULL | NULL | Draft | NULL | NULL
NULL | NULL | NULL | Plumbing Permit | NULL | Renovation | Withdrawn | - sump | NULL
NULL | NULL | NULL | Plumbing Permit | Residential | Renovation | Withdrawn | Residential - to install 1 floor drain and 1 backflow preventer | Paolo's Plumbing & Heating Ltd
NULL | NULL | NULL | Sprinkler Permit | Residential | New | Draft | Residential - fixture | East West Plumbing (2007) Ltd
NULL | NULL | NULL | Electrical Permit | Commercial | New | Draft | Installation / Repair - Commercial - Removing existing fuel dispensers so concrete islands can be replaced. Installing new fuel dispensers using existing conduits and wire | NULL
NULL | NULL | NULL | Electrical Permit | NULL | NULL | Draft | NULL | NULL
NULL | NULL | NULL | Sprinkler Permit | Commercial | Renovation | Draft | Commercial - to supply & install up to 90 ft of 4 in PVC blue brute water service pipe for fire sprinkler system | Hillcrest Plumbing & Heating (1991) Ltd
NULL | NULL | NULL | Plumbing Permit | Commercial | Renovation | Draft | Commercial - Supply and install one kitchen sink | NULL
NULL | NULL | NULL | Plumbing Permit | NULL | NULL | Draft | NULL | NULL
NULL | NULL | NULL | Plumbing Permit | NULL | NULL | Draft | NULL | NULL
NULL | NULL | NULL | Plumbing Permit | NULL | NULL | Withdrawn | NULL | NULL
NULL | NULL | NULL | Plumbing Permit | NULL | NULL | Draft | NULL | NULL
NULL | NULL | NULL | Electrical Permit | NULL | NULL | Draft | NULL | NULL
NULL | NULL | NULL | Plumbing Permit | NULL | NULL | Draft | NULL | NULL
NULL | NULL | NULL | Plumbing Permit | NULL | NULL | Draft | NULL | NULL
NULL | NULL | NULL | Electrical Permit | Commercial | NULL | Draft | Movie Set / Filming - To allow for Movie Set/Filming Applicant shall provide completed Contractor Declaration form, and dates of filming and associated location(s) to csinspection.clerks@vancouver.ca prior to the commencement of filming. Visit vancouver.ca/inspections for more details. | NULL
NULL | NULL | NULL | Mechanical Permit | NULL | NULL | Draft | NULL | NULL
NULL | NULL | NULL | Plumbing Permit | NULL | NULL | Draft | NULL | NULL
NULL | NULL | NULL | Mechanical Permit | NULL | NULL | Withdrawn | NULL | NULL
NULL | NULL | NULL | Electrical Permit | NULL | NULL | Draft | NULL | NULL
NULL | NULL | NULL | Electrical Permit | NULL | NULL | Draft | NULL | NULL
NULL | NULL | NULL | Electrical Permit | NULL | NULL | Withdrawn | NULL | NULL
NULL | NULL | NULL | Electrical Permit | NULL | NULL | Draft | NULL | NULL
NULL | NULL | NULL | Electrical Permit | NULL | NULL | Withdrawn | NULL | NULL
NULL | NULL | NULL | Electrical Permit | Commercial | New | Draft | Installation / Repair - Commercial - Removing existing fuel dispensers so concrete islands can be replaced. Installing new fuel dispensers using existing conduits and wire. | NULL
NULL | NULL | NULL | Gas Permit | Residential | Renovation | Draft | Residential - Boiler and water heater re &re | Eco Master Heating And Cooling Ltd
NULL | NULL | NULL | Mechanical Permit | NULL | NULL | Draft | NULL | NULL
NULL | NULL | NULL | Plumbing Permit | NULL | NULL | Draft | NULL | NULL
EP-2023-05516 | 2023-06-20 | NULL | Electrical Permit | Commercial | NULL | Expired | Movie Set / Filming - To allow for Movie Set/Filming Applicant shall provide completed Contractor Declaration form, and dates of filming and associated location(s) to csinspection.clerks@vancouver.ca prior to the commencement of filming. Visit vancouver.ca/inspections for more details. | Holiday Films
NULL | NULL | NULL | Electrical Permit | NULL | NULL | Draft | NULL | NULL
NULL | NULL | NULL | Electrical Permit | NULL | NULL | Draft | NULL | NULL
NULL | NULL | NULL | Gas Permit | Residential | Renovation | Draft | Residential - dsaioahfakbjswf f]asf | NULL
NULL | NULL | NULL | Gas Permit | Residential | New | Draft | Residential - Installation of a Rinnai Combi Boiler | NULL
NULL | NULL | NULL | Electrical Permit | NULL | NULL | Draft | NULL | NULL
NULL | NULL | NULL | Plumbing Permit | Residential | New | Draft | Residential - new accessory building | NULL
NULL | NULL | NULL | Electrical Permit | Commercial | Renovation | Draft | Installation / Repair - Commercial - 1231 | NULL
NULL | NULL | NULL | Plumbing Permit | Residential | New | Draft | Residential - new construction accessory building | NULL
NULL | NULL | NULL | Electrical Permit | Residential | Renovation - Dwelling Unit(s) only | Draft | Installation / Repair - Residential - Renovate the 17 floor at 2088 Barclay st lights some plug and kitchen and bathrooms | NULL
NULL | NULL | NULL | Electrical Permit | NULL | NULL | Draft | Installation / Repair - - 123 | NULL
NULL | NULL | NULL | Plumbing Permit | Residential | New | Draft | Residential - new construction accessory building | NULL
NULL | NULL | NULL | Electrical Permit | Commercial | New | Draft | Temporary Power - Commercial - To provide temporary power. | Adept Electrical Services Ltd
NULL | NULL | NULL | Electrical Permit | Commercial | New | Draft | Temporary Power - Commercial - To provide temporary power. | Adept Electrical Services Ltd
NULL | NULL | NULL | Electrical Permit | NULL | NULL | Withdrawn | NULL | NULL
NULL | NULL | NULL | Plumbing Permit | NULL | NULL | Draft | NULL | NULL
NULL | NULL | NULL | Plumbing Permit | Residential | Addition | Draft | Residential - accessory building addition | NULL
NULL | NULL | NULL | Plumbing Permit | NULL | Addition | Draft | - addition to accessory building | NULL
NULL | NULL | NULL | Gas Permit | NULL | NULL | Draft | NULL | Vancouver Gas Fireplaces Ltd
NULL | NULL | NULL | Electrical Permit | NULL | NULL | Draft | NULL | NULL
NULL | NULL | NULL | Plumbing Permit | NULL | NULL | Draft | NULL | NULL
NULL | NULL | NULL | Plumbing Permit | Residential | New | Withdrawn | Residential - Plumbing | AMBER MECHANICAL LTD
NULL | NULL | NULL | Electrical Permit | NULL | NULL | Draft | NULL | NULL
NULL | NULL | NULL | Electrical Permit | Residential | Addition | Draft | Installation / Repair - Residential - Level 2 charger receptacle 14-50R | Sparky Electric Inc
NULL | NULL | NULL | Electrical Permit | Commercial | Addition | Draft | Installation / Repair - Commercial - Install sign circuit | NULL
NULL | NULL | NULL | Electrical Permit | Commercial | Addition | Draft | Installation / Repair - Commercial - Install circuit for sign on building | NULL
NULL | NULL | NULL | Electrical Permit | Residential | New | Draft | Temporary Power - Residential - To provide temporary power. | Anmol Electric Ltd.
NULL | NULL | NULL | Electrical Permit | NULL | NULL | Draft | NULL | NULL
NULL | NULL | NULL | Electrical Permit | NULL | NULL | Draft | NULL | NULL
NULL | NULL | NULL | Electrical Permit | Residential | Renovation | Draft | Installation / Repair - Residential - Renovation 17 floor some plus and switches and all lighting | NULL
NULL | NULL | NULL | Electrical Permit | Commercial | NULL | Draft | Annual / Operating - New cable lines from the meter to breaker box in the house. | NULL
NULL | NULL | NULL | Gas Permit | NULL | NULL | Draft | NULL | Superior Gas Installations & Service Ltd
NULL | NULL | NULL | Gas Permit | NULL | NULL | Draft | NULL | Thomson Industries Ltd
NULL | NULL | NULL | Sprinkler Permit | Commercial | New | Draft | Commercial - To install sprinkler to NFPA 13 2013 in this newly renovated building consisting of three tenant spaces including General Office (Group D shell), and Motor Vehicle Repair Shop (Group F2 shell) and Transportation and Storage (Group F2) in this existing mixed use commercial building New car wash and a vacuum shelter under permit SP-2022-00063 | Secure Fire Mechanical Ltd
NULL | NULL | NULL | Mechanical Permit | NULL | NULL | Withdrawn | NULL | NULL
NULL | NULL | NULL | Plumbing Permit | Commercial | Tenant Improvement | Draft | Commercial - Plumbing TI - Re and Re fixtures | NULL
NULL | NULL | NULL | Plumbing Permit | NULL | NULL | Draft | NULL | NULL
NULL | NULL | NULL | Electrical Permit | Residential | New | Draft | Installation / Repair - Residential - Install outlet for a microwave/convection oven in kitchen. And setting up a boxed outlet that could install in the cabinet. | Vancity Electric Inc
NULL | NULL | NULL | Electrical Permit | NULL | NULL | Withdrawn | NULL | NULL
NULL | NULL | NULL | Electrical Permit | Residential | Tenant Improvement | Draft | Installation / Repair - Residential - Installation of electrical outlet for new heat pump. | Nightingale Electric Ltd
NULL | NULL | NULL | Electrical Permit | Residential | Renovation - Dwelling Unit(s) only | Draft | Installation / Repair - Residential - Installation of electrical outlet for new heat pump | Nightingale Electric Ltd
NULL | NULL | NULL | Electrical Permit | NULL | NULL | Draft | NULL | NULL
EP-2023-05435 | NULL | NULL | Electrical Permit | Residential | Renovation | Withdrawn | Installation / Repair - Residential - Installation of new HVAC controls system. | Ainsworth Inc
NULL | NULL | NULL | Electrical Permit | NULL | NULL | Draft | NULL | NULL
NULL | NULL | NULL | Electrical Permit | NULL | NULL | Withdrawn | NULL | NULL
NULL | NULL | NULL | Plumbing Permit | NULL | NULL | Draft | NULL | NULL
NULL | NULL | NULL | Electrical Permit | Commercial | Tenant Improvement | Draft | Installation / Repair - Commercial - Add led lights to existing light circuit (28 - 3 watt LED lights for wall display) | NULL
NULL | NULL | NULL | Electrical Permit | NULL | NULL | Withdrawn | NULL | NULL
NULL | NULL | NULL | Electrical Permit | NULL | NULL | Draft | NULL | NULL
NULL | NULL | NULL | Electrical Permit | NULL | NULL | Draft | NULL | NULL
NULL | NULL | NULL | Gas Permit | Residential | New | Draft | Residential - gas to boiler, stove and bbq | NULL
NULL | NULL | NULL | Gas Permit | Residential | Renovation | Draft | Residential - Upgrading gas system | KEARNS MECHANICAL
NULL | NULL | NULL | Mechanical Permit | NULL | NULL | Draft | NULL | NULL
NULL | NULL | NULL | Sprinkler Permit | NULL | NULL | Draft | NULL | NULL
NULL | NULL | NULL | Plumbing Permit | NULL | NULL | Draft | NULL | NULL
NULL | NULL | NULL | Electrical Permit | NULL | NULL | Draft | NULL | NULL
NULL | NULL | NULL | Plumbing Permit | Residential | New | Draft | Residential - Plumbing | NULL
NULL | NULL | NULL | Electrical Permit | Commercial | Renovation | Draft | Installation / Repair - Commercial - new office (1920 sq ft) on third floor . new lighting and power replace existing 42 cct 100 amp panel to new 66cct panel to bring it up to code add three smoke detectors to existing base building system >BP: Interior alterations to provide improvements for a new General Office tenant (changed from Healthcare Office) on the 3rd floor (#300) of this existing commercial building on this site. Scope of work; removal and construction of partition walls, doors, ceiling, to reconfigure layout, relocate sink in staff kitchen. Electrical, plumbing, sprinkler to suit. Energy checklist is currently no longer required with your Building Permit (BP) application. Some supporting documents are still required at BP stage, specifically Envelope and HVAC, if applicable. Service Water Heating and Lighting supporting documents, if applicable, must be submitted with your related trades permits (e.g. electrical and plumbing). | Dean Scherbey
NULL | NULL | NULL | Plumbing Permit | NULL | NULL | Withdrawn | NULL | Howrah Plumbing
NULL | NULL | NULL | Sprinkler Permit | Residential | New | Draft | Residential - sprinkler | NULL
NULL | NULL | NULL | Electrical Permit | NULL | NULL | Withdrawn | NULL | NULL
NULL | NULL | NULL | Mechanical Permit | NULL | NULL | Draft | NULL | NULL
NULL | NULL | NULL | Plumbing Permit | NULL | NULL | Draft | NULL | NULL
NULL | NULL | NULL | Plumbing Permit | Commercial | Renovation | Draft | Commercial - add new one hand wash sink ,one 3 compartment sink. one gi >BP: #10 Interior alterations to renovate this existing Retail limited food service unit #10 in this existing Yaletown Skytrain Station Scoop of work including new partition walls, mechanical, plumbing. | JCHY Construction Ltd
NULL | NULL | NULL | Mechanical Permit | NULL | NULL | Draft | NULL | NULL
NULL | NULL | NULL | Electrical Permit | NULL | NULL | Draft | NULL | NULL
NULL | NULL | NULL | Gas Permit | Residential | NULL | Draft | Residential - 2 Gas insert fireplace installation | NULL
NULL | NULL | NULL | Electrical Permit | NULL | NULL | Withdrawn | NULL | NULL
NULL | NULL | NULL | Electrical Permit | NULL | NULL | Draft | NULL | NULL
NULL | NULL | NULL | Electrical Permit | Residential | Renovation | Withdrawn | Installation / Repair - Residential - Upgrade panel to 200 amp | NULL
NULL | NULL | NULL | Plumbing Permit | NULL | NULL | Draft | NULL | J & R Excavation & Demolition Ltd.
NULL | NULL | NULL | Gas Permit | Residential | Renovation | Draft | Residential - Bosch 30" Gas Cooktop | Han Appliances & Refrigeration Ltd
NULL | NULL | NULL | Electrical Permit | Commercial | NULL | Draft | Special Event - Existing feed feeding 200 amp that feeds all the devices for summer Greek festival lighting and equipment | A-Maximum & Sons Electrical And Contracting Co Ltd
NULL | NULL | NULL | Sprinkler Permit | NULL | NULL | Draft | NULL | Alco Fire Protection Ltd
NULL | NULL | NULL | Electrical Permit | Commercial | NULL | Withdrawn | Movie Set / Filming - To allow for Movie Set/Filming Applicant shall provide completed Contractor Declaration form, and dates of filming and associated location(s) to csinspection.clerks@vancouver.ca prior to the commencement of filming. Visit vancouver.ca/inspections for more details. | NULL
NULL | NULL | NULL | Gas Permit | Residential | New | Draft | Residential - Install one boiler and 4 gas ranges | JOT MECHANICAL LTD
NULL | NULL | NULL | Electrical Permit | NULL | NULL | Draft | NULL | NULL
NULL | NULL | NULL | Electrical Permit | NULL | NULL | Draft | NULL | NULL
NULL | NULL | NULL | Plumbing Permit | Commercial | NULL | Draft | Commercial - Presentation center Add sink | CRK Plumbing and Heating Ltd
NULL | NULL | NULL | Mechanical Permit | NULL | NULL | Withdrawn | NULL | Drips & Drains Plumbing and Heating Ltd
NULL | NULL | NULL | Sprinkler Permit | NULL | NULL | Draft | NULL | NULL
NULL | NULL | NULL | Mechanical Permit | NULL | NULL | Draft | NULL | NULL
NULL | NULL | NULL | Mechanical Permit | NULL | NULL | Withdrawn | NULL | NULL
NULL | NULL | NULL | Electrical Permit | NULL | NULL | Draft | NULL | NULL
NULL | NULL | NULL | Gas Permit | Residential | New | Withdrawn | Residential - Venting and hookup Only | REAL LIGHTING & FIREPLACES LTD
NULL | NULL | NULL | Mechanical Permit | NULL | NULL | Withdrawn | NULL | NULL
NULL | NULL | NULL | Electrical Permit | Commercial | Renovation | Draft | Installation / Repair - Commercial - Provide new Emily Knob attachment Outside in Alley add new attachment point -No exterior works. A new attachment point for the overhead service was added that is mounted to the building. *** If work on this site could lead to the disturbance of soil advise applicant to contact the Provincial Archeology Branch at 250-953-3334 for necessary permits. In addition, please be advised that reports from an Archeologist (AIA, AOA) and permits from the First Nations may be necessary prior to the release of your City of Vancouver permits. | Wolf Electric Ltd
NULL | NULL | NULL | Electrical Permit | Commercial | NULL | Draft | Annual / Operating - electrical maintenance | NULL
NULL | NULL | NULL | Electrical Permit | Commercial | NULL | Draft | Annual / Operating | NULL
NULL | NULL | NULL | Mechanical Permit | NULL | NULL | Draft | NULL | NULL
NULL | NULL | NULL | Plumbing Permit | NULL | NULL | Withdrawn | NULL | NULL
NULL | NULL | NULL | Electrical Permit | NULL | NULL | Draft | NULL | NULL
NULL | NULL | NULL | Plumbing Permit | NULL | NULL | Draft | NULL | NULL
NULL | NULL | NULL | Electrical Permit | Commercial | NULL | Withdrawn | Annual / Operating - Operating Permit | Colwin Electrical Group
NULL | NULL | NULL | Sprinkler Permit | NULL | NULL | Draft | NULL | Glacier Fire Protection Ltd
NULL | NULL | NULL | Electrical Permit | Commercial | Addition | Draft | Installation / Repair - Commercial | NULL
NULL | NULL | NULL | Electrical Permit | NULL | NULL | Draft | NULL | NULL
NULL | NULL | NULL | Plumbing Permit | Commercial | Addition | Draft | Commercial - Dishwasher re installation | MLM NATIONAL PLUMBING.COM INC
NULL | NULL | NULL | Electrical Permit | Commercial | Addition | Draft | Installation / Repair - Commercial | NULL
NULL | NULL | NULL | Electrical Permit | NULL | NULL | Draft | NULL | NULL
NULL | NULL | NULL | Electrical Permit | NULL | NULL | Draft | NULL | NULL
NULL | NULL | NULL | Electrical Permit | Commercial | Addition | Draft | Installation / Repair - Commercial | NULL
NULL | NULL | NULL | Electrical Permit | Commercial | Addition | Draft | Installation / Repair - Commercial | NULL
NULL | NULL | NULL | Sprinkler Permit | NULL | NULL | Draft | NULL | NULL
NULL | NULL | NULL | Plumbing Permit | Commercial | NULL | Draft | Commercial - ensuite renovation | NULL
NULL | NULL | NULL | Plumbing Permit | Residential | New | Draft | Residential - Plumbing for new house | NULL
NULL | NULL | NULL | Sprinkler Permit | NULL | NULL | Draft | NULL | NULL
NULL | NULL | NULL | Plumbing Permit | Residential | New | Draft | Residential - New plumbing for front/back duplex | NULL
NULL | NULL | NULL | Electrical Permit | Commercial | Addition | Draft | Installation / Repair - Commercial | NULL
NULL | NULL | NULL | Mechanical Permit | NULL | NULL | Draft | NULL | NULL
NULL | NULL | NULL | Plumbing Permit | Residential | New | Draft | Residential - Front/back duplex | NULL
NULL | NULL | NULL | Mechanical Permit | NULL | NULL | Withdrawn | NULL | NULL
NULL | NULL | NULL | Plumbing Permit | Residential | New | Withdrawn | Residential | NULL
NULL | NULL | NULL | Plumbing Permit | NULL | NULL | Withdrawn | NULL | NULL
NULL | NULL | NULL | Plumbing Permit | Residential | New | Withdrawn | Residential - plumbing | Sodhi Development Ltd
NULL | NULL | NULL | Electrical Permit | NULL | NULL | Draft | NULL | NULL
NULL | NULL | NULL | Sprinkler Permit | NULL | NULL | Draft | NULL | NULL
NULL | NULL | NULL | Gas Permit | Commercial | Tenant Improvement | Draft | Commercial - Replace roof top Heating/AC packaged unit. | NULL
NULL | NULL | NULL | Sprinkler Permit | NULL | NULL | Draft | NULL | NULL
NULL | NULL | NULL | Electrical Permit | Commercial | NULL | Withdrawn | Annual / Operating | NULL
NULL | NULL | NULL | Gas Permit | Residential | Renovation | Draft | Residential - Replacing the old cooktop with a new cooktop. | NULL
NULL | NULL | NULL | Gas Permit | NULL | NULL | Draft | NULL | NULL
NULL | NULL | NULL | Gas Permit | NULL | NULL | Draft | NULL | NULL
NULL | NULL | NULL | Plumbing Permit | Commercial | Tenant Improvement | Draft | Commercial - UNIT #410 - New sink and bathroom >BP: #410 Interior alterations and improvements to change the Office shell to Office for a new office tenant in unit 410 in the existing commercial building on this site. | PACIFIC FLO MECHANICAL
NULL | NULL | NULL | Plumbing Permit | Commercial | Renovation | Draft | Commercial - Renovating the washroom. Moving the toilet from one side of the washroom to the other. | NULL
NULL | NULL | NULL | Mechanical Permit | NULL | NULL | Draft | NULL | NULL
NULL | NULL | NULL | Mechanical Permit | NULL | NULL | Withdrawn | NULL | NULL
NULL | NULL | NULL | Electrical Permit | NULL | NULL | Draft | NULL | NULL
NULL | NULL | NULL | Electrical Permit | NULL | NULL | Draft | NULL | NULL
NULL | NULL | NULL | Gas Permit | Residential | Addition | Draft | Residential - Install new gas range to exisiting has line in townhouse of a strata condo building | NULL
NULL | NULL | NULL | Plumbing Permit | NULL | NULL | Withdrawn | NULL | NULL
NULL | NULL | NULL | Plumbing Permit | NULL | NULL | Withdrawn | NULL | NULL
NULL | NULL | NULL | Mechanical Permit | NULL | NULL | Draft | NULL | NULL
NULL | NULL | NULL | Mechanical Permit | NULL | NULL | Draft | NULL | NULL
NULL | NULL | NULL | Plumbing Permit | Residential | Addition | Draft | Residential - Perimeter drain for new annex and garage, installation of a 900mm storm sump | NULL
NULL | NULL | NULL | Electrical Permit | Commercial | NULL | Withdrawn | Annual / Operating - Misc electrical work throughout expired EP-2022-00140 Valid January 11th, 2023 until January 10th, 2024 | Mott Electric General Partnership
NULL | NULL | NULL | Electrical Permit | Commercial | NULL | Withdrawn | Annual / Operating | NULL
NULL | NULL | NULL | Electrical Permit | Residential | NULL | Draft | Installation / Repair - Residential - Request to resume installation of the electrical meter | We Do Electrical Ltd
NULL | NULL | NULL | Electrical Permit | Residential | Tenant Improvement | Draft | Installation / Repair - Residential - - RE AND RE , OUTLETS , SWITCHES , CIELING FIXTURES , BASEBOARD HEATERS AND IN FLOOR HEATING MATS. | Tsawwassen Electric Inc
NULL | NULL | NULL | Plumbing Permit | Residential | New | Draft | Residential - Front/back duplex | NULL
NULL | NULL | NULL | Gas Permit | NULL | NULL | Draft | NULL | NULL
NULL | NULL | NULL | Mechanical Permit | NULL | NULL | Draft | NULL | NULL
NULL | NULL | NULL | Electrical Permit | Commercial | New | Draft | Temporary Power - Commercial - To provide temporary power. | Mark Rothberger
NULL | NULL | NULL | Electrical Permit | Residential | Renovation | Withdrawn | Installation / Repair - Residential - Upgrade panel to 200 amp | NULL
NULL | NULL | NULL | Electrical Permit | NULL | NULL | Withdrawn | NULL | NULL
NULL | NULL | NULL | Electrical Permit | Residential | Renovation | Withdrawn | Installation / Repair - Residential - Service upgrade (100 to 200amp) Panel relocation to different wall Receptacle additions and relocations Pot light additions/changes | NULL
NULL | NULL | NULL | Electrical Permit | Residential | Renovation - Dwelling Unit(s) only | Draft | Installation / Repair - Residential - RE and RE plugs ,switches, baseboard heat lighting fixtures | Tsawwassen Electric Inc
NULL | NULL | NULL | Plumbing Permit | NULL | NULL | Draft | NULL | Hundal Brothers Plumbing & Heating Ltd
NULL | NULL | NULL | Plumbing Permit | NULL | NULL | Draft | NULL | Hundal Brothers Plumbing & Heating Ltd
NULL | NULL | NULL | Sprinkler Permit | NULL | NULL | Draft | NULL | NULL
NULL | NULL | NULL | Sprinkler Permit | Commercial | NULL | Draft | Commercial - 1221 | NULL
NULL | NULL | NULL | Plumbing Permit | NULL | NULL | Draft | NULL | NULL
NULL | NULL | NULL | Mechanical Permit | NULL | NULL | Draft | NULL | NULL
NULL | NULL | NULL | Electrical Permit | Commercial | Renovation | Withdrawn | Installation / Repair - Commercial - relocate light , install 2 receptacles , install germ killer , relocate nurse call light -Relocation of existing lighting and providing new seismic restraint, no new lighting is being installed | Brodan Industries Ltd.
NULL | NULL | NULL | Mechanical Permit | NULL | NULL | Draft | NULL | NULL
NULL | NULL | NULL | Electrical Permit | Commercial | NULL | Draft | Annual / Operating | NULL
EP-2023-05629 | 2023-06-22 | NULL | Electrical Permit | Commercial | NULL | Expired | Movie Set / Filming - To allow for Movie Set/Filming Applicant shall provide completed Contractor Declaration form, and dates of filming and associated location(s) to csinspection.clerks@vancouver.ca prior to the commencement of filming. Visit vancouver.ca/inspections for more details. | The Capital Media Company Inc
NULL | NULL | NULL | Electrical Permit | Residential | New | Draft | Installation / Repair - Residential | NULL
NULL | NULL | NULL | Electrical Permit | Commercial | NULL | Draft | Annual / Operating | NULL
NULL | NULL | NULL | Electrical Permit | NULL | NULL | Draft | NULL | NULL
NULL | NULL | NULL | Electrical Permit | Residential | Renovation | Draft | Installation / Repair - Residential - RE & RE PLUGS,SWITCHES,BASEBOARD HEATERS, & INFLOOR HEAT FOR BATHROOMS. | NULL
NULL | NULL | NULL | Electrical Permit | Residential | Renovation | Draft | Installation / Repair - Residential - RE & RE PLUGS , SWITCHES , BASEBOARD HEATERS, AND IN FLOOR HEAT REPLACED IN BATHROOMS. | NULL
NULL | NULL | NULL | Mechanical Permit | NULL | NULL | Withdrawn | NULL | EXPRESS MECHANICAL PLUMBING HEATING GAS FITTING LTD.
NULL | NULL | NULL | Mechanical Permit | NULL | NULL | Draft | NULL | Westmount Heating Ltd
NULL | NULL | NULL | Mechanical Permit | NULL | NULL | Draft | NULL | Westmount Heating Ltd
NULL | NULL | NULL | Electrical Permit | NULL | NULL | Draft | NULL | NULL
NULL | NULL | NULL | Plumbing Permit | NULL | NULL | Draft | NULL | NULL
NULL | NULL | NULL | Electrical Permit | Residential | NULL | Draft | Installation / Repair - Residential - check existing /new added wiring to ensure up to code and safety standard | KOON-KAU LI
NULL | NULL | NULL | Plumbing Permit | NULL | NULL | Draft | NULL | NULL
NULL | NULL | NULL | Electrical Permit | Residential | Addition | Draft | Installation / Repair - Residential - Wiring for AC Unit from the panel - Indoor unit - 120V, 15A - Outdoor unit - 240V, 20A | NULL
NULL | NULL | NULL | Gas Permit | NULL | NULL | Draft | NULL | Ashton Service Group/Ashton Mechanical Ltd.
NULL | NULL | NULL | Mechanical Permit | NULL | NULL | Draft | NULL | NULL
EP-2023-05670 | 2023-06-30 | NULL | Electrical Permit | Commercial | Renovation | Issued | Installation / Repair - Commercial - Traffic signals, new conduits, controller, kiosk, poles, lights. Amend: July 17, 2023 Fir St. 4th ave to 5th ave intersections | Continental Power Services (1987) Ltd
NULL | NULL | NULL | Electrical Permit | Commercial | Addition | Draft | Installation / Repair - Commercial | NULL
NULL | NULL | NULL | Sprinkler Permit | NULL | NULL | Draft | NULL | NULL
NULL | NULL | NULL | Electrical Permit | Commercial | New | Withdrawn | Installation / Repair - Commercial - 6 unit wood frame residential project with underground parking >BP: To construct a 3 storey residential building with six dwelling on levels 1 - 3 (2 strata units and 4 rental units) each with direct exterior access. There is 1 level of underground parking that contain storage rooms and building services and an amenity room. Building to be sprinklered to NFPA 13R. Part 9 Building approved for CP Stream by Kelly Anderson per email sent September 13, 2021. To be reviewed under the 2019 VBBL. Stage 1 - excavation and shoring - accepted Sept.28/22 Erv Stage 2 - full construction - accepted Nov.24/22 Erv | Wicks Electric Inc
NULL | NULL | NULL | Electrical Permit | Commercial | Renovation | Withdrawn | Installation / Repair - Commercial - Disconnect & Remove all old fluorescent light fixtures Install Supplied New LED Light Fixtures Same Type, Same Locations | Grove Electric Ltd
NULL | NULL | NULL | Electrical Permit | Commercial | NULL | Draft | Annual / Operating | NULL
EP-2023-05685 | 2023-06-23 | NULL | Electrical Permit | Commercial | NULL | Expired | Movie Set / Filming - To allow for Movie Set/Filming Applicant shall provide completed Contractor Declaration form, and dates of filming and associated location(s) to csinspection.clerks@vancouver.ca prior to the commencement of filming. Visit vancouver.ca/inspections for more details. | Circle Productions Ltd
NULL | NULL | NULL | Electrical Permit | NULL | NULL | Withdrawn | NULL | NULL
NULL | NULL | NULL | Sprinkler Permit | NULL | NULL | Draft | NULL | NULL
NULL | NULL | NULL | Electrical Permit | Residential | New | Draft | Temporary Power - Residential - To provide temporary power. | NULL
NULL | NULL | NULL | Electrical Permit | NULL | NULL | Withdrawn | NULL | NULL
NULL | NULL | NULL | Plumbing Permit | NULL | NULL | Draft | NULL | NULL
NULL | NULL | NULL | Electrical Permit | NULL | NULL | Withdrawn | Installation / Repair - - 150A 600V subservice with meter connection required | NULL
NULL | NULL | NULL | Mechanical Permit | NULL | NULL | Withdrawn | NULL | NULL
NULL | NULL | NULL | Electrical Permit | Commercial | NULL | Withdrawn | Movie Set / Filming - To allow for Movie Set/Filming Applicant shall provide completed Contractor Declaration form, and dates of filming and associated location(s) to csinspection.clerks@vancouver.ca prior to the commencement of filming. Visit vancouver.ca/inspections for more details. | NULL
NULL | NULL | NULL | Sprinkler Permit | NULL | NULL | Withdrawn | NULL | NULL
NULL | NULL | NULL | Electrical Permit | Residential | Renovation | Draft | Installation / Repair - Residential | NULL
NULL | NULL | NULL | Electrical Permit | Residential | Renovation | Withdrawn | Installation / Repair - Residential - Suite full wiring and finishing | NULL
NULL | NULL | NULL | Plumbing Permit | Residential | New | Draft | Residential - One sump out of the building | Jewel Mini Excavating Ltd
NULL | NULL | NULL | Plumbing Permit | Residential | New | Draft | Residential - One sump out of the house | Jewel Mini Excavating Ltd
NULL | NULL | NULL | Electrical Permit | Commercial | Tenant Improvement | Withdrawn | Installation / Repair - Commercial - Entire Wiring for presentation center , including installation of Light fixtures, light switch, receptacles, Extra Low Voltage, DATA and phone wiring. >BP: Interior alterations to provide first tenant improvements for a new Creative Products Manufacturing tenant at unit #115 on the ground floor of this industrial building on this site. Architectural Schedule B provided by Emanuele Trinca Colonel Mechanical/ Plumbing Schedule B provided by Eric Cresswell Electrical Schedule B provided by David Carter OK for Field Review per W.Wong Scope of work: Install interior walls, millwork, appliances, new bulkhead & suspended ceiling, plumbing fixtures & electrical work. | Shanai Enterprise Inc
NULL | NULL | NULL | Plumbing Permit | NULL | NULL | Withdrawn | NULL | NULL
NULL | NULL | NULL | Plumbing Permit | NULL | NULL | Draft | NULL | NULL
NULL | NULL | NULL | Electrical Permit | NULL | Renovation | Withdrawn | Installation / Repair - - Relocation of Panel to another wall Service upgrade Lighting and Fixture relocations Circuit additions | NULL
NULL | NULL | NULL | Sprinkler Permit | NULL | NULL | Draft | NULL | NULL
NULL | NULL | NULL | Gas Permit | NULL | NULL | Draft | NULL | Superior Gas Installations & Service Ltd
NULL | NULL | NULL | Electrical Permit | Residential | Renovation | Withdrawn | Installation / Repair - Residential - Upgrading electrical service to 200 Amp. | NULL
NULL | NULL | NULL | Electrical Permit | NULL | NULL | Withdrawn | NULL | NULL
NULL | NULL | NULL | Electrical Permit | NULL | NULL | Draft | NULL | NULL
NULL | NULL | NULL | Sprinkler Permit | NULL | NULL | Draft | NULL | NULL
NULL | NULL | NULL | Plumbing Permit | Residential | Renovation - Dwelling Unit(s) only | Draft | Residential - plumbing upgrades to 3 baths new kitchen | NULL
NULL | NULL | NULL | Plumbing Permit | NULL | NULL | Draft | NULL | NULL
NULL | NULL | NULL | Electrical Permit | Residential | Addition | Withdrawn | Installation / Repair - Residential - Upgrading existing 100 amp electrical panel to the new 200 Amp over head service service | NULL
NULL | NULL | NULL | Plumbing Permit | NULL | NULL | Draft | NULL | NULL
NULL | NULL | NULL | Sprinkler Permit | NULL | NULL | Draft | NULL | NULL
NULL | NULL | NULL | Electrical Permit | NULL | NULL | Draft | NULL | NULL
NULL | NULL | NULL | Plumbing Permit | NULL | NULL | Draft | NULL | NULL
NULL | NULL | NULL | Electrical Permit | Commercial | NULL | Draft | Annual / Operating - Annual electrical operating permit for high voltage unit substation and fire alarm system. | Advanco Electric Ltd
NULL | NULL | NULL | Electrical Permit | Commercial | NULL | Draft | Temporary Power - Commercial - To provide temporary power. | NULL
NULL | NULL | NULL | Electrical Permit | Residential | New | Draft | Installation / Repair - Residential - relocation of 200 amp service | NULL
NULL | NULL | NULL | Electrical Permit | Residential | Addition | Withdrawn | Installation / Repair - Residential - Electrical provisions for New Laneway. Upgrade service from 100-amps to 200-amps with duplex meter base on laneway. Underground feed to existing 125-amp panel in existing house. Underground to new 100-amp panel in laneway. | Wespac Electrical Contractor Ltd
NULL | NULL | NULL | Electrical Permit | Residential | Renovation | Draft | Installation / Repair - Residential - upgrade hydro service from 240 v 100amp to 240v 200 amp | NULL
NULL | NULL | NULL | Electrical Permit | NULL | NULL | Draft | NULL | NULL
NULL | NULL | NULL | Electrical Permit | Residential | New | Draft | Installation / Repair - Residential - relocation of 200 amp line | NULL
NULL | NULL | NULL | Plumbing Permit | NULL | NULL | Draft | NULL | NULL
NULL | NULL | NULL | Electrical Permit | Residential | New | Draft | Installation / Repair - Residential | NULL
NULL | NULL | NULL | Electrical Permit | Residential | NULL | Draft | Installation / Repair - Residential - upgrade hydro service from 240 v 100 amp to 240 v 200 amp | NULL
NULL | NULL | NULL | Mechanical Permit | NULL | NULL | Draft | NULL | NULL
NULL | NULL | NULL | Electrical Permit | Residential | Renovation | Draft | Installation / Repair - Residential - upgrade hydro service from 240v 100amp to 240v 200 amp | NULL
NULL | NULL | NULL | Electrical Permit | NULL | NULL | Draft | NULL | NULL
EP-2023-05765 | 2023-06-27 | NULL | Electrical Permit | Commercial | New | Completed | Installation / Repair - Commercial - BC hydro power to existing Shaw Power supply pedestal Kiosk. See attached pics and map of location. | Harbourview Electric Ltd
NULL | NULL | NULL | Electrical Permit | Commercial | NULL | Draft | Temporary Power - Commercial - To provide temporary power. | Transpower Construction (1999) Ltd
NULL | NULL | NULL | Electrical Permit | NULL | NULL | Withdrawn | NULL | NULL
NULL | NULL | NULL | Mechanical Permit | NULL | NULL | Withdrawn | NULL | NULL
NULL | NULL | NULL | Plumbing Permit | Residential | New | Draft | Residential - Infill new build | NULL
NULL | NULL | NULL | Electrical Permit | Commercial | NULL | Draft | Annual / Operating - Maintenance of existing operating electrical equipment. | T.G. Electrical Ltd
NULL | NULL | NULL | Plumbing Permit | NULL | NULL | Draft | NULL | NULL
NULL | NULL | NULL | Plumbing Permit | Residential | Renovation | Draft | Residential - Water & Sewer connection | NULL
NULL | NULL | NULL | Plumbing Permit | NULL | NULL | Draft | NULL | NULL
NULL | NULL | NULL | Sprinkler Permit | Residential | New | Draft | Residential - Piping and fixture installation | NULL
NULL | NULL | NULL | Mechanical Permit | NULL | NULL | Draft | NULL | NULL
EP-2023-05807 | 2023-06-27 | NULL | Electrical Permit | Commercial | New | Completed | Installation / Repair - Commercial - Installation of underground conduits for signal upgrade at SW Marine and 70th Ave. traffic Signal. This is advance work for CIty civil-electrical to install the underground conduit. Request for inspection of service and grounding to follow at a later date. Charge to CET1398092. | City of Vancouver
NULL | NULL | NULL | Sprinkler Permit | NULL | NULL | Draft | NULL | NULL
NULL | NULL | NULL | Mechanical Permit | NULL | NULL | Draft | NULL | NULL
EP-2023-06280 | 2023-07-12 | NULL | Electrical Permit | Commercial | NULL | Issued | Movie Set / Filming - To allow for Movie Set/Filming Applicant shall provide completed Contractor Declaration form, and dates of filming and associated location(s) to csinspection.clerks@vancouver.ca prior to the commencement of filming. Visit vancouver.ca/inspections for more details. | Vancon S1 Productions BC Inc
EP-2023-05787 | 2023-06-27 | NULL | Electrical Permit | Commercial | NULL | Expired | Movie Set / Filming - To allow for Movie Set/Filming Applicant shall provide completed Contractor Declaration form, and dates of filming and associated location(s) to csinspection.clerks@vancouver.ca prior to the commencement of filming. Visit vancouver.ca/inspections for more details. | Storm Films Inc
NULL | NULL | NULL | Electrical Permit | Residential | Renovation | Withdrawn | Installation / Repair - Residential - Install pot lights Install data cable Relocate kitchen appliance circuits Relocate/add outlets Relocate doorbell Install speaker wires Install heat pump circuit Delete heaters | Nelcan Electric Ltd
NULL | NULL | NULL | Electrical Permit | Commercial | New | Withdrawn | Installation / Repair - Commercial - Nelson | NULL
NULL | NULL | NULL | Gas Permit | NULL | NULL | Withdrawn | NULL | NULL
NULL | NULL | NULL | Electrical Permit | Residential | Renovation | Draft | Installation / Repair - Residential - Upgrade hydro service from 240 v 100 amp to 240 v 200 amp | NULL
NULL | NULL | NULL | Sprinkler Permit | NULL | NULL | Draft | NULL | NULL
NULL | NULL | NULL | Sprinkler Permit | NULL | NULL | Draft | NULL | NULL
NULL | NULL | NULL | Electrical Permit | NULL | NULL | Draft | NULL | NULL
NULL | NULL | NULL | Electrical Permit | Residential | Renovation | Draft | Installation / Repair - Residential - test | Thomson Industries Ltd
NULL | NULL | NULL | Mechanical Permit | NULL | NULL | Withdrawn | NULL | NULL
NULL | NULL | NULL | Electrical Permit | Commercial | NULL | Draft | Movie Set / Filming - To allow for Movie Set/Filming Applicant shall provide completed Contractor Declaration form, and dates of filming and associated location(s) to csinspection.clerks@vancouver.ca prior to the commencement of filming. Visit vancouver.ca/inspections for more details. | NULL
NULL | NULL | NULL | Electrical Permit | NULL | NULL | Draft | NULL | NULL
NULL | NULL | NULL | Plumbing Permit | NULL | NULL | Draft | NULL | NULL
NULL | NULL | NULL | Plumbing Permit | NULL | NULL | Withdrawn | NULL | NULL
NULL | NULL | NULL | Electrical Permit | NULL | NULL | Draft | NULL | NULL
NULL | NULL | NULL | Electrical Permit | Commercial | Tenant Improvement | Withdrawn | Installation / Repair - Commercial - To wire power for compressor for a 10X 10 walk in cooler | BC Smart Homes Ltd
NULL | NULL | NULL | Plumbing Permit | NULL | NULL | Draft | NULL | NULL
NULL | NULL | NULL | Mechanical Permit | NULL | NULL | Draft | NULL | NULL
NULL | NULL | NULL | Plumbing Permit | NULL | NULL | Withdrawn | NULL | NULL
NULL | NULL | NULL | Sprinkler Permit | NULL | NULL | Draft | NULL | Troy Life & Fire Safety Limited Protection Incendia Troyu Ltee
NULL | NULL | NULL | Electrical Permit | Commercial | Renovation | Draft | Temporary Power - Commercial - To provide temporary power. The temp service is for site trailers pertaining to work being done at 1890 Spyglass Pl. (False Creek Energy Centre). There is no room on the other side of the building for these trailers, so this is the staging area. | ARC Electric Ltd
NULL | NULL | NULL | Electrical Permit | Commercial | Tenant Improvement | Draft | Installation / Repair - Commercial - Run 2 dedicated branch circuit 125 Amp lines for Industrial Dryers in basement. | Expert Electric Ltd
NULL | NULL | NULL | Electrical Permit | NULL | NULL | Withdrawn | NULL | NULL
NULL | NULL | NULL | Plumbing Permit | Commercial | Renovation - Dwelling Unit(s) only | Withdrawn | Commercial - Replacing bathtub with a custom shower pan and a new diverter. | Zenith Plumbing & Gas Fitting Ltd.
NULL | NULL | NULL | Electrical Permit | Commercial | Renovation | Draft | Installation / Repair - Commercial | NULL
EP-2023-06011 | 2023-07-05 | NULL | Electrical Permit | Commercial | NULL | Expired | Movie Set / Filming - To allow for Movie Set/Filming Applicant shall provide completed Contractor Declaration form, and dates of filming and associated location(s) to csinspection.clerks@vancouver.ca prior to the commencement of filming. Visit vancouver.ca/inspections for more details. | Graymail Productions Inc
NULL | NULL | NULL | Sprinkler Permit | NULL | NULL | Draft | NULL | NULL
NULL | NULL | NULL | Sprinkler Permit | Residential | New | Draft | Residential - To construct a new two-storey building with basement plus a two-car detached garage. Building to contain a group residence occupancy divided into two independent residential housekeeping units. One unit is six-bedroom, sleeping six women, the other is four-bedroom, sleeping four women. Units share some facilities plus a front office for 24/7 support and security staff. | NULL
NULL | NULL | NULL | Electrical Permit | NULL | NULL | Withdrawn | NULL | NULL
NULL | NULL | NULL | Sprinkler Permit | NULL | NULL | Draft | NULL | Troy Life & Fire Safety Limited Protection Incendia Troyu Ltee
NULL | NULL | NULL | Sprinkler Permit | NULL | NULL | Draft | NULL | NULL
NULL | NULL | NULL | Plumbing Permit | Commercial | Renovation | Draft | Commercial | NULL
NULL | NULL | NULL | Sprinkler Permit | NULL | NULL | Draft | NULL | Troy Life & Fire Safety Limited Protection Incendia Troyu Ltee
NULL | NULL | NULL | Electrical Permit | Residential | Renovation | Draft | Installation / Repair - Residential - test | NULL
NULL | NULL | NULL | Electrical Permit | NULL | Renovation | Draft | Installation / Repair - - upgrade hydro service from 240 v 100 amp to 240 v 200 amp | NULL
NULL | NULL | NULL | Mechanical Permit | NULL | NULL | Draft | NULL | NULL
NULL | NULL | NULL | Electrical Permit | NULL | NULL | Draft | NULL | NULL
NULL | NULL | NULL | Electrical Permit | Residential | Addition | Draft | Installation / Repair - Residential - A/C power wiring - Outdoor Unit: 240V 20A - Indoor Unit: 120V 15A | NULL
NULL | NULL | NULL | Sprinkler Permit | NULL | NULL | Draft | NULL | NULL
NULL | NULL | NULL | Electrical Permit | Residential | Addition | Draft | Installation / Repair - Residential - AC unit wiring | NULL
NULL | NULL | NULL | Electrical Permit | NULL | NULL | Withdrawn | NULL | NULL
NULL | NULL | NULL | Plumbing Permit | Commercial | Addition | Draft | Commercial - install 1 hand sink for an existing restaurant . Please refer to the letter issued from Property Use Inspector, Kimberly Li **No Building alterations or Building work otherwise a BP will be required | PM Plumbing and Heating Ltd
NULL | NULL | NULL | Electrical Permit | NULL | NULL | Draft | NULL | NULL
NULL | NULL | NULL | Electrical Permit | NULL | NULL | Draft | NULL | NULL
NULL | NULL | NULL | Electrical Permit | NULL | NULL | Draft | NULL | NULL
NULL | NULL | NULL | Plumbing Permit | NULL | New | Draft | - Plumbing Only | Hundal Brothers Plumbing & Heating Ltd
NULL | NULL | NULL | Electrical Permit | NULL | NULL | Draft | NULL | NULL
NULL | NULL | NULL | Gas Permit | NULL | NULL | Withdrawn | NULL | NULL
NULL | NULL | NULL | Plumbing Permit | NULL | NULL | Draft | NULL | NULL
NULL | NULL | NULL | Electrical Permit | Residential | Addition | Draft | Installation / Repair - Residential | NULL
NULL | NULL | NULL | Electrical Permit | NULL | NULL | Draft | NULL | NULL
NULL | NULL | NULL | Mechanical Permit | NULL | NULL | Withdrawn | NULL | Blue Galaxy Solutions Ltd
NULL | NULL | NULL | Plumbing Permit | NULL | NULL | Draft | NULL | Pitt Meadows Plumbing & Mechanical Systems (2001) Ltd
NULL | NULL | NULL | Sprinkler Permit | NULL | NULL | Draft | NULL | NULL
NULL | NULL | NULL | Plumbing Permit | NULL | NULL | Draft | NULL | NULL
NULL | NULL | NULL | Plumbing Permit | Commercial | Renovation | Draft | Commercial | NULL
NULL | NULL | NULL | Plumbing Permit | Commercial | Renovation | Draft | Commercial - Adding in 2 hair wash sinks. Renovating the old washroom with 1 sink and 1 toilet. Redoing the drain line. | NULL
NULL | NULL | NULL | Plumbing Permit | NULL | Renovation | Draft | - adding 2 sinks | NULL
NULL | NULL | NULL | Gas Permit | NULL | NULL | Draft | NULL | NULL
NULL | NULL | NULL | Mechanical Permit | NULL | NULL | Withdrawn | NULL | NULL
NULL | NULL | NULL | Plumbing Permit | Commercial | Tenant Improvement | Withdrawn | Commercial - Installation of hair rinse sink | NULL
NULL | NULL | NULL | Electrical Permit | NULL | NULL | Draft | NULL | NULL
NULL | NULL | NULL | Electrical Permit | Residential | NULL | Draft | Temporary Power - Residential - To provide temporary power. | NULL
NULL | NULL | NULL | Plumbing Permit | NULL | NULL | Draft | NULL | NULL
NULL | NULL | NULL | Electrical Permit | Commercial | New | Draft | Installation / Repair - Commercial - Wireless Alarm system installation | Columbia Security Systems & Surveillance Inc
NULL | NULL | NULL | Electrical Permit | Commercial | Renovation | Draft | Installation / Repair - Commercial - Disconnect existing boiler & circulating pumps Connect replacement boilers & circulating pumps. | NULL
NULL | NULL | NULL | Gas Permit | NULL | NULL | Draft | NULL | Alma Plumbing & Heating Ltd
EP-2023-05928 | 2023-06-30 | NULL | Electrical Permit | Commercial | NULL | Expired | Movie Set / Filming - To allow for Movie Set/Filming 7289 LANCASTER PLACE Applicant shall provide completed Contractor Declaration form, and dates of filming and associated location(s) to csinspection.clerks@vancouver.ca prior to the commencement of filming. Visit vancouver.ca/inspections for more details. | Sailor Productions Inc
NULL | NULL | NULL | Electrical Permit | Commercial | Tenant Improvement | Withdrawn | Installation / Repair - Commercial - Disconnect existing Boiler & circulating pumps Connect replacement Boilers & circulating pumps | NULL
EP-2023-06070 | 2023-07-06 | NULL | Electrical Permit | Commercial | NULL | Expired | Movie Set / Filming - To allow for Movie Set/Filming Applicant shall provide completed Contractor Declaration form, and dates of filming and associated location(s) to csinspection.clerks@vancouver.ca prior to the commencement of filming. Visit vancouver.ca/inspections for more details. | Transmission North Productions Inc
NULL | NULL | NULL | Plumbing Permit | Commercial | Addition | Draft | Commercial - Adding a sink and grease interceptor >BP: Unit #102 Change of use from School - Vocational to Retail Ltd Food and interior alterations to provide improvements at unit #102 - 2245 W Broadway in this existing commercial building on this site. | Kraken Plumbing and Heating Ltd
NULL | NULL | NULL | Electrical Permit | Commercial | Tenant Improvement | Draft | Installation / Repair - Commercial - Disconnect existing Boiler & circulating pumps Connect replacement Boilers & circulating pumps | NULL
NULL | NULL | NULL | Sprinkler Permit | Residential | New | Draft | Residential - Install sprinklers in sfd | NULL
NULL | NULL | NULL | Electrical Permit | NULL | NULL | Draft | NULL | NULL
EP-2023-05936 | 2023-07-04 | NULL | Electrical Permit | Commercial | NULL | Expired | Movie Set / Filming - To allow for Movie Set/Filming Applicant shall provide completed Contractor Declaration form, and dates of filming and associated location(s) to csinspection.clerks@vancouver.ca prior to the commencement of filming. Visit vancouver.ca/inspections for more details. | The Capital Media Company Inc
NULL | NULL | NULL | Sprinkler Permit | NULL | NULL | Draft | NULL | Active Fire & Safety Services Ltd
EP-2023-05944 | NULL | NULL | Electrical Permit | Commercial | NULL | Withdrawn | Special Event - power distribution site stage reefers | Riviers Electric Services Inc
EP-2023-05946 | 2023-07-04 | NULL | Electrical Permit | Commercial | NULL | Expired | Special Event - Install power distribution for live event stage site reefers. | Riviers Electric Services Inc
NULL | NULL | NULL | Plumbing Permit | NULL | NULL | Draft | NULL | NULL
NULL | NULL | NULL | Plumbing Permit | NULL | NULL | Draft | NULL | NULL
NULL | NULL | NULL | Electrical Permit | NULL | NULL | Draft | NULL | NULL
NULL | NULL | NULL | Electrical Permit | NULL | NULL | Withdrawn | NULL | NULL
NULL | NULL | NULL | Plumbing Permit | Residential | New | Draft | Residential - Plumbing undarground and waterline | NULL
NULL | NULL | NULL | Electrical Permit | Residential | New | Draft | Installation / Repair - Residential - Electrical wiring for triplex ( three- family dwelling). Installation of 200 amp overhead service with 3-100amp meters. | NULL
NULL | NULL | NULL | Electrical Permit | NULL | NULL | Draft | NULL | NULL
NULL | NULL | NULL | Electrical Permit | Commercial | NULL | Withdrawn | Annual / Operating | NULL
NULL | NULL | NULL | Plumbing Permit | NULL | NULL | Draft | NULL | NULL
NULL | NULL | NULL | Plumbing Permit | Commercial | New | Draft | Commercial - Two Muffin Monster sanitary grinders will be added to the facility's 2 sanitary risers. | NULL
NULL | NULL | NULL | Plumbing Permit | NULL | NULL | Draft | NULL | NULL
NULL | NULL | NULL | Plumbing Permit | NULL | NULL | Draft | NULL | NULL
NULL | NULL | NULL | Plumbing Permit | NULL | NULL | Withdrawn | NULL | NULL
NULL | NULL | NULL | Plumbing Permit | NULL | NULL | Withdrawn | NULL | NULL
NULL | NULL | NULL | Plumbing Permit | Commercial | New | Withdrawn | Commercial - water connection pipe from building to property line | NULL
NULL | NULL | NULL | Electrical Permit | NULL | NULL | Draft | NULL | NULL
NULL | NULL | NULL | Electrical Permit | NULL | NULL | Draft | NULL | NULL
NULL | NULL | NULL | Plumbing Permit | NULL | NULL | Withdrawn | NULL | NULL
NULL | NULL | NULL | Plumbing Permit | Commercial | New | Withdrawn | Commercial - water connection piping from building to city connection | NULL
NULL | NULL | NULL | Electrical Permit | Commercial | NULL | Draft | Annual / Operating | NULL
EP-2023-06004 | 2023-07-10 | NULL | Electrical Permit | Commercial | NULL | Expired | Movie Set / Filming - To allow for Movie Set/Filming Applicant shall provide completed Contractor Declaration form, and dates of filming and associated location(s) to csinspection.clerks@vancouver.ca prior to the commencement of filming. Visit vancouver.ca/inspections for more details. | B Negative Inc
NULL | NULL | NULL | Plumbing Permit | NULL | NULL | Draft | NULL | NULL
NULL | NULL | NULL | Electrical Permit | Residential | New | Draft | Installation / Repair - Residential - New laneway house build. New service to existing main house and laneway house. | NULL
NULL | NULL | NULL | Gas Permit | NULL | NULL | Draft | NULL | JOT MECHANICAL LTD
NULL | NULL | NULL | Electrical Permit | Commercial | NULL | Draft | Annual / Operating - *ANNUAL OPERATING PERMIT* Renewal of EP-2021-04683 Valid from July 11, 2022 - July 10, 2023 Miscellaneous service requests including lights and ballasts changes, switches, and receptacles repairs and etc. | MDE Enterprises Ltd
NULL | NULL | NULL | Plumbing Permit | Residential | New | Draft | Residential - Plumbing | Hundal Brothers Plumbing & Heating Ltd
NULL | NULL | NULL | Mechanical Permit | NULL | NULL | Draft | NULL | Valley Pacific Mechanical Contracting Ltd
NULL | NULL | NULL | Plumbing Permit | NULL | NULL | Draft | NULL | NULL
NULL | NULL | NULL | Electrical Permit | Residential | Addition | Draft | Installation / Repair - Residential - test | NULL
NULL | NULL | NULL | Sprinkler Permit | NULL | NULL | Withdrawn | NULL | NULL
NULL | NULL | NULL | Electrical Permit | NULL | NULL | Draft | NULL | NULL
NULL | NULL | NULL | Electrical Permit | Commercial | NULL | Withdrawn | Annual / Operating | NULL
NULL | NULL | NULL | Electrical Permit | NULL | NULL | Draft | NULL | NULL
NULL | NULL | NULL | Mechanical Permit | NULL | NULL | Draft | NULL | Ashton Service Group/Ashton Mechanical Ltd.
NULL | NULL | NULL | Mechanical Permit | NULL | NULL | Draft | NULL | NULL
NULL | NULL | NULL | Electrical Permit | NULL | NULL | Withdrawn | NULL | NULL
NULL | NULL | NULL | Electrical Permit | NULL | NULL | Draft | NULL | NULL
NULL | NULL | NULL | Electrical Permit | NULL | NULL | Draft | NULL | NULL
NULL | NULL | NULL | Plumbing Permit | NULL | NULL | Draft | NULL | FAST ROUTE PLUMBING & REFRIGERATION MECHANICAL LTD
NULL | NULL | NULL | Electrical Permit | NULL | NULL | Draft | NULL | NULL
NULL | NULL | NULL | Electrical Permit | Residential | New | Withdrawn | Installation / Repair - Residential - New construction 1FD + 1SS | NULL
NULL | NULL | NULL | Plumbing Permit | NULL | NULL | Withdrawn | NULL | NULL
NULL | NULL | NULL | Plumbing Permit | NULL | NULL | Draft | NULL | NULL
NULL | NULL | NULL | Mechanical Permit | NULL | NULL | Draft | NULL | Valley Pacific Mechanical Contracting Ltd
NULL | NULL | NULL | Mechanical Permit | NULL | NULL | Draft | NULL | NULL
NULL | NULL | NULL | Electrical Permit | Commercial | New | Draft | Temporary Power - Commercial - To provide temporary power to this site. -10-Jan-2020 - Stage 1 (to place the secant piles) issued. 09-Apr-2020 - Stage 2 (excavation and shoring) issued. ****Work authorized by this permit is for placement of a temporary power pole only and does not authorize any site construction and/or excavation. A separate Building Permit will be required prior to commencement of any other work on this site. | Nightingale Electric Ltd
NULL | NULL | NULL | Electrical Permit | Commercial | New | Draft | Temporary Power - Commercial - To provide temporary power to this site. -10-Jan-2020 - Stage 1 (to place the secant piles) issued. 09-Apr-2020 - Stage 2 (excavation and shoring) issued. ****Work authorized by this permit is for placement of a temporary power pole only and does not authorize any site construction and/or excavation. A separate Building Permit will be required prior to commencement of any other work on this site. | Nightingale Electric Ltd
NULL | NULL | NULL | Electrical Permit | Commercial | Addition | Draft | Installation / Repair - Commercial | Pacific Sign Group Inc
NULL | NULL | NULL | Electrical Permit | NULL | NULL | Draft | NULL | NULL
NULL | NULL | NULL | Gas Permit | Residential | Renovation - Dwelling Unit(s) only | Draft | Residential - furnace replacement | NULL
NULL | NULL | NULL | Mechanical Permit | NULL | NULL | Draft | NULL | SKYREACH PLUMBING & HEATING LTD
NULL | NULL | NULL | Mechanical Permit | NULL | NULL | Draft | NULL | Westmount Heating Ltd
NULL | NULL | NULL | Electrical Permit | Residential | New | Draft | Installation / Repair - Residential | G.S.G. Electric Ltd.
NULL | NULL | NULL | Electrical Permit | NULL | NULL | Withdrawn | NULL | NULL
NULL | NULL | NULL | Electrical Permit | NULL | NULL | Draft | NULL | NULL
EP-2023-06023 | 2023-07-06 | NULL | Electrical Permit | Commercial | NULL | Expired | Movie Set / Filming - To allow for Movie Set/Filming Applicant shall provide completed Contractor Declaration form, and dates of filming and associated location(s) to csinspection.clerks@vancouver.ca prior to the commencement of filming. Visit vancouver.ca/inspections for more details. | Filmgroup.tv Ltd
NULL | NULL | NULL | Plumbing Permit | Commercial | New | Withdrawn | Commercial - Water, sanitary and storm connections | NULL
NULL | NULL | NULL | Electrical Permit | NULL | NULL | Draft | NULL | NULL
EP-2023-06497 | 2023-07-18 | NULL | Electrical Permit | Commercial | Addition | Issued | Installation / Repair - Commercial - INSTALLATION OF UNDERGROUND RACEWAYS, PULL CABLES, STAND STREETLIGHT POLES AND SPLICE. | Orion Electrical Systems
NULL | NULL | NULL | Electrical Permit | Commercial | NULL | Withdrawn | Annual / Operating | NULL
NULL | NULL | NULL | Plumbing Permit | NULL | NULL | Draft | NULL | Bright Star Plumbing & Heating Supply Ltd
NULL | NULL | NULL | Electrical Permit | NULL | NULL | Draft | NULL | NULL
NULL | NULL | NULL | Plumbing Permit | Commercial | Addition | Draft | Commercial - Install new kitchen sink with supply line, drain and vent in office | NULL
NULL | NULL | NULL | Mechanical Permit | NULL | NULL | Draft | NULL | NULL
NULL | NULL | NULL | Electrical Permit | NULL | NULL | Draft | NULL | NULL
NULL | NULL | NULL | Plumbing Permit | NULL | NULL | Draft | NULL | NULL
NULL | NULL | NULL | Plumbing Permit | NULL | NULL | Draft | NULL | NULL
NULL | NULL | NULL | Sprinkler Permit | NULL | NULL | Withdrawn | NULL | NULL
NULL | NULL | NULL | Plumbing Permit | NULL | NULL | Draft | NULL | NULL
NULL | NULL | NULL | Mechanical Permit | NULL | NULL | Draft | NULL | NULL
NULL | NULL | NULL | Plumbing Permit | NULL | Renovation | Draft | NULL | NULL
NULL | NULL | NULL | Electrical Permit | Commercial | NULL | Draft | Annual / Operating | NULL
NULL | NULL | NULL | Electrical Permit | NULL | NULL | Draft | NULL | NULL
NULL | NULL | NULL | Electrical Permit | Commercial | Renovation - Dwelling Unit(s) only | Draft | Installation / Repair - Commercial - Suite 301 renovation including installation of a new 200A 3PH suite feeder and associated equipment. | Berts Electric (2001) Ltd
NULL | NULL | NULL | Electrical Permit | NULL | NULL | Draft | NULL | NULL
NULL | NULL | NULL | Gas Permit | NULL | NULL | Draft | NULL | NULL
NULL | NULL | NULL | Electrical Permit | Residential | Addition | Draft | Temporary Power - Residential - To provide temporary power. | NULL
NULL | NULL | NULL | Electrical Permit | Residential | Addition | Draft | Temporary Power - Residential - To provide temporary power. | NULL
NULL | NULL | NULL | Electrical Permit | NULL | NULL | Draft | NULL | NULL
NULL | NULL | NULL | Electrical Permit | Commercial | NULL | Draft | Installation / Repair - Commercial - Fix existing sign and put required emergency lighting | NULL
NULL | NULL | NULL | Plumbing Permit | NULL | NULL | Draft | NULL | AKAL Plumbing & Heating Ltd
NULL | NULL | NULL | Electrical Permit | NULL | NULL | Draft | NULL | NULL
NULL | NULL | NULL | Plumbing Permit | NULL | NULL | Draft | NULL | NULL
NULL | NULL | NULL | Electrical Permit | Commercial | NULL | Draft | Annual / Operating | NULL
NULL | NULL | NULL | Electrical Permit | Commercial | NULL | Draft | Annual / Operating | NULL
NULL | NULL | NULL | Plumbing Permit | NULL | NULL | Draft | NULL | NULL
NULL | NULL | NULL | Electrical Permit | NULL | NULL | Draft | NULL | NULL
NULL | NULL | NULL | Gas Permit | NULL | NULL | Withdrawn | NULL | Cangas Heating Service Ltd
NULL | NULL | NULL | Mechanical Permit | NULL | NULL | Withdrawn | NULL | NULL
NULL | NULL | NULL | Plumbing Permit | NULL | NULL | Draft | NULL | NULL
NULL | NULL | NULL | Sprinkler Permit | NULL | NULL | Draft | NULL | Viking Fire Protection Inc
NULL | NULL | NULL | Electrical Permit | Commercial | Tenant Improvement | Draft | Installation / Repair - Commercial - Exit Sign Upgrade | Sasco Contractors Ltd
NULL | NULL | NULL | Sprinkler Permit | NULL | NULL | Draft | NULL | NULL
NULL | NULL | NULL | Electrical Permit | NULL | NULL | Withdrawn | NULL | NULL
NULL | NULL | NULL | Plumbing Permit | NULL | NULL | Draft | NULL | NULL
NULL | NULL | NULL | Sprinkler Permit | NULL | NULL | Draft | NULL | NULL
NULL | NULL | NULL | Plumbing Permit | NULL | NULL | Draft | NULL | NULL
NULL | NULL | NULL | Plumbing Permit | Residential | New | Draft | Residential | NULL
NULL | NULL | NULL | Electrical Permit | Residential | New | Draft | Installation / Repair - Residential - Low Voltage, Alarm, Tel Data Cable, Rough-in only for speakers & camera | NULL
NULL | NULL | NULL | Plumbing Permit | NULL | NULL | Draft | NULL | NULL
NULL | NULL | NULL | Plumbing Permit | NULL | NULL | Draft | NULL | NULL
NULL | NULL | NULL | Electrical Permit | NULL | NULL | Draft | NULL | NULL
NULL | NULL | NULL | Gas Permit | Residential | NULL | Draft | Residential - Hot water tank replacement | Latek Gas Fitting Inc
NULL | NULL | NULL | Gas Permit | NULL | NULL | Withdrawn | NULL | NULL
NULL | NULL | NULL | Electrical Permit | NULL | NULL | Draft | NULL | NULL
NULL | NULL | NULL | Electrical Permit | NULL | NULL | Draft | NULL | NULL
NULL | NULL | NULL | Mechanical Permit | NULL | NULL | Draft | NULL | NULL
NULL | NULL | NULL | Plumbing Permit | Residential | New | Draft | Residential - lawn irrigation - install 3/4" DCVA | Permanent Irrigation DBA: SUPREME SPRINKLERS INC.
NULL | NULL | NULL | Electrical Permit | NULL | NULL | Withdrawn | NULL | NULL
NULL | NULL | NULL | Electrical Permit | NULL | NULL | Draft | NULL | NULL
NULL | NULL | NULL | Plumbing Permit | NULL | NULL | Draft | NULL | Lisi Mechanical Contractors Ltd
EP-2023-06134 | NULL | NULL | Electrical Permit | Commercial | Addition | Withdrawn | Installation / Repair - Commercial - install crossings/conduit for street lighting upgrade at Ash St. and South West Marine Drive.. | City of Vancouver
NULL | NULL | NULL | Electrical Permit | Residential | Renovation | Draft | Installation / Repair - Residential - panel upgrade | NULL
NULL | NULL | NULL | Gas Permit | NULL | NULL | Draft | NULL | NULL
NULL | NULL | NULL | Plumbing Permit | Commercial | New | Draft | Commercial - new construction -complete plumbing | Kreklevich & Sons Plumbing Ltd
NULL | NULL | NULL | Mechanical Permit | NULL | NULL | Draft | NULL | NULL
EP-2023-06135 | 2023-07-10 | NULL | Electrical Permit | Commercial | New | Issued | Installation / Repair - Commercial - New street lighting layout for St. George St from 5th Ave to 8th Ave. Application is currently for conduit and pole base installation. An additional set of drawings is in progress for a new electrical kiosk and wiring details. | City of Vancouver
NULL | NULL | NULL | Electrical Permit | NULL | NULL | Draft | NULL | NULL
NULL | NULL | NULL | Electrical Permit | Commercial | NULL | Draft | Annual / Operating | NULL
NULL | NULL | NULL | Plumbing Permit | NULL | NULL | Draft | NULL | NULL
NULL | NULL | NULL | Plumbing Permit | NULL | NULL | Draft | NULL | NULL
NULL | NULL | NULL | Gas Permit | NULL | NULL | Withdrawn | NULL | NULL
NULL | NULL | NULL | Mechanical Permit | NULL | NULL | Withdrawn | NULL | NULL
NULL | NULL | NULL | Electrical Permit | NULL | NULL | Draft | Installation / Repair - | NULL
NULL | NULL | NULL | Plumbing Permit | Residential | NULL | Draft | Residential | NULL
NULL | NULL | NULL | Sprinkler Permit | Residential | Tenant Improvement | Draft | Residential - Remove existing sprinklers and replace with concealed type | Mountain Fire Protection Ltd
NULL | NULL | NULL | Electrical Permit | NULL | NULL | Draft | NULL | NULL
NULL | NULL | NULL | Gas Permit | Residential | Tenant Improvement | Withdrawn | Residential - Hot water heater replacement | Wah Fai Plumbing & Heating Inc
NULL | NULL | NULL | Sprinkler Permit | Commercial | Tenant Improvement | Draft | Commercial - Fire suppression system modifications for tenant fit-out. | NULL
NULL | NULL | NULL | Plumbing Permit | NULL | NULL | Withdrawn | NULL | NULL
NULL | NULL | NULL | Electrical Permit | NULL | NULL | Withdrawn | NULL | NULL
NULL | NULL | NULL | Electrical Permit | Commercial | NULL | Draft | Annual / Operating - Maintenance of existing operating electrical equipment. General Maintenance Service. | H & H Brothers Electric Ltd
NULL | NULL | NULL | Electrical Permit | Residential | New | Draft | Installation / Repair - Residential - alarm, data, sound, doorbell, | Supertech Systems Ltd
NULL | NULL | NULL | Electrical Permit | Commercial | Tenant Improvement | Draft | Installation / Repair - Commercial - Installing 8 pot lights and 4 plugs | F & S Electrical Ltd
NULL | NULL | NULL | Gas Permit | NULL | NULL | Draft | NULL | Karan Plumbing & Heating Ltd
NULL | NULL | NULL | Electrical Permit | Commercial | NULL | Draft | Installation / Repair - Commercial - Lighting | NULL
NULL | NULL | NULL | Mechanical Permit | NULL | NULL | Draft | NULL | NULL
NULL | NULL | NULL | Electrical Permit | Residential | New | Draft | Installation / Repair - Residential - Install 20amp circuit to back yard for rope light and bubblers | NULL
NULL | NULL | NULL | Sprinkler Permit | NULL | NULL | Draft | NULL | Titan Fire Protection Ltd
NULL | NULL | NULL | Electrical Permit | NULL | NULL | Draft | NULL | NULL
EP-2023-06202 | 2023-07-13 | NULL | Electrical Permit | Commercial | New | Issued | Installation / Repair - Commercial - Installation of raceway, junction box, wiring, and traffic signal equipment at Homer St and Cordova St. This is not a NEW SERVICE. The new traffic signal equipment will be fed from existing CoV kiosk. | City of Vancouver
NULL | NULL | NULL | Plumbing Permit | NULL | Renovation | Draft | - Installation of one outside gravity sump Installation of one pump sump | NULL
NULL | NULL | NULL | Electrical Permit | NULL | NULL | Draft | NULL | NULL
NULL | NULL | NULL | Mechanical Permit | NULL | NULL | Draft | NULL | Reid Brothers Plumbing & Heating Ltd
NULL | NULL | NULL | Plumbing Permit | NULL | NULL | Draft | NULL | NULL
NULL | NULL | NULL | Plumbing Permit | Residential | Renovation - Dwelling Unit(s) only | Draft | Residential - Renovation of bathroom in residential unit. To replace existing tub with new. To replace new shower head and valves with new. To replace new vanity and sink with new. | NULL
NULL | NULL | NULL | Plumbing Permit | NULL | NULL | Draft | NULL | Apple Mechanical Ltd
NULL | NULL | NULL | Electrical Permit | NULL | NULL | Draft | NULL | NULL
NULL | NULL | NULL | Electrical Permit | NULL | NULL | Withdrawn | NULL | NULL
NULL | NULL | NULL | Electrical Permit | Commercial | NULL | Draft | Annual / Operating - Operating Permit Project inspection and log book drop off | NULL
NULL | NULL | NULL | Electrical Permit | NULL | NULL | Draft | NULL | NULL
NULL | NULL | NULL | Plumbing Permit | Residential | New | Draft | Residential - Plumbing | Sun Star Plumbing & Heating Ltd
NULL | NULL | NULL | Electrical Permit | NULL | NULL | Withdrawn | NULL | NULL
EP-2023-06241 | 2023-07-13 | NULL | Electrical Permit | Commercial | Addition | Issued | Installation / Repair - Commercial - Installation of raceway, junction boxes, wiring and traffic signal electrical equipment. This in not a NEW SERVICE. The existing traffic signal equipment is fed from CoV kiosk. | City of Vancouver
NULL | NULL | NULL | Electrical Permit | NULL | NULL | Withdrawn | NULL | NULL
EP-2023-06242 | 2023-07-13 | NULL | Electrical Permit | Commercial | Addition | Issued | Installation / Repair - Commercial - Installation of underground raceways, junction boxes, wiring, street lights and adding new traffic signal equipment. This is not a NEW SERVICE. The traffic signal is existing and fed from CoV service panel. | City of Vancouver
NULL | NULL | NULL | Electrical Permit | NULL | NULL | Draft | NULL | NULL
NULL | NULL | NULL | Electrical Permit | Residential | Addition | Draft | Installation / Repair - Residential - BP-2022-03017-MCD 2403 West 37th ave ,Unit # 1,2 and 3 | SUNVIEW ELECTRICAL LTD
EP-2023-06208 | 2023-07-12 | NULL | Electrical Permit | Commercial | New | Completed | Installation / Repair - Commercial - Bus Shelter replacement (Bus Stop out front of 1090 Pender St) | Bay Hill Contracting Ltd
NULL | NULL | NULL | Electrical Permit | Commercial | Addition | Draft | Installation / Repair - Commercial - Testing a new address | NULL
EP-2023-06243 | 2023-07-13 | NULL | Electrical Permit | Commercial | Addition | Issued | Installation / Repair - Commercial - Installation of underground raceway, junction boxes, wiring and new traffic signal equipment. This is not a new service. This is existing traffic signal that's fed from existing CoV kiosk. | City of Vancouver
NULL | NULL | NULL | Gas Permit | NULL | NULL | Draft | NULL | Reid Brothers Plumbing & Heating Ltd
NULL | NULL | NULL | Plumbing Permit | NULL | NULL | Draft | NULL | NULL
NULL | NULL | NULL | Electrical Permit | Commercial | Renovation | Withdrawn | Installation / Repair - Commercial - Install power/lighting as per engineered electrical design plans | NULL
NULL | NULL | NULL | Sprinkler Permit | NULL | NULL | Draft | NULL | NULL
NULL | NULL | NULL | Plumbing Permit | NULL | NULL | Withdrawn | NULL | NULL
NULL | NULL | NULL | Plumbing Permit | Residential | New | Draft | Residential - Install outside sump without pump | NULL
EP-2023-06233 | 2023-07-12 | NULL | Electrical Permit | Commercial | New | Completed | Installation / Repair - Commercial - Supply and install 4 street lights on existing service (12 Miller Drive (approx) PNE grounds East of amphitheater). | Bay Hill Contracting Ltd
NULL | NULL | NULL | Mechanical Permit | NULL | NULL | Draft | NULL | NULL
NULL | NULL | NULL | Sprinkler Permit | NULL | NULL | Withdrawn | NULL | NULL
NULL | NULL | NULL | Plumbing Permit | NULL | NULL | Withdrawn | NULL | NULL
NULL | NULL | NULL | Electrical Permit | NULL | NULL | Draft | NULL | NULL
NULL | NULL | NULL | Gas Permit | Commercial | Renovation | Draft | Commercial - This is apartment changing cooktop and installing cap. | AKAL Plumbing & Heating Ltd
NULL | NULL | NULL | Plumbing Permit | Commercial | Renovation | Draft | Commercial - Relocating existing staff sink, adding a water closet, lav, scrub sink and sterilization sink. Demo of 2 existing showers and a hot water tank | NULL
NULL | NULL | NULL | Sprinkler Permit | NULL | NULL | Draft | NULL | NULL
NULL | NULL | NULL | Gas Permit | NULL | NULL | Draft | NULL | JJ&A Mechanical LTD
NULL | NULL | NULL | Mechanical Permit | NULL | NULL | Draft | NULL | NULL
EP-2023-06254 | 2023-07-12 | NULL | Electrical Permit | Commercial | NULL | Expired | Movie Set / Filming - To allow for Movie Set/Filming Applicant shall provide completed Contractor Declaration form, and dates of filming and associated location(s) to csinspection.clerks@vancouver.ca prior to the commencement of filming. Visit vancouver.ca/inspections for more details. | The Capital Media Company Inc
NULL | NULL | NULL | Gas Permit | Commercial | Renovation | Draft | Commercial - This a apartment getting rid of a gas cook top and adding CAP. | AKAL Plumbing & Heating Ltd
NULL | NULL | NULL | Mechanical Permit | NULL | NULL | Withdrawn | NULL | Ultra Mechanical Ltd
NULL | NULL | NULL | Mechanical Permit | NULL | NULL | Draft | NULL | NULL
NULL | NULL | NULL | Plumbing Permit | Commercial | Addition | Draft | Commercial - Add a toilet and a sink | NULL
NULL | NULL | NULL | Gas Permit | NULL | NULL | Withdrawn | NULL | NULL
NULL | NULL | NULL | Electrical Permit | Residential | Renovation | Draft | Installation / Repair - Residential | NULL
NULL | NULL | NULL | Plumbing Permit | Commercial | Renovation | Withdrawn | Commercial - restaurant plumbing work | NULL
NULL | NULL | NULL | Electrical Permit | Commercial | Tenant Improvement | Draft | Installation / Repair - Commercial - Check business for compliance with electrical code | Pattullo Electrical Installations Ltd
NULL | NULL | NULL | Plumbing Permit | NULL | NULL | Withdrawn | NULL | NULL
NULL | NULL | NULL | Mechanical Permit | NULL | NULL | Withdrawn | NULL | NULL
NULL | NULL | NULL | Electrical Permit | Commercial | Addition | Draft | Installation / Repair - Commercial - data, telephone and paging wiring for new offices | NULL
NULL | NULL | NULL | Electrical Permit | NULL | NULL | Draft | NULL | NULL
NULL | NULL | NULL | Electrical Permit | NULL | NULL | Withdrawn | NULL | NULL
NULL | NULL | NULL | Electrical Permit | Residential | New | Withdrawn | Installation / Repair - Residential - single family dwelling electrical service disconnect/ re-connect prior to the issuing of the laneway electrical service | NULL
NULL | NULL | NULL | Electrical Permit | Commercial | Renovation | Withdrawn | Installation / Repair - Commercial - 3 | NULL
NULL | NULL | NULL | Sprinkler Permit | Commercial | Tenant Improvement | Withdrawn | Commercial - Partial floor tenant improvement on Level 23 at 733 Seymour Street. There are no alternative solutions or CP associated with the improvements. As per the clients request, a shut-off valve has been omitted for the server room. | Viking Fire Protection Inc
NULL | NULL | NULL | Mechanical Permit | NULL | NULL | Withdrawn | NULL | NULL
NULL | NULL | NULL | Mechanical Permit | NULL | NULL | Withdrawn | NULL | NULL
EP-2023-06306 | 2023-07-13 | NULL | Electrical Permit | Commercial | NULL | Issued | Movie Set / Filming - To allow for Movie Set/Filming Applicant shall provide completed Contractor Declaration form, and dates of filming and associated location(s) to csinspection.clerks@vancouver.ca prior to the commencement of filming. Visit vancouver.ca/inspections for more details. | Mocne Production Ltd
NULL | NULL | NULL | Mechanical Permit | NULL | NULL | Draft | NULL | NULL
NULL | NULL | NULL | Electrical Permit | NULL | NULL | Draft | NULL | NULL
EP-2023-06349 | 2023-07-14 | NULL | Electrical Permit | Commercial | New | Issued | Installation / Repair - Commercial - Install new service Panel and associated conduits and junction boxes. Amend: July 17, 2023 Kiosk is located on Bute St south of 1202 Harwood St | City of Vancouver
NULL | NULL | NULL | Electrical Permit | NULL | NULL | Draft | NULL | NULL
NULL | NULL | NULL | Mechanical Permit | NULL | NULL | Draft | NULL | NULL
NULL | NULL | NULL | Mechanical Permit | NULL | NULL | Draft | NULL | NULL
NULL | NULL | NULL | Plumbing Permit | NULL | NULL | Draft | NULL | BD Plumbing
NULL | NULL | NULL | Plumbing Permit | NULL | NULL | Draft | NULL | BD Plumbing
NULL | NULL | NULL | Plumbing Permit | Residential | New | Draft | Residential - Plumbing rough in and finishing | BD Plumbing
NULL | NULL | NULL | Electrical Permit | Commercial | New | Draft | Temporary Power - Commercial - To provide temporary power. | NULL
NULL | NULL | NULL | Electrical Permit | Commercial | New | Draft | Installation / Repair - Commercial - Electric Vehicle Charging Infrastructure. New 600A CT cabinet fed from new 600A 120/208V fused switch. New 600 Panel with 2x40A 2pole breakers feeding 3 phase 4 wire splitters. Each 40A breaker can feed 4 car chargers wired 4-1 with Energy Management System. Network for Energy Management System piped throughout parkade in 3/4" EMT. | Island Technical Installations Ltd
NULL | NULL | NULL | Electrical Permit | NULL | NULL | Draft | NULL | NULL
NULL | NULL | NULL | Plumbing Permit | NULL | NULL | Withdrawn | NULL | Cambridge Plumbing Systems Ltd
NULL | NULL | NULL | Gas Permit | NULL | New | Withdrawn | NULL | Ultra Mechanical Ltd
NULL | NULL | NULL | Gas Permit | NULL | NULL | Withdrawn | NULL | Drips & Drains Plumbing and Heating Ltd
NULL | NULL | NULL | Plumbing Permit | Commercial | Tenant Improvement | Draft | Commercial - installing 1 DCVA backflow to water supply for water filter installing 1 RPBA backflow on premise isolation | Brian Mussato Plumbing & Heating Ltd
NULL | NULL | NULL | Plumbing Permit | NULL | NULL | Draft | NULL | NULL
NULL | NULL | NULL | Plumbing Permit | Commercial | Addition | Draft | Commercial - Additional backflow assembly (RPBA) install for the chemical dispenser serving the janitor mop sink | NULL
NULL | NULL | NULL | Electrical Permit | Residential | New | Draft | Installation / Repair - Residential - INSTALLATION OF SECURITY SYSTEM | ADT Security Services Canada Inc
NULL | NULL | NULL | Mechanical Permit | NULL | NULL | Withdrawn | NULL | DISPATCH PLUMBING INC
NULL | NULL | NULL | Electrical Permit | Residential | New | Draft | Installation / Repair - Residential - INSTALLATION OF SECURITY SYSTEM | ADT Security Services Canada Inc
NULL | NULL | NULL | Mechanical Permit | NULL | NULL | Draft | NULL | NULL
NULL | NULL | NULL | Mechanical Permit | NULL | NULL | Withdrawn | NULL | NULL
NULL | NULL | NULL | Plumbing Permit | Residential | New | Draft | Residential - single family house | NULL
NULL | NULL | NULL | Electrical Permit | Commercial | NULL | Draft | Annual / Operating | NULL
NULL | NULL | NULL | Electrical Permit | NULL | NULL | Draft | NULL | NULL
NULL | NULL | NULL | Electrical Permit | NULL | NULL | Draft | NULL | NULL
NULL | NULL | NULL | Plumbing Permit | NULL | NULL | Withdrawn | NULL | NULL
NULL | NULL | NULL | Plumbing Permit | NULL | NULL | Draft | NULL | NULL
NULL | NULL | NULL | Electrical Permit | NULL | NULL | Draft | NULL | NULL
NULL | NULL | NULL | Plumbing Permit | Residential | New | Draft | Residential - TWO SUMP NO PUMP | NULL
NULL | NULL | NULL | Plumbing Permit | Residential | Renovation | Draft | Residential - Add new pex water line due to relocating sink in kitchen | NULL
NULL | NULL | NULL | Electrical Permit | NULL | NULL | Draft | NULL | NULL
NULL | NULL | NULL | Electrical Permit | NULL | NULL | Draft | NULL | NULL
NULL | NULL | NULL | Mechanical Permit | NULL | NULL | Draft | NULL | NULL
NULL | NULL | NULL | Plumbing Permit | NULL | NULL | Draft | NULL | NULL
NULL | NULL | NULL | Mechanical Permit | NULL | NULL | Draft | NULL | NULL
NULL | NULL | NULL | Electrical Permit | Commercial | NULL | Draft | Annual / Operating | NULL
NULL | NULL | NULL | Electrical Permit | Residential | New | Draft | Installation / Repair - Residential - General electrical wire for a garage. | NULL
EP-2023-06416 | 2023-07-17 | NULL | Electrical Permit | Commercial | New | Issued | Installation / Repair - Commercial - Existing traffic Signal Upgrade. New conduits for Street lighting. | City of Vancouver
NULL | NULL | NULL | Electrical Permit | NULL | NULL | Draft | NULL | NULL
EP-2023-06382 | NULL | NULL | Electrical Permit | Commercial | New | Withdrawn | Installation / Repair - Commercial - 2 car charging stations | NULL
NULL | NULL | NULL | Electrical Permit | Commercial | NULL | Draft | Annual / Operating | NULL
MP-2023-01301 | NULL | NULL | Mechanical Permit | NULL | NULL | Draft | NULL | CRONA MANAGEMENT INC.
MP-2023-01302 | NULL | NULL | Mechanical Permit | NULL | NULL | Draft | NULL | CRONA MANAGEMENT INC.
NULL | NULL | NULL | Plumbing Permit | Commercial | Addition | Draft | Commercial - Install one backflow device | NULL
NULL | NULL | NULL | Electrical Permit | NULL | NULL | Draft | NULL | NULL
NULL | NULL | NULL | Electrical Permit | NULL | NULL | Withdrawn | NULL | NULL
NULL | NULL | NULL | Plumbing Permit | Commercial | Renovation | Draft | Commercial - plumbing reno | NULL
NULL | NULL | NULL | Plumbing Permit | NULL | NULL | Draft | NULL | NULL
NULL | NULL | NULL | Mechanical Permit | NULL | NULL | Draft | NULL | NULL
NULL | NULL | NULL | Electrical Permit | Residential | Renovation | Draft | Installation / Repair - Residential | NULL
NULL | NULL | NULL | Plumbing Permit | NULL | NULL | Draft | NULL | NULL
NULL | NULL | NULL | Electrical Permit | NULL | NULL | Draft | NULL | NULL
NULL | NULL | NULL | Plumbing Permit | Residential | New | Draft | Residential - new house | NULL
NULL | NULL | NULL | Plumbing Permit | Residential | New | Withdrawn | Residential - Residential townhouses (6) with underground parkade | Red Mechanical
NULL | NULL | NULL | Electrical Permit | Residential | Addition | Draft | Installation / Repair - Residential - Installing a heat pump and a town house | NULL
NULL | NULL | NULL | Electrical Permit | Commercial | NULL | Draft | Annual / Operating | NULL
NULL | NULL | NULL | Mechanical Permit | NULL | NULL | Draft | NULL | NULL
NULL | NULL | NULL | Mechanical Permit | NULL | NULL | Draft | NULL | Milani Plumbing Heating & Air Conditioning Ltd
NULL | NULL | NULL | Electrical Permit | Commercial | NULL | Draft | Annual / Operating - Maintain and repair any electrical work in the building. | NULL
NULL | NULL | NULL | Plumbing Permit | NULL | NULL | Draft | NULL | AKAL Plumbing & Heating Ltd
NULL | NULL | NULL | Plumbing Permit | Residential | Renovation | Withdrawn | Residential - remove and replace existing plumbing | NULL
NULL | NULL | NULL | Plumbing Permit | NULL | NULL | Draft | NULL | NULL
NULL | NULL | NULL | Plumbing Permit | NULL | NULL | Withdrawn | NULL | NULL
NULL | NULL | NULL | Gas Permit | NULL | NULL | Draft | NULL | NULL
NULL | NULL | NULL | Electrical Permit | Commercial | Renovation | Draft | Installation / Repair - Commercial - Data cabling for computers, paging for speakers | NULL
NULL | NULL | NULL | Gas Permit | Residential | New | Draft | Residential - 2 Gas fireplace installation | NULL
NULL | NULL | NULL | Electrical Permit | Commercial | NULL | Draft | Annual / Operating - temp power | NULL
NULL | NULL | NULL | Electrical Permit | Residential | Renovation | Withdrawn | Installation / Repair - Residential - -Remove old charger and make room for the new DCC unit -Supply/install a DCC 12 unit -Reinstall the charger and hook it up to the DCC unit -Test and clean up | Vancity Electric Inc
NULL | NULL | NULL | Electrical Permit | NULL | Addition | Draft | Installation / Repair - - Installing EV Chager | 0968458 BC Ltd DBA Relight Solutions
NULL | NULL | NULL | Mechanical Permit | NULL | NULL | Withdrawn | NULL | Ultra Mechanical Ltd
NULL | NULL | NULL | Sprinkler Permit | NULL | NULL | Draft | NULL | NULL
NULL | NULL | NULL | Plumbing Permit | Residential | New | Draft | Residential - Plumbing | WDR CONTRACTING LTD
NULL | NULL | NULL | Gas Permit | Residential | New | Draft | Residential - gas | WDR CONTRACTING LTD
NULL | NULL | NULL | Electrical Permit | Commercial | NULL | Draft | Annual / Operating | NULL
NULL | NULL | NULL | Electrical Permit | Commercial | Tenant Improvement | Draft | Installation / Repair - Commercial - 1,install some 120V 15A wall socket ,pass scoket wire, 2,replace some the LED Luminaire, 3,test circuits | We Do Electrical Ltd
NULL | NULL | NULL | Plumbing Permit | NULL | NULL | Draft | NULL | NULL
NULL | NULL | NULL | Mechanical Permit | NULL | NULL | Draft | NULL | NULL
NULL | NULL | NULL | Mechanical Permit | NULL | NULL | Draft | NULL | PROCASA DEVELOPMENTS LTD.
MP-2023-01299 | 2023-07-16 | NULL | Mechanical Permit | NULL | NULL | Issued | NULL | Aquaman Plumbing And Heating Ltd
NULL | NULL | NULL | Electrical Permit | NULL | NULL | Draft | NULL | NULL
NULL | NULL | NULL | Sprinkler Permit | NULL | NULL | Draft | NULL | NULL
EP-2023-06763 | 2023-07-25 | NULL | Electrical Permit | Commercial | Addition | Issued | Installation / Repair - Commercial - Existing traffic signal to be upgraded. Installation of new underground raceway, junction boxes, signal equipment and replacing the signal controller cabinet. Charge: CET1576131 | City of Vancouver
NULL | NULL | NULL | Electrical Permit | NULL | NULL | Draft | NULL | NULL
NULL | NULL | NULL | Electrical Permit | NULL | NULL | Withdrawn | NULL | NULL
NULL | NULL | NULL | Electrical Permit | Commercial | NULL | Draft | Annual / Operating | NULL
EP-2023-06442 | 2023-07-17 | NULL | Electrical Permit | Commercial | NULL | Expired | Movie Set / Filming - To allow for Movie Set/Filming Applicant shall provide completed Contractor Declaration form, and dates of filming and associated location(s) to csinspection.clerks@vancouver.ca prior to the commencement of filming. Visit vancouver.ca/inspections for more details. | Frozenman Inc
NULL | NULL | NULL | Electrical Permit | NULL | NULL | Withdrawn | NULL | NULL
NULL | NULL | NULL | Mechanical Permit | NULL | NULL | Draft | NULL | Ashton Service Group/Ashton Mechanical Ltd.
NULL | NULL | NULL | Electrical Permit | Commercial | NULL | Draft | Annual / Operating - Renewal of EP-2021-05514 Valid: July 5, 2022 - July 4, 2023 | TDR Electric Inc
NULL | NULL | NULL | Plumbing Permit | Commercial | Addition | Draft | Commercial - Additional backflow assembly (RPBA) install for the chemical dispenser serving the janitor mop sink | IHM Mechanical Ltd
NULL | NULL | NULL | Plumbing Permit | NULL | NULL | Draft | NULL | NULL
NULL | NULL | NULL | Electrical Permit | Commercial | Renovation | Withdrawn | Installation / Repair - Commercial - Valentry upgrade existing fire alarm system. | NULL
NULL | NULL | NULL | Electrical Permit | Residential | Renovation | Withdrawn | Installation / Repair - Residential - -Supply and install all new fixtures as shown on ID drawings. -Alternate recessed light fixtures are acceptable as long as they match specified items and are equivalent light colour -All devices to be Decora White -Device screws to be installed in vertical alignment -Provide all LED bulbs as required. | Vancity Electric Inc
NULL | NULL | NULL | Electrical Permit | Commercial | Tenant Improvement | Withdrawn | Installation / Repair - Commercial - Tenant improvement , install new LED pot lights , new switches and receptacles, Takin over existing permit EP-2023-01279 DP-2022-00685 | The Wire Strippers Electrical Services Ltd
NULL | NULL | NULL | Electrical Permit | Commercial | New | Draft | Installation / Repair - Commercial - Car Dealership Garage | Excel Electric (1993) Ltd
NULL | NULL | NULL | Electrical Permit | Commercial | New | Draft | Installation / Repair - Commercial - Electrical installation for Service Center | Excel Electric (1993) Ltd
NULL | NULL | NULL | Electrical Permit | Commercial | New | Draft | Installation / Repair - Commercial - Service Center | Excel Electric (1993) Ltd
NULL | NULL | NULL | Mechanical Permit | NULL | NULL | Withdrawn | NULL | NULL
NULL | NULL | NULL | Electrical Permit | Commercial | NULL | Draft | Annual / Operating - 2 annual on-site walk throughs to review and inspect each electrical room, all common areas including interior and exterior, as well as the parkade. | Nightingale Electric Ltd
NULL | NULL | NULL | Electrical Permit | NULL | NULL | Draft | NULL | NULL
NULL | NULL | NULL | Gas Permit | NULL | NULL | Draft | NULL | NULL
NULL | NULL | NULL | Gas Permit | NULL | NULL | Withdrawn | NULL | Pacific Peak to Peak Plumbing & Heating Ltd
NULL | NULL | NULL | Electrical Permit | NULL | NULL | Draft | NULL | NULL
NULL | NULL | NULL | Electrical Permit | Commercial | Tenant Improvement | Draft | Installation / Repair - Commercial - Check existing Business for electrical code compliance >BP: #1 - 1399 Fountain Way Court Interior alterations provide improvements for beauty and wellness tenant in this existing commercial/residential building Scope of work: remove existing raised SPA area, relocate esthetic room door. E2 - Lighting - Upgrade to incorporate scheduled (per 9.4.1.1.(i) of ASHARE 90.1-2016) Schedule A provided by Celso Stifelmann Architectural Schedule B provided by Celso Stifelmann | Pattullo Electrical Installations Ltd
NULL | NULL | NULL | Electrical Permit | NULL | NULL | Draft | NULL | NULL
NULL | NULL | NULL | Mechanical Permit | NULL | NULL | Draft | NULL | NULL
NULL | NULL | NULL | Plumbing Permit | Residential | Renovation | Draft | Residential - Relocated toilet sanitary Deleted tub and roughed in for shower | NULL
NULL | NULL | NULL | Gas Permit | NULL | NULL | Draft | NULL | Ashton Service Group/Ashton Mechanical Ltd.
NULL | NULL | NULL | Sprinkler Permit | Commercial | Tenant Improvement | Draft | Commercial - 400 Sprinkler alterations to provide tenant improvements to a laboratory on the 4th floor of this existing commercial building on this site. | Priority Fire Systems Ltd
NULL | NULL | NULL | Plumbing Permit | NULL | NULL | Draft | NULL | Vanguard Mechanical Ltd
NULL | NULL | NULL | Plumbing Permit | NULL | NULL | Draft | NULL | NULL
NULL | NULL | NULL | Gas Permit | NULL | Renovation | Draft | - replacement of Hot wate tank | NULL
EP-2023-06518 | 2023-07-18 | NULL | Electrical Permit | Commercial | NULL | Expired | Movie Set / Filming - To allow for Movie Set/Filming Applicant shall provide completed Contractor Declaration form, and dates of filming and associated location(s) to csinspection.clerks@vancouver.ca prior to the commencement of filming. Visit vancouver.ca/inspections for more details. | Circle Productions Ltd
NULL | NULL | NULL | Plumbing Permit | NULL | NULL | Draft | NULL | Tyco Integrated Fire & Security Canada Inc/Tyco Feu Et Securite Integres Canada Inc
NULL | NULL | NULL | Electrical Permit | NULL | NULL | Draft | NULL | NULL
NULL | NULL | NULL | Mechanical Permit | NULL | NULL | Draft | NULL | Ashton Service Group/Ashton Mechanical Ltd.
EP-2023-06522 | NULL | NULL | Electrical Permit | Commercial | Renovation | Withdrawn | Temporary Power - Commercial - To provide temporary power. | Nightingale Electric Ltd
NULL | NULL | NULL | Plumbing Permit | NULL | NULL | Draft | NULL | NULL
NULL | NULL | NULL | Electrical Permit | NULL | NULL | Draft | NULL | NULL
NULL | NULL | NULL | Gas Permit | NULL | NULL | Draft | NULL | Milani Plumbing Heating & Air Conditioning Ltd
NULL | NULL | NULL | Electrical Permit | NULL | NULL | Draft | NULL | NULL
NULL | NULL | NULL | Mechanical Permit | NULL | NULL | Draft | NULL | NULL
NULL | NULL | NULL | Plumbing Permit | NULL | NULL | Withdrawn | NULL | NULL
NULL | NULL | NULL | Electrical Permit | NULL | NULL | Draft | NULL | NULL
NULL | NULL | NULL | Gas Permit | Residential | New | Draft | Residential - gas work | NULL
NULL | NULL | NULL | Gas Permit | Residential | New | Draft | Residential - gas work | NULL
NULL | NULL | NULL | Gas Permit | NULL | NULL | Draft | NULL | NULL
NULL | NULL | NULL | Gas Permit | NULL | NULL | Draft | NULL | NULL
NULL | NULL | NULL | Mechanical Permit | NULL | NULL | Draft | NULL | NULL
NULL | NULL | NULL | Electrical Permit | Commercial | NULL | Withdrawn | Annual / Operating | NULL
NULL | NULL | NULL | Plumbing Permit | NULL | Renovation | Draft | - adding in 2 sinks | NULL
NULL | NULL | NULL | Electrical Permit | Commercial | NULL | Draft | Annual / Operating - Maintenance of existing operating electrical equipment. | FB Electric Ltd
NULL | NULL | NULL | Mechanical Permit | NULL | NULL | Withdrawn | NULL | NULL
NULL | NULL | NULL | Electrical Permit | Residential | Tenant Improvement | Draft | Installation / Repair - Residential - Wiring in new heat pump | NULL
NULL | NULL | NULL | Electrical Permit | NULL | NULL | Draft | NULL | NULL
NULL | NULL | NULL | Sprinkler Permit | NULL | NULL | Draft | NULL | PML Professional Mechanical Ltd
NULL | NULL | NULL | Electrical Permit | Commercial | NULL | Draft | Movie Set / Filming - To allow for Movie Set/Filming Applicant shall provide completed Contractor Declaration form, and dates of filming and associated location(s) to csinspection.clerks@vancouver.ca prior to the commencement of filming. Visit vancouver.ca/inspections for more details. | NULL
NULL | NULL | NULL | Gas Permit | NULL | NULL | Draft | NULL | NULL
NULL | NULL | NULL | Sprinkler Permit | NULL | NULL | Draft | NULL | PML Professional Mechanical Ltd
NULL | NULL | NULL | Electrical Permit | Commercial | Tenant Improvement | Draft | Installation / Repair - Commercial - Low voltage sound masking installation. >BP: Interior alterations to provide improvements to this new office tenant on this existing vacant space on the 15th floor and to combine units #1500 & #1550 becoming a full floor tenant to this existing commercial building. Scope of work: Remove the demising walls to combine the 2 units, remove existing doors, ceiling, floor finishes at elevator lobby. Construct new partitions, door, millwork, electrical, plumbing and sprinkler work. TENANT: Westlaw Law Limited Partnership Letters of Assurance submitted: Schedule A and Architectural Schedule B by Glenn Roethlingshoefer, Architect, AIBC., 604.631.4544 Electrical Schedule B by Roger Dupuis, P.Eng., 604.569.6500 Plumbing/Mechanical Schedule B by Hassan Hammoud, P.Eng., 604.734.9338 Building Sprinklered – Separate sprinkler permit required for proposed sprinkler work. Energy checklist is currently no longer required with your Building Permit (BP) application. Some supporting documents are still required at BP stage, specifically Envelope and HVAC, if applicable. Service Water Heating and Lighting supporting documents, if applicable, must be submitted with your related trades permits (e.g. electrical and plumbing). | BTM Marketing Group Ltd
NULL | NULL | NULL | Plumbing Permit | NULL | NULL | Draft | NULL | NULL
NULL | NULL | NULL | Electrical Permit | NULL | NULL | Withdrawn | Temporary Power - - To provide temporary power. | 0777792 BC Ltd
NULL | NULL | NULL | Electrical Permit | NULL | NULL | Draft | NULL | NULL
NULL | NULL | NULL | Mechanical Permit | NULL | NULL | Draft | NULL | Ashton Service Group/Ashton Mechanical Ltd.
NULL | NULL | NULL | Plumbing Permit | NULL | NULL | Draft | NULL | NULL
NULL | NULL | NULL | Gas Permit | NULL | NULL | Draft | NULL | NULL
NULL | NULL | NULL | Gas Permit | NULL | NULL | Draft | NULL | NULL
NULL | NULL | NULL | Gas Permit | NULL | NULL | Draft | NULL | NULL
EP-2023-06607 | 2023-07-20 | NULL | Electrical Permit | Commercial | NULL | Expired | Movie Set / Filming - To allow for Movie Set/Filming Applicant shall provide completed Contractor Declaration form, and dates of filming and associated location(s) to csinspection.clerks@vancouver.ca prior to the commencement of filming. Visit vancouver.ca/inspections for more details. | DIGITAL INTERFERENCE PRODUCTIONS INC.
NULL | NULL | NULL | Electrical Permit | Commercial | New | Draft | Installation / Repair - Commercial - Install signs Garage & Dynamite stores | NULL
NULL | NULL | NULL | Electrical Permit | NULL | NULL | Draft | NULL | NULL
NULL | NULL | NULL | Mechanical Permit | NULL | NULL | Draft | NULL | NULL
NULL | NULL | NULL | Mechanical Permit | NULL | NULL | Draft | NULL | Ashton Service Group/Ashton Mechanical Ltd.
NULL | NULL | NULL | Sprinkler Permit | Residential | New | Draft | Residential - Install sprinklers in Duplex | NULL
NULL | NULL | NULL | Electrical Permit | NULL | NULL | Draft | NULL | NULL
NULL | NULL | NULL | Mechanical Permit | NULL | NULL | Draft | NULL | Ashton Service Group/Ashton Mechanical Ltd.
NULL | NULL | NULL | Plumbing Permit | NULL | NULL | Draft | NULL | NULL
NULL | NULL | NULL | Gas Permit | Residential | New | Withdrawn | Residential - To install one range, one BBQ, one firepit , one overhead heater . Piping only for one Boiler . | NULL
NULL | NULL | NULL | Plumbing Permit | NULL | NULL | Withdrawn | NULL | NULL
NULL | NULL | NULL | Electrical Permit | NULL | NULL | Draft | NULL | NULL
NULL | NULL | NULL | Gas Permit | Residential | Renovation | Withdrawn | Residential - Re&re furnace and hot water tank | Milani Plumbing Heating & Air Conditioning Ltd
NULL | NULL | NULL | Gas Permit | Residential | New | Draft | Residential - Furnace Install, Heat Pump, Fortis Hybrid program heat pump + furnace | NULL
NULL | NULL | NULL | Mechanical Permit | NULL | NULL | Draft | NULL | NULL
NULL | NULL | NULL | Electrical Permit | NULL | NULL | Draft | NULL | NULL
NULL | NULL | NULL | Electrical Permit | NULL | NULL | Draft | NULL | NULL
NULL | NULL | NULL | Plumbing Permit | NULL | NULL | Withdrawn | NULL | NULL
EP-2023-06838 | 2023-08-28 | NULL | Electrical Permit | Commercial | Addition | Completed | Installation / Repair - Commercial - Installation of pole, pole base, luminaires, junction boxes, ducts and wiring. | City of Vancouver
NULL | NULL | NULL | Electrical Permit | Residential | New | Draft | Installation / Repair - Residential - Low voltage wiring | NULL
NULL | NULL | NULL | Electrical Permit | NULL | NULL | Withdrawn | NULL | NULL
NULL | NULL | NULL | Electrical Permit | Commercial | Tenant Improvement | Draft | Installation / Repair - Commercial - Tennant Improvement | Sasco Contractors Ltd
NULL | NULL | NULL | Electrical Permit | Commercial | NULL | Draft | Movie Set / Filming - To allow for Movie Set/Filming Applicant shall provide completed Contractor Declaration form, and dates of filming and associated location(s) to csinspection.clerks@vancouver.ca prior to the commencement of filming. Visit vancouver.ca/inspections for more details. | NULL
NULL | NULL | NULL | Plumbing Permit | NULL | NULL | Draft | NULL | NULL
EP-2023-06839 | 2023-08-31 | NULL | Electrical Permit | Commercial | Addition | Issued | Installation / Repair - Commercial - Installation of poles, pole bases, luminaires, junction boxes, ducts and wiring. | City of Vancouver
EP-2023-06606 | 2023-07-21 | NULL | Electrical Permit | Commercial | Addition | Completed | Installation / Repair - Commercial - Existing Shaw Cable power supply On BC Hydro Pole to add addition Electrical Meter on Shaw Box to record power consumption. See attached SHAW and BC Hydro Documents for help in explanation if needed. BC Hydro for special Bulletin Height allowance provision included. Hydro pole outside close to 968 Nicola Street premises. | Harbourview Electric Ltd
NULL | NULL | NULL | Electrical Permit | Commercial | New | Draft | Installation / Repair - Commercial - Installation of a new ULC fire alarm dialer/system No Mag locks Site contact: Eric King, 604-328-0961 | NULL
NULL | NULL | NULL | Electrical Permit | NULL | NULL | Draft | NULL | NULL
NULL | NULL | NULL | Plumbing Permit | Commercial | Tenant Improvement | Draft | Commercial - Relocate existing sink by moving 2', replace two existing vanity basins | NULL
NULL | NULL | NULL | Plumbing Permit | NULL | NULL | Draft | NULL | NULL
NULL | NULL | NULL | Sprinkler Permit | Residential | New | Draft | Residential - built the irrigation for turf | BCCA Peoples Construction Ltd
NULL | NULL | NULL | Plumbing Permit | Residential | New | Draft | Residential - install the irrigation for outside grass | NULL
NULL | NULL | NULL | Mechanical Permit | NULL | NULL | Withdrawn | NULL | NULL
NULL | NULL | NULL | Mechanical Permit | NULL | NULL | Withdrawn | NULL | NULL
NULL | NULL | NULL | Gas Permit | Residential | New | Draft | Residential - To install one range , one BBQ, one Firepit, one overhead heater. Piping only for one Boiler. | NULL
NULL | NULL | NULL | Electrical Permit | NULL | NULL | Draft | NULL | NULL
NULL | NULL | NULL | Plumbing Permit | Residential | New | Withdrawn | Residential - Duplex house | NULL
NULL | NULL | NULL | Plumbing Permit | Residential | New | Withdrawn | Residential | NULL
NULL | NULL | NULL | Plumbing Permit | NULL | NULL | Draft | NULL | NULL
NULL | NULL | NULL | Plumbing Permit | Commercial | Renovation | Withdrawn | Commercial - restaurant plumbing work >BP: Interior alterations to this existing restaurant to provide tenant improvement for a new Restaurant Class-1 (Group A2) on the ground floor of this existing mixed-use building on this site. Total occupant load = 36 interior seats + 4 staff = 40 persons. ******THIS PERMIT HAS BEEN REVIEWED & ISSUED UNDER THE REQUIREMENTS OF VBBL 2019 ******** Building Review Branch Notes: 1. Mech. B, Plumb. B. & Fire Suppression B. are submitted. 2. No exterior alterations proposed. 3. Washroom capacity is max. 50 persons. | Kyoungmo Yang DBA K-Green Plumbing And Heating
NULL | NULL | NULL | Mechanical Permit | NULL | NULL | Draft | NULL | NULL
NULL | NULL | NULL | Sprinkler Permit | NULL | NULL | Draft | NULL | NULL
NULL | NULL | NULL | Electrical Permit | NULL | NULL | Draft | NULL | NULL
NULL | NULL | NULL | Mechanical Permit | NULL | NULL | Draft | NULL | NULL
NULL | NULL | NULL | Gas Permit | NULL | NULL | Draft | NULL | NULL
NULL | NULL | NULL | Electrical Permit | Commercial | NULL | Draft | Annual / Operating | NULL
EP-2023-06638 | 2023-07-21 | NULL | Electrical Permit | Commercial | NULL | Expired | Movie Set / Filming - To allow for Movie Set/Filming Applicant shall provide completed Contractor Declaration form, and dates of filming and associated location(s) to csinspection.clerks@vancouver.ca prior to the commencement of filming. Visit vancouver.ca/inspections for more details. | Means of Production Inc
NULL | NULL | NULL | Mechanical Permit | NULL | NULL | Draft | NULL | NULL
NULL | NULL | NULL | Gas Permit | Residential | New | Draft | Residential - To install one range, one BBQ, one Firepit , one overhead heater . Piping only for one Boiler. | NULL
NULL | NULL | NULL | Plumbing Permit | Residential | New | Withdrawn | Residential - Plumbing work | NULL
NULL | NULL | NULL | Electrical Permit | Commercial | NULL | Draft | Annual / Operating | NULL
NULL | NULL | NULL | Electrical Permit | Residential | New | Draft | Installation / Repair - Residential | Maple Leaf Electrical Ltd
NULL | NULL | NULL | Gas Permit | NULL | NULL | Draft | NULL | Vancouver Gas Fireplaces Ltd
NULL | NULL | NULL | Gas Permit | Residential | Renovation | Draft | Residential - Replace mid efficient laars boiler with Noritz high efficiency | Anastase Vlassopoulos DBA Taso Services
EP-2023-06764 | 2023-07-26 | NULL | Electrical Permit | Commercial | NULL | Issued | Movie Set / Filming - To allow for Movie Set/Filming Applicant shall provide completed Contractor Declaration form, and dates of filming and associated location(s) to csinspection.clerks@vancouver.ca prior to the commencement of filming. Visit vancouver.ca/inspections for more details. | Sight Unseen S1 Productions BC Inc.
NULL | NULL | NULL | Plumbing Permit | NULL | NULL | Draft | NULL | NULL
NULL | NULL | NULL | Electrical Permit | NULL | NULL | Draft | NULL | NULL
NULL | NULL | NULL | Electrical Permit | NULL | NULL | Draft | NULL | NULL
NULL | NULL | NULL | Electrical Permit | Commercial | NULL | Draft | Annual / Operating | NULL
NULL | NULL | NULL | Electrical Permit | NULL | NULL | Withdrawn | NULL | NULL
NULL | NULL | NULL | Electrical Permit | NULL | NULL | Draft | NULL | NULL
NULL | NULL | NULL | Gas Permit | Residential | New | Withdrawn | Residential - new underground gas line from existing house (two new meters are being installed, one is for the existing house, one is for the new coach house) new fireplace new bbq box | NULL
NULL | NULL | NULL | Gas Permit | NULL | NULL | Draft | NULL | NULL
NULL | NULL | NULL | Gas Permit | NULL | NULL | Draft | NULL | NULL
NULL | NULL | NULL | Gas Permit | Residential | New | Draft | Residential - 2 range 1 bbq 1 dryer | NULL
NULL | NULL | NULL | Mechanical Permit | NULL | NULL | Draft | NULL | NULL
NULL | NULL | NULL | Gas Permit | Residential | New | Withdrawn | Residential - 2 range 1 bbq 1 dryer | NULL
NULL | NULL | NULL | Electrical Permit | Commercial | New | Draft | Installation / Repair - Commercial - FINISH ALARM/CCTV/SOUND | 1994 BSafe Security Systems Ltd
EP-2023-06664 | 2023-07-24 | NULL | Electrical Permit | Commercial | NULL | Expired | Special Event - Punchbowl & Rose Disco tie ins .120/208 distribution for food vendors site and stage 480v for reefer | Riviers Electric Services Inc
NULL | NULL | NULL | Sprinkler Permit | NULL | NULL | Withdrawn | NULL | NULL
NULL | NULL | NULL | Electrical Permit | Commercial | Tenant Improvement | Withdrawn | Installation / Repair - Commercial - Tenant improvement- Wall receptacles, lighting fixtures, fire alarm | Ankor Electrical Ltd.
NULL | NULL | NULL | Plumbing Permit | NULL | NULL | Draft | NULL | NULL
NULL | NULL | NULL | Electrical Permit | NULL | NULL | Draft | NULL | NULL
NULL | NULL | NULL | Electrical Permit | NULL | NULL | Draft | NULL | NULL
NULL | NULL | NULL | Sprinkler Permit | NULL | NULL | Draft | NULL | NULL
NULL | NULL | NULL | Plumbing Permit | NULL | NULL | Draft | NULL | NULL
NULL | NULL | NULL | Plumbing Permit | NULL | NULL | Draft | NULL | NULL
NULL | NULL | NULL | Plumbing Permit | NULL | NULL | Draft | NULL | NULL
NULL | NULL | NULL | Electrical Permit | NULL | NULL | Draft | NULL | NULL
NULL | NULL | NULL | Plumbing Permit | NULL | NULL | Draft | NULL | NULL
NULL | NULL | NULL | Electrical Permit | NULL | NULL | Withdrawn | NULL | NULL
NULL | NULL | NULL | Electrical Permit | NULL | NULL | Withdrawn | NULL | NULL
NULL | NULL | NULL | Plumbing Permit | NULL | NULL | Draft | NULL | NULL
NULL | NULL | NULL | Electrical Permit | NULL | NULL | Draft | NULL | NULL
NULL | NULL | NULL | Sprinkler Permit | NULL | NULL | Draft | NULL | NULL
NULL | NULL | NULL | Gas Permit | Residential | Renovation | Draft | Residential - Replace mid efficient boiler and atomsepheric hw tank with Noritz combi | NULL
NULL | NULL | NULL | Electrical Permit | NULL | NULL | Withdrawn | NULL | NULL
NULL | NULL | NULL | Electrical Permit | Residential | Addition | Withdrawn | Installation / Repair - Residential - Put two circuits for out ACs. 30A for each of the AC units | NULL
NULL | NULL | NULL | Electrical Permit | Commercial | NULL | Draft | Annual / Operating | NULL
NULL | NULL | NULL | Mechanical Permit | NULL | NULL | Draft | NULL | NULL
NULL | NULL | NULL | Electrical Permit | NULL | NULL | Draft | NULL | NULL
NULL | NULL | NULL | Electrical Permit | NULL | NULL | Draft | NULL | NULL
NULL | NULL | NULL | Electrical Permit | Residential | New | Withdrawn | Installation / Repair - Residential - The geology of the construction site area consists of lime stone with a high resistivity (dried limestone has a resistivity higher than 40000 Ohm meters) With the high resistivity of the limestone and limited water table the ground rod will have little effect on reducing the resistance of the ground connection. We have deviated from Rule 36-302-1 and instead of using 4 x 10 foot ground rods, the ground electrode system consists of: 4 x 16 FT Horizontal (at 8 FT Deep) shoring pins (East Side) and 7 x 26 FT pipe piles (South Side) used as ground rods. A grounding spur has been welded to the shoring pins and pipe piles in several locations at ~ 10 meters apart. 3/0 AWG, bare copper conductor is connected via compression crimps to the welded grounding spurs. The 3/) AWG bare copper forms a complete loop with two tails returning to the suspended slab electrical room on the grade level. | NULL
NULL | NULL | NULL | Electrical Permit | Commercial | Tenant Improvement | Withdrawn | Installation / Repair - Commercial - Commerical TI Installation of new lightings, power and data | NULL
EP-2023-06739 | 2023-07-24 | NULL | Electrical Permit | Commercial | NULL | Expired | Movie Set / Filming - To allow for Movie Set/Filming Applicant shall provide completed Contractor Declaration form, and dates of filming and associated location(s) to csinspection.clerks@vancouver.ca prior to the commencement of filming. Visit vancouver.ca/inspections for more details. | The Capital Media Company Inc
NULL | NULL | NULL | Plumbing Permit | Commercial | Renovation | Draft | Commercial - Relocate existing sink 2', replace existing vanity cabinets ( two) including new basins | NULL
NULL | NULL | NULL | Sprinkler Permit | NULL | NULL | Draft | NULL | NULL
NULL | NULL | NULL | Plumbing Permit | Commercial | New | Withdrawn | Commercial - Plumbing | AMBER MECHANICAL LTD
NULL | NULL | NULL | Electrical Permit | Commercial | Tenant Improvement | Withdrawn | Installation / Repair - Commercial - Tenat improvement | Ankor Electrical Ltd.
NULL | NULL | NULL | Electrical Permit | Commercial | NULL | Draft | Annual / Operating | NULL
NULL | NULL | NULL | Electrical Permit | Residential | New | Draft | Installation / Repair - Residential - we are new wiring amd finshing of this house this 1 house front amd 2 duplex house back also installing New service | NULL
NULL | NULL | NULL | Sprinkler Permit | NULL | NULL | Draft | NULL | NULL
NULL | NULL | NULL | Plumbing Permit | Commercial | New | Draft | Commercial - Install of new plumbing system | Lisi Mechanical Contractors Ltd
NULL | NULL | NULL | Electrical Permit | NULL | NULL | Draft | NULL | NULL
NULL | NULL | NULL | Electrical Permit | NULL | NULL | Draft | NULL | NULL
NULL | NULL | NULL | Electrical Permit | Commercial | NULL | Withdrawn | Annual / Operating - Maintenance of EV-EMS & EV charging infrastructure | NULL
NULL | NULL | NULL | Electrical Permit | Commercial | NULL | Draft | Annual / Operating | NULL
NULL | NULL | NULL | Electrical Permit | Commercial | Addition | Draft | Installation / Repair - Commercial - Supply and install new ductless split heat pump system - Panel is 400 amp, 120V - 208V, 3 phase. Calculated load is 310.5 amps. | Duke Refrigeration & HVAC Ltd
NULL | NULL | NULL | Electrical Permit | NULL | NULL | Withdrawn | NULL | NULL
NULL | NULL | NULL | Electrical Permit | NULL | NULL | Draft | NULL | NULL
NULL | NULL | NULL | Electrical Permit | Residential | Addition | Withdrawn | Temporary Power - Residential - To provide temporary power. | NULL
NULL | NULL | NULL | Electrical Permit | Commercial | Addition | Withdrawn | Installation / Repair - Commercial - Install EV Charger meter | Prowatt Electric Inc
NULL | NULL | NULL | Electrical Permit | NULL | NULL | Draft | NULL | NULL
NULL | NULL | NULL | Plumbing Permit | NULL | NULL | Draft | NULL | NULL
EP-2023-06778 | 2023-07-26 | NULL | Electrical Permit | Commercial | NULL | Expired | Movie Set / Filming - To allow for Movie Set/Filming Applicant shall provide completed Contractor Declaration form, and dates of filming and associated location(s) to csinspection.clerks@vancouver.ca prior to the commencement of filming. Visit vancouver.ca/inspections for more details. | The Capital Media Company Inc
NULL | NULL | NULL | Electrical Permit | Residential | Addition | Draft | Temporary Power - Residential - To provide temporary power. | Power Pros Electrical Ltd
NULL | NULL | NULL | Plumbing Permit | Commercial | Renovation | Draft | Commercial - Relocating water closets, floor drains, lavatories, installation of kitchen sink and grease trap | NULL
NULL | NULL | NULL | Sprinkler Permit | Residential | New | Draft | Residential - To have a temporary sprinkler permit to deal with chaufer beetles. | NULL
NULL | NULL | NULL | Gas Permit | Residential | NULL | Draft | Residential | NULL
EP-2023-06777 | 2023-07-25 | NULL | Electrical Permit | Commercial | NULL | Expired | Movie Set / Filming - To allow for Movie Set/Filming Applicant shall provide completed Contractor Declaration form, and dates of filming and associated location(s) to csinspection.clerks@vancouver.ca prior to the commencement of filming. Visit vancouver.ca/inspections for more details. | The Capital Media Company Inc
NULL | NULL | NULL | Plumbing Permit | Commercial | Renovation | Draft | Commercial - relocation of water closets, lavatory sinks, kitchen sink, grease trap | NULL
NULL | NULL | NULL | Electrical Permit | Residential | Renovation | Draft | Temporary Power - Residential - To provide temporary power. | Power Pros Electrical Ltd
NULL | NULL | NULL | Electrical Permit | NULL | NULL | Draft | NULL | NULL
NULL | NULL | NULL | Gas Permit | Residential | Renovation | Withdrawn | Residential - Re&re furnace and Hot water tank | Milani Plumbing Heating & Air Conditioning Ltd
NULL | NULL | NULL | Mechanical Permit | NULL | NULL | Draft | NULL | NULL
NULL | NULL | NULL | Gas Permit | NULL | NULL | Draft | NULL | NULL
NULL | NULL | NULL | Plumbing Permit | Residential | Renovation | Withdrawn | Residential - Complete renovation except rental suite kitchen | NULL
NULL | NULL | NULL | Electrical Permit | NULL | NULL | Draft | NULL | NULL
NULL | NULL | NULL | Mechanical Permit | NULL | NULL | Withdrawn | NULL | NULL
NULL | NULL | NULL | Electrical Permit | NULL | NULL | Withdrawn | NULL | NULL
NULL | NULL | NULL | Electrical Permit | NULL | NULL | Draft | NULL | NULL
NULL | NULL | NULL | Electrical Permit | NULL | NULL | Withdrawn | NULL | NULL
NULL | NULL | NULL | Gas Permit | NULL | NULL | Draft | NULL | Thomson Industries Ltd
NULL | NULL | NULL | Electrical Permit | Commercial | New | Withdrawn | Temporary Power - Commercial - To provide temporary power. | AIGO TECHNOLOGY INC
NULL | NULL | NULL | Plumbing Permit | NULL | NULL | Draft | NULL | NULL
NULL | NULL | NULL | Plumbing Permit | NULL | NULL | Draft | NULL | NULL
NULL | NULL | NULL | Electrical Permit | Commercial | NULL | Withdrawn | Annual / Operating | Protec Installations Group
NULL | NULL | NULL | Electrical Permit | Residential | New | Draft | Installation / Repair - Residential - The property currently has a temporary electrical service. The service needs to be relocated for the new sewer/water lines to come onto the property. We need B.C Hydro to disconnect power, we will then relocate the pole and B.C Hydro will then re-connect. | Ino-Tek Electric Ltd.
NULL | NULL | NULL | Plumbing Permit | NULL | NULL | Draft | NULL | AKAL Plumbing & Heating Ltd
EP-2023-06851 | 2023-07-27 | NULL | Electrical Permit | Commercial | Addition | Issued | Installation / Repair - Commercial - Installation of new underground raceway to existing traffic signal at Fraser St. and E. 43rd Ave. Charge #: CET1398092. | City of Vancouver
EP-2023-06852 | 2023-07-27 | NULL | Electrical Permit | Commercial | Addition | Issued | Installation / Repair - Commercial - Installation of new underground raceway to existing traffic signal at Fraser St. and E. 46th Ave. Charge to SAP Network # CET1398092. | City of Vancouver
EP-2023-06853 | 2023-07-27 | NULL | Electrical Permit | Commercial | Addition | Issued | Installation / Repair - Commercial - Installation of new underground raceway to existing traffic signal at Fraser St. and E. 49th Ave. Charge to SAP Network # 1398092 | City of Vancouver
NULL | NULL | NULL | Electrical Permit | Commercial | New | Draft | Temporary Power - Commercial - To provide temporary power. | Nightingale Electric Ltd
NULL | NULL | NULL | Mechanical Permit | NULL | NULL | Draft | NULL | NULL
NULL | NULL | NULL | Electrical Permit | NULL | NULL | Draft | NULL | NULL
NULL | NULL | NULL | Electrical Permit | NULL | NULL | Draft | NULL | NULL
NULL | NULL | NULL | Plumbing Permit | NULL | NULL | Draft | NULL | NULL
NULL | NULL | NULL | Plumbing Permit | NULL | New | Draft | - 1sump No pump | NULL
NULL | NULL | NULL | Plumbing Permit | NULL | NULL | Draft | NULL | NULL
NULL | NULL | NULL | Plumbing Permit | NULL | NULL | Draft | - New plumbing rough in for existing plumbing fixtures | NULL
NULL | NULL | NULL | Plumbing Permit | NULL | NULL | Draft | NULL | NULL
NULL | NULL | NULL | Plumbing Permit | NULL | NULL | Draft | NULL | NULL
NULL | NULL | NULL | Mechanical Permit | NULL | NULL | Draft | NULL | NULL
NULL | NULL | NULL | Plumbing Permit | Residential | Renovation | Withdrawn | Residential - Mostly new plumbing | NULL
NULL | NULL | NULL | Plumbing Permit | Commercial | Renovation | Draft | Commercial - Changing a tub to a shower.. other fixtures stay the same spot | NULL
NULL | NULL | NULL | Mechanical Permit | NULL | NULL | Draft | NULL | WESTBRIDGE PLUMBING & HEATING LTD
NULL | NULL | NULL | Plumbing Permit | NULL | NULL | Draft | NULL | WESTBRIDGE PLUMBING & HEATING LTD
NULL | NULL | NULL | Electrical Permit | Commercial | Renovation | Withdrawn | Installation / Repair - Commercial - renovation | NULL
NULL | NULL | NULL | Electrical Permit | Commercial | Tenant Improvement | Draft | Installation / Repair - Commercial - Wall receptacles, lighting , fire alarm installation | Ankor Electrical Ltd.
NULL | NULL | NULL | Plumbing Permit | Residential | New | Withdrawn | Residential - Plumbing | NULL
NULL | NULL | NULL | Electrical Permit | NULL | NULL | Draft | NULL | NULL
NULL | NULL | NULL | Plumbing Permit | Residential | New | Withdrawn | Residential - PLUMBING | Any Hour Plumbing Heating and Electrical Ltd
NULL | NULL | NULL | Sprinkler Permit | Commercial | Tenant Improvement | Withdrawn | Commercial - Drop 8 sprinklers into new ceilings >BP: #720 - 7th Floor Interior alterations to provide first tenant improvement for a new office tenant on the 7th floor (#720) in this existing mixed-use (restaurant/retail/office) building on this site. Scope of work: Construct new interior partitions, paint, new flooring, HVAC, electrical and light fixtures, plumbing and sprinkler work to suit. TENANT: LJ Resources Co. Ltd *****This application does not include any of the following: 1. Not more than 20 sprinklers (add, relocate, or remove), 2. hydraulic calculations, 3. change in occupancy and /or hazard classification, 4. warehouse storage arrangements, 5. mobile compact storage arrangements, 6. alternative solutions, 7. changes to the sprinkler system supply piping (e.g. valves, mains, cross-mains, branch-lines, etc.), or 8. flexible sprinkler pipe. | Titan Fire Protection Ltd
NULL | NULL | NULL | Electrical Permit | Commercial | NULL | Draft | Annual / Operating | NULL
NULL | NULL | NULL | Electrical Permit | NULL | NULL | Draft | NULL | NULL
NULL | NULL | NULL | Electrical Permit | Commercial | NULL | Draft | Annual / Operating | NULL
NULL | NULL | NULL | Electrical Permit | Commercial | NULL | Draft | Annual / Operating | NULL
EP-2023-07469 | 2023-08-16 | NULL | Electrical Permit | Commercial | NULL | Issued | Movie Set / Filming - To allow for Movie Set/Filming Applicant shall provide completed Contractor Declaration form, and dates of filming and associated location(s) to csinspection.clerks@vancouver.ca prior to the commencement of filming. Visit vancouver.ca/inspections for more details. Valid Aug 11/2023 until Aug 10/2024 | Wild Coast Rentals Inc
NULL | NULL | NULL | Gas Permit | Residential | New | Draft | Residential - Gas | NULL
NULL | NULL | NULL | Electrical Permit | Commercial | New | Draft | Installation / Repair - Commercial - Installation of a back up generator | NULL
NULL | NULL | NULL | Plumbing Permit | Residential | New | Draft | Residential - Renovation | NULL
NULL | NULL | NULL | Plumbing Permit | Residential | Renovation | Draft | Residential - Second floor renovation | NULL
NULL | NULL | NULL | Mechanical Permit | NULL | NULL | Draft | NULL | NULL
NULL | NULL | NULL | Electrical Permit | NULL | NULL | Draft | NULL | NULL
NULL | NULL | NULL | Electrical Permit | NULL | NULL | Draft | NULL | NULL
EP-2023-06867 | 2023-07-28 | NULL | Electrical Permit | Commercial | NULL | Expired | Movie Set / Filming - To allow for Movie Set/Filming Applicant shall provide completed Contractor Declaration form, and dates of filming and associated location(s) to csinspection.clerks@vancouver.ca prior to the commencement of filming. Visit vancouver.ca/inspections for more details. | Means of Production Inc
NULL | NULL | NULL | Electrical Permit | NULL | NULL | Draft | NULL | NULL
NULL | NULL | NULL | Electrical Permit | NULL | NULL | Draft | NULL | NULL
NULL | NULL | NULL | Electrical Permit | Commercial | NULL | Withdrawn | Annual / Operating - Annual permit | NULL
NULL | NULL | NULL | Electrical Permit | Commercial | Renovation | Draft | Installation / Repair - Commercial - Installation of new receptacles (plugs). | Vijay Kumar Sharma
NULL | NULL | NULL | Electrical Permit | NULL | NULL | Withdrawn | NULL | NULL
EP-2023-06877 | 2023-07-27 | NULL | Electrical Permit | Commercial | NULL | Expired | Movie Set / Filming - To allow for Movie Set/Filming Applicant shall provide completed Contractor Declaration form, and dates of filming and associated location(s) to csinspection.clerks@vancouver.ca prior to the commencement of filming. Visit vancouver.ca/inspections for more details. | Means of Production Inc
NULL | NULL | NULL | Plumbing Permit | NULL | NULL | Draft | NULL | Nathan Jacob Teichrieb
NULL | NULL | NULL | Plumbing Permit | NULL | NULL | Draft | NULL | NULL
NULL | NULL | NULL | Gas Permit | Residential | NULL | Draft | Residential | NULL
NULL | NULL | NULL | Electrical Permit | NULL | NULL | Withdrawn | NULL | NULL
NULL | NULL | NULL | Electrical Permit | Commercial | Tenant Improvement | Draft | Installation / Repair - Commercial - bathroom renovation | NULL
NULL | NULL | NULL | Electrical Permit | NULL | NULL | Withdrawn | NULL | NULL
NULL | NULL | NULL | Plumbing Permit | NULL | Renovation | Withdrawn | - Renovation | NULL
NULL | NULL | NULL | Electrical Permit | Commercial | Tenant Improvement | Draft | Installation / Repair - Commercial - Check existing Business for electrical code compliance NOT DOING TENANT IMPROVMENT. >BP: #1 - 1399 Fountain Way Court Interior alterations provide improvements for beauty and wellness tenant in this existing commercial/residential building Scope of work: remove existing raised SPA area, relocate esthetic room door. E2 - Lighting - Upgrade to incorporate scheduled (per 9.4.1.1.(i) of ASHARE 90.1-2016) Schedule A provided by Celso Stifelmann Architectural Schedule B provided by Celso Stifelmann | Pattullo Electrical Installations Ltd
NULL | NULL | NULL | Electrical Permit | NULL | NULL | Draft | NULL | NULL
NULL | NULL | NULL | Electrical Permit | NULL | NULL | Draft | NULL | NULL
NULL | NULL | NULL | Mechanical Permit | NULL | NULL | Draft | NULL | NULL
NULL | NULL | NULL | Plumbing Permit | NULL | NULL | Withdrawn | NULL | NULL
NULL | NULL | NULL | Electrical Permit | Residential | Tenant Improvement | Draft | Installation / Repair - Residential - Heat pump installation | NULL
NULL | NULL | NULL | Electrical Permit | NULL | NULL | Withdrawn | NULL | NULL
NULL | NULL | NULL | Electrical Permit | NULL | NULL | Draft | NULL | NULL
NULL | NULL | NULL | Plumbing Permit | Commercial | Renovation | Draft | Commercial - Installation of a new bathtub | A Plus Plumbing Ltd
NULL | NULL | NULL | Plumbing Permit | NULL | NULL | Draft | NULL | NULL
EP-2023-06912 | 2023-08-03 | NULL | Electrical Permit | Commercial | NULL | Expired | Special Event - **SPECIAL EVENT: VANCOUVER PRIDE*** Provide temporary electrical distribution for special event "Vancouver Pride". Power for production, stage with audio, lighting and video. | 0880441 BC Ltd
NULL | NULL | NULL | Mechanical Permit | NULL | NULL | Draft | NULL | NULL
NULL | NULL | NULL | Gas Permit | NULL | NULL | Draft | NULL | NULL
NULL | NULL | NULL | Mechanical Permit | NULL | NULL | Draft | NULL | NULL
NULL | NULL | NULL | Electrical Permit | NULL | NULL | Draft | NULL | NULL
NULL | NULL | NULL | Electrical Permit | Commercial | Renovation | Draft | Installation / Repair - Commercial - Installation of new receptacles (plugs). | Vijay Kumar Sharma
NULL | NULL | NULL | Electrical Permit | NULL | NULL | Draft | NULL | NULL
NULL | NULL | NULL | Plumbing Permit | Commercial | New | Draft | Commercial - Underground pipe installation. | NULL
NULL | NULL | NULL | Plumbing Permit | NULL | NULL | Draft | NULL | NULL
NULL | NULL | NULL | Plumbing Permit | NULL | NULL | Draft | NULL | NULL
NULL | NULL | NULL | Plumbing Permit | Commercial | Renovation | Draft | Commercial - Rough in and finishing hand sink x1, double bow sink x1. | THE ONE PLUMBING AND HEATING INC.
NULL | NULL | NULL | Mechanical Permit | NULL | NULL | Draft | NULL | NULL
NULL | NULL | NULL | Electrical Permit | NULL | NULL | Withdrawn | NULL | NULL
NULL | NULL | NULL | Electrical Permit | NULL | NULL | Draft | NULL | NULL
NULL | NULL | NULL | Electrical Permit | Commercial | Renovation | Withdrawn | Installation / Repair - Commercial - Install a new dimmer for each new built room, run plugs to where it needed | NULL
NULL | NULL | NULL | Plumbing Permit | NULL | NULL | Draft | NULL | G & D Hayer Plumbing Ltd
NULL | NULL | NULL | Plumbing Permit | NULL | NULL | Draft | NULL | Metro Plumbing Ltd
NULL | NULL | NULL | Plumbing Permit | Residential | Renovation | Withdrawn | Residential - Plumbing | NULL
NULL | NULL | NULL | Electrical Permit | NULL | NULL | Draft | NULL | NULL
NULL | NULL | NULL | Electrical Permit | NULL | NULL | Draft | NULL | NULL
NULL | NULL | NULL | Electrical Permit | NULL | NULL | Draft | NULL | NULL
NULL | NULL | NULL | Electrical Permit | NULL | NULL | Draft | NULL | NULL
EP-2023-06991 | 2023-08-01 | NULL | Electrical Permit | Commercial | New | Completed | Installation / Repair - Commercial - Installation of new underground ducting for a Mobi Bike Station Located at Quebec and E 1st Ave.. | City of Vancouver
NULL | NULL | NULL | Plumbing Permit | NULL | New | Withdrawn | - N/a | Drips & Drains Plumbing and Heating Ltd
NULL | NULL | NULL | Plumbing Permit | NULL | NULL | Draft | NULL | NULL
NULL | NULL | NULL | Sprinkler Permit | NULL | NULL | Draft | NULL | NULL
NULL | NULL | NULL | Sprinkler Permit | NULL | NULL | Draft | NULL | NULL
EP-2023-07005 | 2023-08-01 | NULL | Electrical Permit | Commercial | NULL | Expired | Special Event - **Special Event: Vancouver Mural Festival (VMF)*** Hook up a temporary 100A 208V 3P electrical panel for outdoor power distribution. The panel is a rental and rated for outdoor use with GFCI Protection for branch circuit wiring. | Newma Power Systems Inc
NULL | NULL | NULL | Plumbing Permit | NULL | NULL | Draft | NULL | NULL
NULL | NULL | NULL | Sprinkler Permit | NULL | NULL | Withdrawn | NULL | NULL
NULL | NULL | NULL | Electrical Permit | Residential | New | Withdrawn | Installation / Repair - Residential - Low voltage control wiring for HVAC controls | NULL
NULL | NULL | NULL | Plumbing Permit | NULL | NULL | Draft | NULL | PML Professional Mechanical Ltd
NULL | NULL | NULL | Electrical Permit | Commercial | NULL | Draft | Annual / Operating - Annual Operating Permit eStruxture is a computer datacenter primarily circuits for 120/208V distribution. -Renewal of EP-2022-05011 -Valid June 16, 2023 - June 15, 2024 | J A Electric Inc
NULL | NULL | NULL | Sprinkler Permit | NULL | NULL | Draft | Commercial - Sprinkler heads to be relocated and added as per NFPA 13 with new ceilings. Existing sprinkler heads in cafeteria to be revised to meeting sprinkler head spacing requirements to ceiling. | NULL
NULL | NULL | NULL | Electrical Permit | Commercial | Renovation | Draft | Installation / Repair - Commercial - upgr add e service | Alp Electric Ltd
NULL | NULL | NULL | Electrical Permit | NULL | NULL | Draft | NULL | NULL
NULL | NULL | NULL | Electrical Permit | Residential | New | Withdrawn | Installation / Repair - Residential - Class II circuits Distributed audio speakers, Distributed Video, Centralized lighting, Cell phone booster | NULL
NULL | NULL | NULL | Electrical Permit | NULL | NULL | Draft | NULL | NULL
NULL | NULL | NULL | Electrical Permit | NULL | NULL | Draft | NULL | NULL
NULL | NULL | NULL | Electrical Permit | NULL | NULL | Draft | NULL | NULL
NULL | NULL | NULL | Plumbing Permit | NULL | NULL | Draft | NULL | NULL
NULL | NULL | NULL | Sprinkler Permit | Commercial | New | Withdrawn | Commercial - Building 3 - Above Grade Sprinkler Permit Application Sprinklers to be installed to NFPA 13r standards. The above grade scope of the project is combustible construction and will comply with NFPA 13 for omission of sprinklers in concealed spaces. 8 sprinkler design area hydraulic calculation was completed on the top level. The building will be sprinklered throughout and will be provided with a monitored fire alarm system. This site consists of a multiple dwelling strata complex consisting of 4 residential blocks, containing total 60 residential units on top of a 1 level underground parkade. CP: Lisa Fang (Pontem Group) Note: The below grade and standpipe permit was previously issued with Md Kamrujjuman listed as the Fire Protection Engineer of Record. Macleod Grant will be the taking over as the new Fire Protection Engineer of Record. | Titan Fire Protection Ltd
NULL | NULL | NULL | Electrical Permit | NULL | NULL | Withdrawn | NULL | NULL
NULL | NULL | NULL | Plumbing Permit | Residential | New | Draft | Residential - Irrigation Install | Bluewater Mechanical Ltd
NULL | NULL | NULL | Mechanical Permit | NULL | NULL | Draft | NULL | NULL
NULL | NULL | NULL | Mechanical Permit | NULL | NULL | Draft | NULL | NULL
EP-2023-06993 | 2023-08-01 | NULL | Electrical Permit | Commercial | New | Issued | Installation / Repair - Commercial - New Conduits for a Mobi Bike Station at Burrard and Smithe. | City of Vancouver
NULL | NULL | NULL | Plumbing Permit | NULL | NULL | Draft | NULL | NULL
NULL | NULL | NULL | Gas Permit | NULL | NULL | Draft | NULL | Ashton Service Group/Ashton Mechanical Ltd.
NULL | NULL | NULL | Gas Permit | NULL | NULL | Draft | NULL | Thomson Industries Ltd
EP-2023-07370 | 2023-08-14 | NULL | Electrical Permit | Commercial | Addition | Issued | Installation / Repair - Commercial - Install raceways, bases, street lights, kiosk. Amend: Dec 6, 2023 NEW service connection . The service is 120/240v 1P 3W 200AMP. | Orion Electrical Systems
NULL | NULL | NULL | Mechanical Permit | NULL | NULL | Draft | NULL | NULL
NULL | NULL | NULL | Electrical Permit | Commercial | New | Withdrawn | Installation / Repair - Commercial - Connect service to 200a service & meter from tower behind. | NULL
NULL | NULL | NULL | Electrical Permit | Residential | Tenant Improvement | Draft | Installation / Repair - Residential - BC Hydro Red Tag - Panel change. | NULL
NULL | NULL | NULL | Electrical Permit | NULL | NULL | Draft | NULL | NULL
NULL | NULL | NULL | Mechanical Permit | NULL | NULL | Draft | NULL | NULL
NULL | NULL | NULL | Electrical Permit | NULL | NULL | Withdrawn | NULL | NULL
NULL | NULL | NULL | Electrical Permit | Commercial | NULL | Draft | Annual / Operating | NULL
NULL | NULL | NULL | Mechanical Permit | NULL | NULL | Draft | NULL | NULL
NULL | NULL | NULL | Sprinkler Permit | NULL | NULL | Draft | NULL | NULL
NULL | NULL | NULL | Electrical Permit | NULL | NULL | Withdrawn | NULL | NULL
NULL | NULL | NULL | Plumbing Permit | NULL | NULL | Draft | NULL | NULL
NULL | NULL | NULL | Electrical Permit | NULL | NULL | Draft | NULL | NULL
NULL | NULL | NULL | Plumbing Permit | NULL | Renovation | Withdrawn | NULL | NULL
NULL | NULL | NULL | Electrical Permit | Commercial | NULL | Draft | Annual / Operating | NULL
NULL | NULL | NULL | Gas Permit | Commercial | Addition | Withdrawn | Commercial - add for deep fryer and replacement burner | NULL
NULL | NULL | NULL | Plumbing Permit | NULL | NULL | Draft | NULL | R J PLUMBING & HEATING LTD.
NULL | NULL | NULL | Electrical Permit | Commercial | Addition | Draft | Installation / Repair - Commercial - Run cabling Installation and audio speaker boxes. Cash Wrap • Run (2) CAT6E lines per POS • Run (2) CAT6E lines. Label 6-2 & 6-3. Terminate 6-2 on a 1 or 2 Port Faceplate. 6-2 Terminates on an RCA adaptor. Run (1) CAT6E cable to the patch panel for the main line phone. Receiving Desk • Run (4) CAT6E lines per RFID AIO station, Label cables. Managers Office • Run (5-6) CAT6E lines. Label cables. Traffic Counter – one terminated, cable per location, patch into the switch Speakers: 1 cable per speaker AP’s: 1 cable per AP | NULL
EP-2023-07073 | 2023-08-03 | NULL | Electrical Permit | Commercial | Addition | Issued | Installation / Repair - Commercial - Existing traffic signal to be upgraded. Installation of new underground raceway, junction boxes, signal equipment and replacing the signal controller cabinet. Location: Oak St & SW Marine Dr.. Charge to SAP Network # CET1722486 | City of Vancouver
NULL | NULL | NULL | Electrical Permit | Commercial | NULL | Draft | Annual / Operating | NULL
NULL | NULL | NULL | Electrical Permit | NULL | NULL | Draft | NULL | NULL
NULL | NULL | NULL | Electrical Permit | Commercial | NULL | Draft | Annual / Operating - Maintenance of existing electrical equipment. | NULL
NULL | NULL | NULL | Electrical Permit | NULL | NULL | Draft | NULL | NULL
NULL | NULL | NULL | Electrical Permit | NULL | NULL | Withdrawn | NULL | NULL
EP-2023-07067 | 2023-08-08 | NULL | Electrical Permit | Commercial | Renovation | Completed | Installation / Repair - Commercial - West Administration office and kitchen updates, including: - Remove and replace pac poles and desk furniture power and data. - Relocate [10] cord reels to new locations. - Relocate [3] oven receptacles. - Replace and tested plug ends and breakers for power drops in the hall adjacent to the kitchen. >>>Amend: correct address should be: 1055 Canada Place | Wespac Electrical Contractor Ltd
NULL | NULL | NULL | Mechanical Permit | NULL | NULL | Draft | NULL | NULL
NULL | NULL | NULL | Electrical Permit | NULL | NULL | Withdrawn | NULL | NULL
NULL | NULL | NULL | Electrical Permit | NULL | NULL | Draft | NULL | NULL
NULL | NULL | NULL | Electrical Permit | Residential | Renovation - Dwelling Unit(s) only | Draft | Installation / Repair - Residential - Add nema 14-50 recepticle in garage for ev charger | NULL
NULL | NULL | NULL | Electrical Permit | NULL | NULL | Withdrawn | NULL | NULL
NULL | NULL | NULL | Sprinkler Permit | NULL | NULL | Draft | NULL | NULL
NULL | NULL | NULL | Electrical Permit | Residential | Renovation | Draft | Installation / Repair - Residential - Renovation for house, increase power voltage | NULL
NULL | NULL | NULL | Electrical Permit | NULL | NULL | Draft | NULL | NULL
NULL | NULL | NULL | Sprinkler Permit | NULL | NULL | Draft | NULL | NULL
NULL | NULL | NULL | Electrical Permit | Commercial | New | Draft | Interim - Commercial - Scope of work: slab, underground, raceways, grounding, branch circuits. Service connection to BC Hydro is not permitted under this permit. This is an intern permit for EP-2023-03873 >BP: To construct a new combustible 6-storey Passive House multiple dwelling (social housing) building containing one hundred (100) dwelling units over one level of underground parking having vehicular access from the lane. VBBL 2019 - NFPA 13. STAGE 1 - Excavation, Shoring, and Foundation to Grade issued on May 13, 2022. STAGE 1 - Rev 1 - (Dec. 7, 2022) - Excavation design change from pipe piles to raker shoring on the southern property line with no encroachment. STAGE 2 - Full Construction issued on Dec. 9, 2022. | Berts Electric (2001) Ltd
NULL | NULL | NULL | Sprinkler Permit | NULL | NULL | Withdrawn | NULL | NULL
NULL | NULL | NULL | Mechanical Permit | NULL | NULL | Withdrawn | NULL | NULL
NULL | NULL | NULL | Mechanical Permit | NULL | NULL | Draft | NULL | NULL
NULL | NULL | NULL | Sprinkler Permit | NULL | NULL | Draft | NULL | NULL
NULL | NULL | NULL | Electrical Permit | NULL | NULL | Draft | NULL | NULL
NULL | NULL | NULL | Plumbing Permit | NULL | NULL | Draft | NULL | NULL
NULL | NULL | NULL | Sprinkler Permit | NULL | NULL | Draft | NULL | NULL
NULL | NULL | NULL | Electrical Permit | NULL | NULL | Draft | NULL | NULL
NULL | NULL | NULL | Electrical Permit | NULL | NULL | Draft | NULL | NULL
NULL | NULL | NULL | Gas Permit | NULL | NULL | Draft | NULL | JOT MECHANICAL LTD
NULL | NULL | NULL | Electrical Permit | NULL | NULL | Draft | NULL | NULL
NULL | NULL | NULL | Electrical Permit | NULL | NULL | Draft | NULL | NULL
NULL | NULL | NULL | Electrical Permit | Commercial | NULL | Draft | Annual / Operating | NULL
EP-2023-07138 | 2023-08-24 | NULL | Electrical Permit | Commercial | New | Issued | Installation / Repair - Commercial - Installation of new underground raceway, new pole bases, grounding, and new RRFB electrical equipment to new RRFB (Rectangular Rapid Flashing Beacon) traffic signal at Oak St. & SW Marine on-off ramp Charge to SAP Network # CET1720590. | City of Vancouver
EP-2023-07139 | 2023-08-29 | NULL | Electrical Permit | Commercial | New | Issued | Installation / Repair - Commercial - Installation of new underground raceway, junction boxes, pole bases, grounding, and new RRFB electrical equipment to new Rectangular Rapid Flashing Beacon (RRFB) traffic signal at Broughton St. and Beach Ave. Charge to SAP Network # CET1711458. -Service is not required, The signal equipment will be powered by 50 watts Solar panel, with 12 VDC battery. | City of Vancouver
EP-2023-07147 | NULL | NULL | Electrical Permit | Commercial | NULL | Withdrawn | NULL | NULL
NULL | NULL | NULL | Electrical Permit | NULL | NULL | Draft | NULL | NULL
NULL | NULL | NULL | Electrical Permit | Residential | New | Withdrawn | Installation / Repair - Residential - Service connection for main house and coach house and all kind of electrical work | Emco Electrical Ltd
NULL | NULL | NULL | Electrical Permit | Commercial | NULL | Draft | Special Event - 1 x GENERATOR, 55KW (DIESEL) + 1 x GENERATOR, 96 (DIESEL) for special event on Aug 26, 2023 at Sunset Beach Park. | NULL
EP-2023-07146 | NULL | NULL | Electrical Permit | NULL | NULL | Withdrawn | Temporary Power - - To provide temporary power. | V & N Electric Ltd
NULL | NULL | NULL | Electrical Permit | NULL | NULL | Draft | NULL | NULL
NULL | NULL | NULL | Electrical Permit | NULL | NULL | Draft | NULL | NULL
NULL | NULL | NULL | Electrical Permit | NULL | NULL | Withdrawn | NULL | NULL
NULL | NULL | NULL | Gas Permit | Residential | Tenant Improvement | Draft | Residential - Re and Re the Furnace | NULL
NULL | NULL | NULL | Sprinkler Permit | NULL | NULL | Draft | Residential - Install backflow device to incoming water line | NULL
NULL | NULL | NULL | Plumbing Permit | Residential | New | Draft | Residential - Install 3/4" backflow assembly prevention device | NULL
NULL | NULL | NULL | Electrical Permit | Commercial | Tenant Improvement | Draft | Installation / Repair - Commercial - Tenant improvement retail shop | NULL
NULL | NULL | NULL | Gas Permit | NULL | NULL | Draft | NULL | NULL
NULL | NULL | NULL | Electrical Permit | Commercial | New | Draft | Installation / Repair - Commercial - Low Voltage cabling | NULL
NULL | NULL | NULL | Electrical Permit | NULL | NULL | Withdrawn | NULL | NULL
NULL | NULL | NULL | Electrical Permit | Commercial | NULL | Draft | Annual / Operating | NULL
NULL | NULL | NULL | Electrical Permit | Commercial | Renovation | Draft | Installation / Repair - Commercial - Disconnect the old fridge and freezers, install new receptacles on existing wire for new fridge and freezers. Install new cashier plugs from old cashier circuits. | NULL
NULL | NULL | NULL | Electrical Permit | NULL | NULL | Draft | NULL | NULL
NULL | NULL | NULL | Electrical Permit | NULL | Addition | Draft | Interim - | NULL
NULL | NULL | NULL | Plumbing Permit | Commercial | New | Draft | Commercial - Foundation piping - Installation of catch basins , sumps and underground piping for the building. | NULL
NULL | NULL | NULL | Electrical Permit | NULL | NULL | Draft | NULL | NULL
NULL | NULL | NULL | Plumbing Permit | Commercial | New | Draft | Commercial - Installation of underground piping, sumps and catch basins | NULL
EP-2023-07148 | 2023-08-09 | NULL | Electrical Permit | Commercial | NULL | Expired | Movie Set / Filming - To allow for Movie Set/Filming Applicant shall provide completed Contractor Declaration form, and dates of filming and associated location(s) to csinspection.clerks@vancouver.ca prior to the commencement of filming. Visit vancouver.ca/inspections for more details. | Means of Production Inc
NULL | NULL | NULL | Electrical Permit | NULL | NULL | Withdrawn | NULL | NULL
NULL | NULL | NULL | Electrical Permit | NULL | NULL | Draft | NULL | NULL
NULL | NULL | NULL | Electrical Permit | NULL | NULL | Withdrawn | NULL | NULL
NULL | NULL | NULL | Electrical Permit | Commercial | New | Draft | Installation / Repair - Commercial - Residential Highrise 215 unit. 3 floors under ground and 19 floors above ground. | Allwest Electric Ltd
NULL | NULL | NULL | Gas Permit | NULL | NULL | Draft | NULL | Reid Brothers Plumbing & Heating Ltd
NULL | NULL | NULL | Electrical Permit | NULL | NULL | Draft | NULL | NULL
NULL | NULL | NULL | Electrical Permit | NULL | NULL | Draft | NULL | NULL
NULL | NULL | NULL | Electrical Permit | NULL | NULL | Draft | NULL | NULL
NULL | NULL | NULL | Plumbing Permit | Commercial | Renovation - Dwelling Unit(s) only | Withdrawn | Commercial - Planning to add one water closet, basin and on fountain drinking water | NULL
NULL | NULL | NULL | Electrical Permit | Commercial | NULL | Draft | Annual / Operating | NULL
NULL | NULL | NULL | Plumbing Permit | Residential | Renovation | Withdrawn | Residential - Plumbing | NULL
NULL | NULL | NULL | Plumbing Permit | NULL | NULL | Withdrawn | NULL | NULL
NULL | NULL | NULL | Gas Permit | NULL | NULL | Draft | NULL | NULL
NULL | NULL | NULL | Sprinkler Permit | NULL | NULL | Draft | NULL | NULL
NULL | NULL | NULL | Sprinkler Permit | NULL | NULL | Draft | NULL | NULL
NULL | NULL | NULL | Sprinkler Permit | Commercial | Renovation | Withdrawn | Commercial - Fire pump and booster pumps replacement | Olympic Projects Ltd
NULL | NULL | NULL | Plumbing Permit | Residential | NULL | Draft | Residential - Permit to move hot water tank lines up and install laundry box in garage converted to dining room. 9003 NE Burton rd Vancouver WA | NULL
NULL | NULL | NULL | Plumbing Permit | Residential | Renovation | Draft | Residential - Permit to move hot water tank lines up and install laundry box in garage converted to dining room. 9003 NE Burton rd Vancouver WA | NULL
NULL | NULL | NULL | Mechanical Permit | NULL | NULL | Withdrawn | NULL | NULL
NULL | NULL | NULL | Sprinkler Permit | NULL | NULL | Draft | NULL | NULL
NULL | NULL | NULL | Plumbing Permit | Residential | New | Draft | Residential - sump and underground | NULL
NULL | NULL | NULL | Plumbing Permit | NULL | NULL | Withdrawn | NULL | Howrah Plumbing
NULL | NULL | NULL | Electrical Permit | Residential | New | Draft | Installation / Repair - Residential - All kind of electrical and extra low voltage work in LWH | Emco Electrical Ltd
NULL | NULL | NULL | Electrical Permit | Commercial | NULL | Draft | Annual / Operating - Electrical Maintenance of existing power, lighting and HVac controls | P M Mcginity Ltd
NULL | NULL | NULL | Plumbing Permit | Residential | New | Withdrawn | Residential - to install a double check backflow preventer for lawn sprinkler | NULL
NULL | NULL | NULL | Electrical Permit | Commercial | New | Withdrawn | Installation / Repair - Commercial - Electrical installation for a new Chatter Kiosk in a mall. Electrical supply to Kiosk is existing in the floor where the Kiosk will be installed. work involves adding a small 30A panel with a disconnect switch, plugs and switches for Kiosk lighting. | NULL
NULL | NULL | NULL | Electrical Permit | Residential | New | Withdrawn | Installation / Repair - Residential - CCTV rough-in and completion Security Alarm Rough-in and completion Speaker systems TV/Tel/Net rough-in and completion Vacuum System | NULL
NULL | NULL | NULL | Electrical Permit | Commercial | Renovation | Draft | Installation / Repair - Commercial - Add a circuit for a dishwasher on floor 2 and 5 of geocomply | NULL
NULL | NULL | NULL | Electrical Permit | Commercial | NULL | Draft | Annual / Operating - ANNUAL OPERATING PERMIT Installation and general repair throughout facility. | Delport Electric 2000 Ltd
NULL | NULL | NULL | Electrical Permit | Commercial | NULL | Draft | Annual / Operating | NULL
NULL | NULL | NULL | Electrical Permit | NULL | NULL | Draft | NULL | NULL
NULL | NULL | NULL | Electrical Permit | Commercial | NULL | Draft | Annual / Operating | NULL
NULL | NULL | NULL | Gas Permit | Commercial | Tenant Improvement | Draft | Commercial - Install of Two on Deman units in Cascade to supply Hot Water to New Dishwasher. | NULL
NULL | NULL | NULL | Gas Permit | NULL | NULL | Draft | NULL | NULL
NULL | NULL | NULL | Gas Permit | Residential | Renovation | Withdrawn | Residential - New Gas lines for hot water on demand ,fire place and two has ranges | NULL
NULL | NULL | NULL | Gas Permit | Residential | Renovation | Withdrawn | Residential - install new gas lines for hot water on demand <fire place and two ranges | NULL
NULL | NULL | NULL | Plumbing Permit | NULL | NULL | Draft | NULL | NULL
NULL | NULL | NULL | Mechanical Permit | NULL | NULL | Draft | NULL | NULL
NULL | NULL | NULL | Electrical Permit | NULL | NULL | Draft | NULL | NULL
NULL | NULL | NULL | Electrical Permit | NULL | NULL | Withdrawn | NULL | NULL
NULL | NULL | NULL | Plumbing Permit | NULL | NULL | Withdrawn | NULL | Just Mechanical Ltd
NULL | NULL | NULL | Gas Permit | NULL | NULL | Withdrawn | NULL | NULL
NULL | NULL | NULL | Electrical Permit | Commercial | Renovation | Draft | Installation / Repair - Commercial - Supply and Install Communications cabling (DIV 27) NO MAG LOCKS | PALADIN TECHNOLOGIES INC
NULL | NULL | NULL | Mechanical Permit | NULL | NULL | Withdrawn | NULL | NULL
NULL | NULL | NULL | Gas Permit | NULL | NULL | Draft | NULL | NULL
EP-2023-07215 | 2023-08-09 | NULL | Electrical Permit | Commercial | NULL | Expired | Movie Set / Filming - To allow for Movie Set/Filming START DATE AUG 22/2023 - ( 14DAYS) DECLARATION FORM ON FILE Applicant shall provide completed Contractor Declaration form, and dates of filming and associated location(s) to csinspection.clerks@vancouver.ca prior to the commencement of filming. Visit vancouver.ca/inspections for more details. | Means of Production Inc
NULL | NULL | NULL | Electrical Permit | Residential | Renovation | Draft | Installation / Repair - Residential - Service upgrade from 100 Amp to 200 Amp | NULL
NULL | NULL | NULL | Electrical Permit | NULL | NULL | Draft | NULL | NULL
NULL | NULL | NULL | Electrical Permit | Commercial | NULL | Draft | Annual / Operating | NULL
NULL | NULL | NULL | Mechanical Permit | NULL | NULL | Draft | NULL | NULL
NULL | NULL | NULL | Electrical Permit | NULL | NULL | Draft | NULL | NULL
NULL | NULL | NULL | Electrical Permit | NULL | NULL | Withdrawn | NULL | NULL
NULL | NULL | NULL | Sprinkler Permit | NULL | NULL | Draft | NULL | NULL
NULL | NULL | NULL | Electrical Permit | NULL | NULL | Draft | NULL | NULL
NULL | NULL | NULL | Gas Permit | NULL | NULL | Draft | NULL | Milani Plumbing Heating & Air Conditioning Ltd
NULL | NULL | NULL | Electrical Permit | NULL | NULL | Draft | NULL | NULL
NULL | NULL | NULL | Gas Permit | NULL | NULL | Draft | NULL | Milani Plumbing Heating & Air Conditioning Ltd
EP-2023-07231 | 2023-08-09 | NULL | Electrical Permit | Commercial | NULL | Expired | Special Event - 25 kw generator to supply power to stage and video wall AFRICAN FESTIVAL FROM AUG 11TH 2023 UNTIL AUG 14TH, 2024 | Riviers Electric Services Inc
NULL | NULL | NULL | Electrical Permit | NULL | NULL | Withdrawn | NULL | NULL
NULL | NULL | NULL | Electrical Permit | NULL | NULL | Draft | NULL | NULL
NULL | NULL | NULL | Gas Permit | Residential | New | Withdrawn | Residential - it is supply 10 m gas line (Gas-tight) from Mechanical to the Gas Cook-Top | NULL
NULL | NULL | NULL | Mechanical Permit | NULL | NULL | Draft | NULL | NULL
EP-2023-07247 | 2023-08-09 | NULL | Electrical Permit | Commercial | NULL | Expired | Movie Set / Filming - To allow for Movie Set/Filming Applicant shall provide completed Contractor Declaration form, and dates of filming and associated location(s) to csinspection.clerks@vancouver.ca prior to the commencement of filming. Visit vancouver.ca/inspections for more details. | Northkamp Enterprises Inc
NULL | NULL | NULL | Electrical Permit | NULL | NULL | Withdrawn | NULL | NULL
NULL | NULL | NULL | Electrical Permit | NULL | NULL | Draft | NULL | NULL
NULL | NULL | NULL | Electrical Permit | NULL | NULL | Draft | NULL | NULL
NULL | NULL | NULL | Gas Permit | NULL | NULL | Draft | NULL | NULL
NULL | NULL | NULL | Electrical Permit | NULL | NULL | Draft | NULL | NULL
NULL | NULL | NULL | Mechanical Permit | NULL | NULL | Draft | NULL | Spire Refrigeration Ltd
NULL | NULL | NULL | Electrical Permit | NULL | NULL | Draft | NULL | NULL
NULL | NULL | NULL | Plumbing Permit | NULL | NULL | Draft | NULL | NULL
NULL | NULL | NULL | Electrical Permit | NULL | NULL | Draft | NULL | NULL
NULL | NULL | NULL | Electrical Permit | Commercial | Renovation | Draft | Installation / Repair - Commercial - Replacement of one non-functional exit sign. Replacing panel fillers, replacing panel cover and replacing two on function em lights | NULL
NULL | NULL | NULL | Plumbing Permit | Residential | New | Draft | Residential - Cross connection and Backflow device for Irrigation | NULL
NULL | NULL | NULL | Sprinkler Permit | NULL | NULL | Draft | Residential - new installation | NULL
NULL | NULL | NULL | Gas Permit | NULL | NULL | Draft | NULL | NULL
NULL | NULL | NULL | Electrical Permit | NULL | NULL | Withdrawn | NULL | NULL
NULL | NULL | NULL | Electrical Permit | NULL | NULL | Withdrawn | NULL | NULL
NULL | NULL | NULL | Electrical Permit | Commercial | NULL | Draft | Annual / Operating | NULL
NULL | NULL | NULL | Electrical Permit | NULL | NULL | Draft | NULL | NULL
NULL | NULL | NULL | Electrical Permit | Commercial | Addition | Draft | Installation / Repair - Commercial - Installation of 1 level 2 Charger onto existing EV Infrastructure in-between stalls 202 & 203. The Electrical Infrastructure for EV charging is already been in place for a few years. We will be installing a charger into the prewired stall that was in that plan. I have attached the Engineers drawings and load calculation. | Trudel, Daniel, DBA: Electrum Charging Solutions Inc.
EP-2023-07285 | 2023-08-10 | NULL | Electrical Permit | Commercial | NULL | Expired | Movie Set / Filming - To allow for Movie Set/Filming Applicant shall provide completed Contractor Declaration form, and dates of filming and associated location(s) to csinspection.clerks@vancouver.ca prior to the commencement of filming. Visit vancouver.ca/inspections for more details. | Northkamp Enterprises Inc
NULL | NULL | NULL | Electrical Permit | NULL | NULL | Withdrawn | Temporary Power - - To provide temporary power. | NULL
NULL | NULL | NULL | Plumbing Permit | NULL | NULL | Draft | NULL | NULL
NULL | NULL | NULL | Mechanical Permit | NULL | NULL | Draft | NULL | NULL
NULL | NULL | NULL | Electrical Permit | NULL | NULL | Draft | NULL | NULL
NULL | NULL | NULL | Gas Permit | NULL | NULL | Draft | NULL | NULL
NULL | NULL | NULL | Electrical Permit | Commercial | NULL | Draft | Annual / Operating | NULL
NULL | NULL | NULL | Electrical Permit | NULL | NULL | Draft | NULL | NULL
NULL | NULL | NULL | Gas Permit | NULL | Renovation | Draft | NULL | NULL
NULL | NULL | NULL | Sprinkler Permit | NULL | NULL | Draft | NULL | NULL
NULL | NULL | NULL | Electrical Permit | Residential | Renovation | Draft | Installation / Repair - Residential - Service upgrade from 100 amp to 200 amp | NULL
NULL | NULL | NULL | Electrical Permit | NULL | NULL | Draft | NULL | NULL
NULL | NULL | NULL | Plumbing Permit | NULL | NULL | Draft | NULL | MAKE IT WORTH PLUMBING AND HEATING
NULL | NULL | NULL | Electrical Permit | Residential | New | Withdrawn | Temporary Power - Residential - To provide temporary power. | NULL
NULL | NULL | NULL | Electrical Permit | NULL | NULL | Withdrawn | NULL | NULL
NULL | NULL | NULL | Electrical Permit | NULL | NULL | Draft | NULL | NULL
NULL | NULL | NULL | Gas Permit | NULL | NULL | Withdrawn | NULL | NULL
NULL | NULL | NULL | Gas Permit | NULL | NULL | Withdrawn | NULL | NULL
NULL | NULL | NULL | Electrical Permit | NULL | NULL | Withdrawn | NULL | NULL
NULL | NULL | NULL | Electrical Permit | NULL | Renovation | Withdrawn | Installation / Repair - - Electrical Installation of disconnect & wiring of new Air Conditioner being installed by HVAC contractor | NULL
NULL | NULL | NULL | Electrical Permit | NULL | NULL | Draft | NULL | NULL
NULL | NULL | NULL | Electrical Permit | NULL | NULL | Draft | NULL | NULL
NULL | NULL | NULL | Electrical Permit | NULL | Renovation | Withdrawn | Installation / Repair - - Electrical Installation of disconnect & wiring of new Air Conditioner being installed by HVAC contractor | NULL
NULL | NULL | NULL | Mechanical Permit | NULL | NULL | Draft | NULL | NULL
NULL | NULL | NULL | Electrical Permit | Residential | Renovation - Dwelling Unit(s) only | Draft | Installation / Repair - Residential - Install under cabinet lights. Moving 2 boxes. Installing a plug from. A disabled garb switch. | NULL
NULL | NULL | NULL | Electrical Permit | NULL | NULL | Draft | NULL | NULL
NULL | NULL | NULL | Sprinkler Permit | NULL | NULL | Draft | NULL | NULL
NULL | NULL | NULL | Electrical Permit | Residential | New | Draft | Installation / Repair - Residential - sd | NULL
NULL | NULL | NULL | Gas Permit | NULL | NULL | Draft | NULL | NULL
NULL | NULL | NULL | Electrical Permit | Residential | New | Withdrawn | Installation / Repair - Residential - Rough-in and Completion of Alarm, TV, Tel, Net, CCTV and Speakers | NULL
EP-2023-07338 | 2023-08-11 | NULL | Electrical Permit | Commercial | NULL | Expired | Special Event - Provide temporary electrical distribution for special event "Lululemon Summer Party". Power for production, food trucks, stage with audio, lighting and video. | 0880441 BC Ltd
NULL | NULL | NULL | Electrical Permit | Residential | New | Withdrawn | Installation / Repair - Residential - Tv Tel | NULL
NULL | NULL | NULL | Sprinkler Permit | NULL | NULL | Draft | Commercial | NULL
NULL | NULL | NULL | Electrical Permit | NULL | NULL | Draft | NULL | NULL
NULL | NULL | NULL | Electrical Permit | Commercial | Tenant Improvement | Draft | Installation / Repair - Commercial - run approx. 25 meters of wire from Nac circuit inside the Fire panel (Notifier) to the new strobes inside unit. Separating existing combination devices. There are two strobes inside that unit | Nightingale Electric Ltd
NULL | NULL | NULL | Electrical Permit | Commercial | NULL | Draft | Annual / Operating | NULL
NULL | NULL | NULL | Electrical Permit | Commercial | NULL | Draft | Annual / Operating | NULL
NULL | NULL | NULL | Electrical Permit | NULL | NULL | Draft | NULL | NULL
NULL | NULL | NULL | Electrical Permit | Commercial | NULL | Draft | Annual / Operating - extra low voltage | RAJNESH RAJU DBA: OPTIMUS SECURITY SYSTEMS
NULL | NULL | NULL | Electrical Permit | Residential | New | Draft | Installation / Repair - Residential - Extra low voltage, ( tv, tel, data, alarm, vacuum, doorbell and cctv) | RAJNESH RAJU DBA: OPTIMUS SECURITY SYSTEMS
NULL | NULL | NULL | Gas Permit | Residential | Renovation | Draft | Residential - up grading to 2Lb system, new boiler ,fireplace, bbq connection, gas line to range | NULL
NULL | NULL | NULL | Electrical Permit | Commercial | NULL | Draft | Annual / Operating | NULL
NULL | NULL | NULL | Electrical Permit | NULL | NULL | Draft | NULL | NULL
NULL | NULL | NULL | Plumbing Permit | NULL | NULL | Draft | NULL | NULL
NULL | NULL | NULL | Electrical Permit | NULL | NULL | Draft | NULL | NULL
NULL | NULL | NULL | Mechanical Permit | NULL | NULL | Withdrawn | NULL | NULL
NULL | NULL | NULL | Gas Permit | Residential | Renovation | Draft | Residential - upgrading to 2 lb meter, new fireplace, BBQ connection, Gas Range, new Boiler | NULL
NULL | NULL | NULL | Plumbing Permit | Commercial | Tenant Improvement | Draft | Commercial - add 2 RPBA 3 DCVA | NULL
NULL | NULL | NULL | Gas Permit | Residential | Renovation | Draft | Residential - upgrade meter to 2Lb, new Boiler, Fireplace , gas range and BBQ connection | NULL
NULL | NULL | NULL | Electrical Permit | NULL | NULL | Withdrawn | NULL | NULL
NULL | NULL | NULL | Gas Permit | Residential | Renovation | Draft | Residential - up grade to 2lbs meter, fireplace and combi boiler , gas line range and bbq | NULL
NULL | NULL | NULL | Gas Permit | Residential | Renovation | Withdrawn | Residential - Re&Re tankless | NULL
NULL | NULL | NULL | Electrical Permit | Commercial | NULL | Withdrawn | Annual / Operating - Annual Operating Permit | Ino-Tek Electric Ltd.
NULL | NULL | NULL | Electrical Permit | NULL | NULL | Withdrawn | NULL | NULL
NULL | NULL | NULL | Electrical Permit | NULL | NULL | Draft | NULL | NULL
NULL | NULL | NULL | Electrical Permit | NULL | NULL | Draft | NULL | NULL
NULL | NULL | NULL | Electrical Permit | NULL | NULL | Draft | NULL | NULL
NULL | NULL | NULL | Electrical Permit | NULL | NULL | Draft | NULL | NULL
NULL | NULL | NULL | Plumbing Permit | Residential | Renovation | Withdrawn | Residential - Re and re of plumbing fixtures additional laundry added and some minor location change in some fixtures | NULL
NULL | NULL | NULL | Plumbing Permit | NULL | NULL | Draft | NULL | NULL
NULL | NULL | NULL | Plumbing Permit | NULL | NULL | Withdrawn | NULL | NULL
NULL | NULL | NULL | Electrical Permit | Commercial | NULL | Draft | Annual / Operating | NULL
NULL | NULL | NULL | Plumbing Permit | Residential | New | Withdrawn | Residential - Sanitary Sump Permit, we had our drain tile inspection and plumbing inspector has advised us to apply for sump sanitary permit. | NULL
NULL | NULL | NULL | Electrical Permit | Commercial | NULL | Draft | Annual / Operating | NULL
NULL | NULL | NULL | Plumbing Permit | NULL | New | Withdrawn | NULL | NULL
NULL | NULL | NULL | Plumbing Permit | Residential | New | Draft | Residential - Instalation of new plumbing pipes and fixtures | Upstream Plumbing & Heating Ltd
NULL | NULL | NULL | Electrical Permit | NULL | NULL | Draft | Installation / Repair - - upgrade overhead service from 100A to 200A mast pipe over roof new ground plate new 200A meter and panel, bonding gas pipe and water pipe trenching from main building to garage for 240v 40A ev charger circuit running teck cable at the back of the building for outdoor ac mini split unit | NULL
NULL | NULL | NULL | Electrical Permit | Residential | Renovation | Draft | Installation / Repair - Residential - Service upgrade for duplex, Please note house wiring permit # EP-2021-09519 2597 W 1ST AVENUE, Vancouver, BC V6K 1G8 | NULL
NULL | NULL | NULL | Mechanical Permit | NULL | NULL | Draft | NULL | NULL
NULL | NULL | NULL | Electrical Permit | NULL | NULL | Withdrawn | NULL | NULL
NULL | NULL | NULL | Electrical Permit | Commercial | New | Draft | Temporary Power - Commercial - To provide temporary power. | NULL
NULL | NULL | NULL | Plumbing Permit | Residential | New | Draft | Residential | NULL
NULL | NULL | NULL | Electrical Permit | Commercial | NULL | Draft | Annual / Operating | NULL
NULL | NULL | NULL | Plumbing Permit | Residential | New | Draft | Residential | NULL
NULL | NULL | NULL | Electrical Permit | Commercial | Renovation | Draft | Installation / Repair - Commercial - stuff | NULL
NULL | NULL | NULL | Electrical Permit | NULL | Renovation | Draft | Installation / Repair - - e | NULL
NULL | NULL | NULL | Electrical Permit | Residential | Addition | Withdrawn | Installation / Repair - Residential - Tv,data , doorbell,vacuum,networking, telephone | Deallight Security Ltd
NULL | NULL | NULL | Electrical Permit | Residential | Renovation - Dwelling Unit(s) only | Draft | Installation / Repair - Residential | NULL
NULL | NULL | NULL | Mechanical Permit | NULL | NULL | Draft | NULL | NULL
NULL | NULL | NULL | Plumbing Permit | Commercial | Tenant Improvement | Draft | Commercial - installing a DCVA Backflow Pr7eventer Assembly, serving a expresso steam machine and Hose Bibbs HBVB vacuum breakers. | NULL
NULL | NULL | NULL | Electrical Permit | NULL | NULL | Draft | NULL | NULL
NULL | NULL | NULL | Electrical Permit | Commercial | Renovation | Draft | Installation / Repair - Commercial - H | NULL
NULL | NULL | NULL | Plumbing Permit | NULL | NULL | Draft | NULL | NULL
NULL | NULL | NULL | Gas Permit | Residential | Renovation | Draft | Residential - 2lb meter upgrade , new combi boiler, fireplace, range and bbq gas line | NULL
NULL | NULL | NULL | Electrical Permit | Residential | Tenant Improvement | Draft | Installation / Repair - Residential - Minor electrical alterations to unit 702 at 1201 Marinaside Cres. Scope of work: - Addition of 10 recessed pot lights - Re routing wiring to allow for removal of a portion of the wall in kitchen to make it a open concept. - Addition of 5 receptacles throughout the home - Addition of floor heat to 2 bathrooms and kitchen - Addition of a dedicated circuit for a heat pump to be placed on the balcony | NULL
NULL | NULL | NULL | Electrical Permit | Commercial | Tenant Improvement | Draft | Installation / Repair - Commercial - Install 120/208 V 400 A dedicated EV panel in room P405, c/w 400A rated feeder and MCCB in existing main distribution. Install 12 customer supplied EV Chargers at parking stalls (adjacent electrical room P4). Installation of customer supplied communications equipment, c/w NEMA 3 enclosure (antenna), POE switch, modem and provided enclosure, conduit & Cat 5e cabling between antenna and switch enclosure. Recognizing required shut-down of main distribution gear. No separate metering. | Canem Systems Ltd
NULL | NULL | NULL | Electrical Permit | NULL | NULL | Withdrawn | NULL | NULL
NULL | NULL | NULL | Electrical Permit | NULL | NULL | Draft | NULL | NULL
EP-2023-07431 | 2023-08-15 | NULL | Electrical Permit | Commercial | NULL | Expired | Movie Set / Filming - To allow for Movie Set/Filming Applicant shall provide completed Contractor Declaration form, and dates of filming and associated location(s) to csinspection.clerks@vancouver.ca prior to the commencement of filming. Visit vancouver.ca/inspections for more details. | Circle Productions Ltd
NULL | NULL | NULL | Sprinkler Permit | NULL | NULL | Draft | NULL | NULL
NULL | NULL | NULL | Electrical Permit | Commercial | Renovation | Draft | Installation / Repair - Commercial - Install low voltage prewire for blinds. Levels 32 & 33 | First Choice Security & Audio Systems (2000) Ltd
NULL | NULL | NULL | Electrical Permit | Residential | Renovation | Draft | Installation / Repair - Residential - We need to upgrade our service from 100 amp to 200 amp | NULL
NULL | NULL | NULL | Gas Permit | NULL | NULL | Draft | NULL | NULL
NULL | NULL | NULL | Electrical Permit | Residential | New | Withdrawn | Installation / Repair - Residential - security alarm cctv | NULL
NULL | NULL | NULL | Electrical Permit | Commercial | Addition | Withdrawn | Installation / Repair - Commercial - Install EV Charger and meter. We will install EV Charger for Unit #2103. We have a plan to pull 1 inch EMT conduit from house panel G to a meter base in electrical room and continuous 1 inch EMT conduit from meter base to parking stall number 186 which is in P2 level and 50 meter away from meter base. This is a private Meter so the EV charger consumption will attach to customer electric bill by BC Hydro. We have apply to BC Hydro already by Ref No. 4938831. Note: For a private meter installation, BC Hydro must be consulted. | Prowatt Electric Inc
NULL | NULL | NULL | Electrical Permit | Residential | New | Draft | Installation / Repair - Residential - 1 | NULL
NULL | NULL | NULL | Gas Permit | NULL | NULL | Draft | NULL | NULL
GP-2023-02387 | NULL | NULL | Gas Permit | Commercial | Renovation | Withdrawn | Commercial - Gas Rang Fryer Pizza Oven Hook Up | Pioneer Plumbing & Heating Inc
NULL | NULL | NULL | Electrical Permit | NULL | NULL | Draft | NULL | NULL
NULL | NULL | NULL | Plumbing Permit | NULL | NULL | Draft | NULL | Reid Brothers Plumbing & Heating Ltd
NULL | NULL | NULL | Mechanical Permit | NULL | NULL | Withdrawn | NULL | NULL
NULL | NULL | NULL | Electrical Permit | Commercial | Addition | Draft | Installation / Repair - Commercial - There are a existing 800 A 208V 3PH EV panel The existing 800A EV panel already install thirty-four 40-Amp breakers and thirty-four 40-Amp receptacles Total load does not change after doing the 3:1 power sharing Verify and redo the circuits and install three new 200 AMP 3ph 208V panel Use the power sharing system to to 3:1 power sharing totally 33 CCTS @ 6656W, These circuits will cover 97 parking stalls. ?There is a 800A 208V 3PH existing panel, and installed thirty-four 40 amp breakers. ?The building already installed 34 parking stalls with 6-50 receptacles. We will verify and re-do all the circuits. ?To replace 40A breakers to three 200 amp 3 PH breakers, pull three 250KCMIL 4C from the EXISTING EV panel to the new 200 amp EV panel. ? Install three new 200 amp 208V 3ph panels at different places in the parking lot. ?Install 40 A breakers. ? Install 3 inch pipe with #4 AL from the 200 amp panels to the junction boxes at the ceiling. ?Install 1 inch pipe with #8 CU from the junction boxes to each parking stalls. ? Install total 97 6-50 receptacles. | LK Electrical LTD
NULL | NULL | NULL | Electrical Permit | Residential | New | Draft | Installation / Repair - Residential - data, camera, alarm, home theatre, intercom | NULL
NULL | NULL | NULL | Sprinkler Permit | NULL | NULL | Withdrawn | NULL | NULL
NULL | NULL | NULL | Sprinkler Permit | NULL | NULL | Draft | NULL | NULL
NULL | NULL | NULL | Electrical Permit | NULL | NULL | Withdrawn | NULL | NULL
NULL | NULL | NULL | Gas Permit | NULL | NULL | Withdrawn | NULL | NULL
EP-2023-07542 | 2023-08-17 | NULL | Electrical Permit | Commercial | NULL | Expired | Movie Set / Filming - To allow for Movie Set/Filming Applicant shall provide completed Contractor Declaration form, and dates of filming and associated location(s) to csinspection.clerks@vancouver.ca prior to the commencement of filming. Visit vancouver.ca/inspections for more details. | Transmission North Productions Inc
NULL | NULL | NULL | Electrical Permit | Residential | New | Draft | Installation / Repair - Residential - data, cameras, alarm, home theatre, intercom | NULL
NULL | NULL | NULL | Electrical Permit | NULL | NULL | Withdrawn | NULL | NULL
NULL | NULL | NULL | Electrical Permit | NULL | NULL | Withdrawn | Installation / Repair - - | NULL
NULL | NULL | NULL | Plumbing Permit | NULL | NULL | Draft | NULL | NULL
NULL | NULL | NULL | Electrical Permit | NULL | NULL | Withdrawn | NULL | NULL
NULL | NULL | NULL | Electrical Permit | Residential | New | Draft | Installation / Repair - Residential - Data, cameras, alarm, intercom, home theatre , service runs | NULL
NULL | NULL | NULL | Electrical Permit | NULL | NULL | Draft | NULL | NULL
NULL | NULL | NULL | Electrical Permit | Commercial | NULL | Draft | Annual / Operating | Elworthy Electrical Services Ltd
NULL | NULL | NULL | Gas Permit | Residential | New | Draft | Residential - Venting and hook up only | NULL
NULL | NULL | NULL | Plumbing Permit | NULL | NULL | Draft | NULL | NULL
NULL | NULL | NULL | Gas Permit | NULL | NULL | Withdrawn | NULL | NULL
NULL | NULL | NULL | Plumbing Permit | NULL | NULL | Draft | NULL | NULL
NULL | NULL | NULL | Gas Permit | Residential | Renovation | Draft | Residential - new black iron piping at 2psig | NULL
NULL | NULL | NULL | Mechanical Permit | NULL | NULL | Withdrawn | NULL | NULL
NULL | NULL | NULL | Gas Permit | NULL | NULL | Draft | NULL | NULL
NULL | NULL | NULL | Plumbing Permit | Commercial | New | Draft | Commercial - **ABOVE GRD, FROM LEVEL 2 TO ROOF** Above Grade Plumbing Permit Application from Level 2 to Roof: Plumbing Fixtures / Drains. >To construct a 4-storey mixed use building including 29 apartments. Ground level CRU proposed with up to 3 shell suites, all located over 2 levels of below grade storage garage having access frm a lane and consisting of 19 commercial parking stalls and 57 residential parking stalls. NOTE: The 2014 VBBL applies to this CP process permit application. This is a CP process Permit and the applicant is John Buscemi, P. Eng., CP (GHL Consultants) Stage 1: Excavation & Shoring. Dec. 17, 2020. B. Smith Stage 2: Full Construction issued on Oct. 8, 2021. Reviewed 202/21 Pandemic. | HALL MECHANICAL SERVICES INC
NULL | NULL | NULL | Gas Permit | Residential | New | Withdrawn | Residential - Gas | NULL
NULL | NULL | NULL | Sprinkler Permit | NULL | NULL | Draft | NULL | NULL
NULL | NULL | NULL | Gas Permit | Residential | New | Withdrawn | Residential - New construction gas | NULL
NULL | NULL | NULL | Electrical Permit | Commercial | NULL | Draft | Annual / Operating - ANNUAL OPERATING PERMIT annual permit for the 500 kVA substation | Panorama Integrated Systems Ltd
NULL | NULL | NULL | Plumbing Permit | Residential | New | Withdrawn | Residential - Gg | NULL
NULL | NULL | NULL | Electrical Permit | NULL | NULL | Draft | NULL | NULL
NULL | NULL | NULL | Electrical Permit | NULL | NULL | Withdrawn | NULL | NULL
NULL | NULL | NULL | Gas Permit | Residential | Tenant Improvement | Draft | Residential - Re and Re the Water Heater | NULL
NULL | NULL | NULL | Electrical Permit | Commercial | NULL | Withdrawn | Annual / Operating | NULL
NULL | NULL | NULL | Electrical Permit | Commercial | NULL | Draft | Annual / Operating | NULL
NULL | NULL | NULL | Plumbing Permit | NULL | NULL | Draft | NULL | NULL
EP-2023-07515 | 2023-08-17 | NULL | Electrical Permit | Commercial | NULL | Expired | Movie Set / Filming - To allow for Movie Set/Filming Applicant shall provide completed Contractor Declaration form, and dates of filming and associated location(s) to csinspection.clerks@vancouver.ca prior to the commencement of filming. Visit vancouver.ca/inspections for more details. Start Date Aug 23, 2023 (14 days) | Northkamp Enterprises Inc
NULL | NULL | NULL | Plumbing Permit | Commercial | Renovation | Draft | Commercial - Rough in for 4 toilets, 2 sinks, 1 new water main and 1 sump | NULL
NULL | NULL | NULL | Electrical Permit | NULL | NULL | Draft | NULL | NULL
NULL | NULL | NULL | Electrical Permit | NULL | NULL | Withdrawn | NULL | NULL
NULL | NULL | NULL | Electrical Permit | NULL | NULL | Withdrawn | NULL | NULL
NULL | NULL | NULL | Gas Permit | Residential | NULL | Draft | Residential - Replacing old gas stove with new one bought from Home Depot . Home Depot will be installing new stove and removing old stove . Also the person doing it is certified we were told . However Home Depot policy is required that we get a permit first before anything is done | NULL
NULL | NULL | NULL | Gas Permit | Residential | NULL | Draft | Residential - Replacement of stove bough from Home Depot also they have certified individual who will be doing this. | NULL
NULL | NULL | NULL | Sprinkler Permit | NULL | NULL | Draft | NULL | NULL
NULL | NULL | NULL | Plumbing Permit | NULL | NULL | Draft | NULL | NULL
NULL | NULL | NULL | Plumbing Permit | Residential | New | Draft | Residential - outside sump | NULL
NULL | NULL | NULL | Electrical Permit | Commercial | Tenant Improvement | Draft | Installation / Repair - Commercial - Sound Masking low voltage install | NULL
NULL | NULL | NULL | Electrical Permit | NULL | NULL | Draft | NULL | NULL
NULL | NULL | NULL | Electrical Permit | Residential | New | Draft | Installation / Repair - Residential - All kind of electrical and extra low voltage work | Emco Electrical Ltd
NULL | NULL | NULL | Electrical Permit | Commercial | Renovation | Draft | Installation / Repair - Commercial - Structured wiring, Security alarm, Distributed audio and Surveillance system | NULL
NULL | NULL | NULL | Electrical Permit | Residential | Addition | Draft | Installation / Repair - Residential - Install Exterior Receptacle & Lighting For Deck areas | NULL
NULL | NULL | NULL | Electrical Permit | Residential | Addition | Draft | Installation / Repair - Residential - Installation of Outdoor Plugs And Lighting For Deck | NULL
NULL | NULL | NULL | Electrical Permit | Residential | Addition | Draft | Installation / Repair - Residential - Add 4 LED disk lights in dining area. Add 5 LED disk lights to kitchen to replace surface mount lights. Change switch in kitchen to accommodate 2 switches to the existing single gang switch. Use existing garburator circuit and switch to mount new under cabinet lighting to new kitchen cabinets, under sink location. Change hallway lights from surface mount lights to LED disk lights using existing wiring. | NULL
NULL | NULL | NULL | Gas Permit | NULL | NULL | Withdrawn | NULL | Just Mechanical Ltd
NULL | NULL | NULL | Mechanical Permit | NULL | NULL | Draft | NULL | NULL
NULL | NULL | NULL | Electrical Permit | NULL | NULL | Draft | NULL | NULL
NULL | NULL | NULL | Gas Permit | NULL | NULL | Withdrawn | NULL | NULL
NULL | NULL | NULL | Plumbing Permit | NULL | NULL | Draft | NULL | NULL
NULL | NULL | NULL | Electrical Permit | NULL | Renovation | Draft | Installation / Repair - - Electrial upgrade - 200A upgrade with a bc hydro upgrade | NULL
NULL | NULL | NULL | Electrical Permit | NULL | NULL | Draft | NULL | NULL
NULL | NULL | NULL | Electrical Permit | Commercial | New | Draft | Installation / Repair - Commercial - Install a power kiosk for EV Chargers. Install conduit and wire for kiosk and chargers. Connect supplied equipment | NULL
NULL | NULL | NULL | Electrical Permit | Commercial | Renovation | Draft | Installation / Repair - Commercial - Kitchen renovation, adding 10 potlights. | NULL
NULL | NULL | NULL | Plumbing Permit | NULL | NULL | Withdrawn | NULL | NULL
NULL | NULL | NULL | Electrical Permit | NULL | NULL | Draft | NULL | NULL
NULL | NULL | NULL | Mechanical Permit | NULL | NULL | Draft | NULL | NULL
NULL | NULL | NULL | Gas Permit | Residential | New | Draft | Residential - gas line | NULL
NULL | NULL | NULL | Gas Permit | Residential | New | Draft | Residential - gas pipe | NULL
NULL | NULL | NULL | Electrical Permit | Commercial | NULL | Draft | Movie Set / Filming - To allow for Movie Set/Filming Applicant shall provide completed Contractor Declaration form, and dates of filming and associated location(s) to csinspection.clerks@vancouver.ca prior to the commencement of filming. Visit vancouver.ca/inspections for more details. | NULL
EP-2023-07557 | 2023-08-18 | NULL | Electrical Permit | Commercial | NULL | Expired | Movie Set / Filming - To allow for Movie Set/Filming Applicant shall provide completed Contractor Declaration form, and dates of filming and associated location(s) to csinspection.clerks@vancouver.ca prior to the commencement of filming. Visit vancouver.ca/inspections for more details. | Means of Production Inc
NULL | NULL | NULL | Electrical Permit | Residential | Addition | Withdrawn | Installation / Repair - Residential - Extend power with teck cable from prewired exterior junction box to EV charger on Laneway House | Fowlstone Electric Ltd
NULL | NULL | NULL | Electrical Permit | Commercial | NULL | Withdrawn | Annual / Operating - To operate equipment and perform maintenance work | NULL
NULL | NULL | NULL | Sprinkler Permit | NULL | NULL | Draft | NULL | MG Fire Protection Ltd
NULL | NULL | NULL | Electrical Permit | NULL | NULL | Draft | NULL | NULL
NULL | NULL | NULL | Plumbing Permit | Residential | New | Draft | Residential - Sump and underground | NULL
NULL | NULL | NULL | Electrical Permit | NULL | NULL | Withdrawn | NULL | NULL
NULL | NULL | NULL | Electrical Permit | Residential | New | Withdrawn | Installation / Repair - Residential - Installing Cat6 wire into new garage structure, wiring for 2 internal and 2 external passive speakers | NULL
NULL | NULL | NULL | Mechanical Permit | NULL | NULL | Draft | NULL | NULL
NULL | NULL | NULL | Mechanical Permit | NULL | NULL | Draft | NULL | Paris Plumbing And Heating Ltd
NULL | NULL | NULL | Electrical Permit | Residential | Renovation | Withdrawn | Installation / Repair - Residential - upgrade the old house service to 200A service, including new meter box, new 200A main panel, new 100A sub panel add 8 plugs and lights. | NULL
NULL | NULL | NULL | Electrical Permit | NULL | NULL | Withdrawn | NULL | NULL
NULL | NULL | NULL | Gas Permit | Residential | NULL | Draft | Residential - Replacement of old stove with new stove. | NULL
NULL | NULL | NULL | Electrical Permit | NULL | NULL | Draft | NULL | NULL
NULL | NULL | NULL | Sprinkler Permit | Commercial | Renovation | Withdrawn | Commercial - Renovation for Hotel units | NULL
NULL | NULL | NULL | Electrical Permit | NULL | NULL | Draft | NULL | NULL
NULL | NULL | NULL | Gas Permit | Residential | NULL | Draft | Residential - Replacement of old stove with new | NULL
NULL | NULL | NULL | Electrical Permit | NULL | NULL | Withdrawn | NULL | NULL
NULL | NULL | NULL | Electrical Permit | Commercial | New | Draft | Installation / Repair - Commercial - new apartment electrical wiring. | SS Electrical Limited
NULL | NULL | NULL | Electrical Permit | Commercial | Renovation | Draft | Installation / Repair - Commercial | NULL
NULL | NULL | NULL | Electrical Permit | NULL | NULL | Draft | NULL | NULL
EP-2023-07684 | 2023-08-23 | NULL | Electrical Permit | Commercial | NULL | Expired | Movie Set / Filming - To allow for Movie Set/Filming Applicant shall provide completed Contractor Declaration form, and dates of filming and associated location(s) to csinspection.clerks@vancouver.ca prior to the commencement of filming. Visit vancouver.ca/inspections for more details. | Stept Canada ULC
NULL | NULL | NULL | Plumbing Permit | NULL | NULL | Draft | NULL | Metro Plumbing Ltd
NULL | NULL | NULL | Electrical Permit | Commercial | NULL | Draft | Annual / Operating - New house wiring and finishing including new service install 400 Amps legal suite and laneway home,3 meter ‘s | NULL
NULL | NULL | NULL | Plumbing Permit | Residential | Renovation | Draft | Residential - Rough in new bath tub & valve. Replace toilet. Convert single lavatory sink to double lavatory sink. New PEX piping for water. | NULL
NULL | NULL | NULL | Electrical Permit | NULL | NULL | Draft | NULL | NULL
NULL | NULL | NULL | Electrical Permit | Residential | Addition | Draft | Installation / Repair - Residential - Add 5 LED disk downlighting to kitchen using existing switch. add 4 LED disk downlighting in the dining area with new switch. Replace surface fixtures in hallway with LED disk downlighting, using existing wiring. | NULL
NULL | NULL | NULL | Electrical Permit | Commercial | Addition | Withdrawn | Installation / Repair - Commercial - All conduit and cabling requirements for the installation of entry and exit pay stations on P1. | NULL
NULL | NULL | NULL | Gas Permit | Residential | Renovation | Withdrawn | Residential - Supply and install Rinnai tankless | NULL
NULL | NULL | NULL | Electrical Permit | NULL | NULL | Draft | NULL | NULL
NULL | NULL | NULL | Electrical Permit | Commercial | Renovation | Draft | Installation / Repair - Commercial - lighting and plugs wirng for meet shop, cooler and freeze wiring , new 3 phase 200a panel install and feeder from electrical room,new 200a 3 phase meterbase and disconnect switch install in electrical room. | NULL
NULL | NULL | NULL | Electrical Permit | Residential | New | Draft | Temporary Power - Residential - To provide temporary power. | GV ELECTRICAL INC
NULL | NULL | NULL | Electrical Permit | NULL | NULL | Draft | NULL | NULL
NULL | NULL | NULL | Plumbing Permit | NULL | Renovation | Draft | - changing a bathtub to a shower | Harry Dash Plumbing Ltd
NULL | NULL | NULL | Gas Permit | Residential | Tenant Improvement | Draft | Residential - Re and Re the Furnace | NULL
NULL | NULL | NULL | Electrical Permit | Residential | New | Draft | Installation / Repair - Residential - Entire house | NULL
NULL | NULL | NULL | Electrical Permit | Residential | Renovation | Draft | Installation / Repair - Residential - Install 6 new 4" LED slim fixtures in the Kitchen | NULL
NULL | NULL | NULL | Plumbing Permit | NULL | NULL | Draft | NULL | NULL
NULL | NULL | NULL | Electrical Permit | NULL | NULL | Draft | NULL | NULL
NULL | NULL | NULL | Gas Permit | Residential | New | Draft | Residential - piping and venting | NULL
EP-2023-07646 | NULL | NULL | Electrical Permit | Residential | New | Draft | Installation / Repair - Residential - Alarm, cable, tel, data, home theatre, intercom | NULL
NULL | NULL | NULL | Plumbing Permit | NULL | NULL | Draft | NULL | Milani Plumbing Heating & Air Conditioning Ltd
NULL | NULL | NULL | Electrical Permit | NULL | NULL | Draft | NULL | NULL
NULL | NULL | NULL | Gas Permit | NULL | NULL | Draft | NULL | Thomson Industries Ltd
NULL | NULL | NULL | Plumbing Permit | NULL | NULL | Draft | NULL | NULL
NULL | NULL | NULL | Electrical Permit | Commercial | NULL | Draft | Annual / Operating | NULL
NULL | NULL | NULL | Electrical Permit | NULL | NULL | Draft | NULL | NULL
NULL | NULL | NULL | Electrical Permit | NULL | NULL | Draft | NULL | NULL
NULL | NULL | NULL | Plumbing Permit | NULL | NULL | Draft | NULL | NULL
NULL | NULL | NULL | Electrical Permit | Residential | New | Draft | Installation / Repair - Residential - All kind of electrical and extra low voltage work | Emco Electrical Ltd
NULL | NULL | NULL | Electrical Permit | Commercial | New | Withdrawn | Installation / Repair - Commercial - Low voltage | NULL
NULL | NULL | NULL | Gas Permit | NULL | NULL | Withdrawn | NULL | NULL
EP-2023-07663 | 2023-08-22 | NULL | Electrical Permit | Commercial | NULL | Expired | Movie Set / Filming - To allow for Movie Set/Filming Applicant shall provide completed Contractor Declaration form, and dates of filming and associated location(s) to csinspection.clerks@vancouver.ca prior to the commencement of filming. Visit vancouver.ca/inspections for more details. | The Capital Media Company Inc
NULL | NULL | NULL | Plumbing Permit | NULL | NULL | Draft | NULL | J & R Excavation & Demolition Ltd.
NULL | NULL | NULL | Mechanical Permit | NULL | NULL | Draft | NULL | NULL
NULL | NULL | NULL | Electrical Permit | Residential | New | Draft | Installation / Repair - Residential - main house wiring, legal suite wiring and service. no laneway house -200A service with only 1 meter installed _service wire 250 kcmil to be run to house panel and overhead service conductor | Bindi Electrical Services Ltd
NULL | NULL | NULL | Plumbing Permit | NULL | NULL | Withdrawn | NULL | NULL
NULL | NULL | NULL | Gas Permit | NULL | NULL | Draft | NULL | NULL
NULL | NULL | NULL | Electrical Permit | NULL | NULL | Draft | NULL | NULL
NULL | NULL | NULL | Plumbing Permit | NULL | NULL | Draft | NULL | NULL
NULL | NULL | NULL | Mechanical Permit | NULL | NULL | Draft | NULL | NULL
NULL | NULL | NULL | Electrical Permit | NULL | NULL | Withdrawn | NULL | NULL
NULL | NULL | NULL | Plumbing Permit | NULL | NULL | Draft | NULL | NULL
NULL | NULL | NULL | Plumbing Permit | NULL | NULL | Withdrawn | NULL | GOODWILL PLUMBING & HEATING LTD
NULL | NULL | NULL | Mechanical Permit | NULL | NULL | Withdrawn | NULL | NULL
NULL | NULL | NULL | Electrical Permit | NULL | NULL | Draft | NULL | NULL
NULL | NULL | NULL | Mechanical Permit | NULL | NULL | Draft | NULL | NULL
NULL | NULL | NULL | Electrical Permit | Commercial | Renovation | Draft | Installation / Repair - Commercial - Installation of DDC Controls | Mountain Pacific Electrical Ltd
NULL | NULL | NULL | Plumbing Permit | NULL | NULL | Draft | NULL | NULL
NULL | NULL | NULL | Plumbing Permit | Residential | New | Draft | Residential - One sump outside of building | NULL
NULL | NULL | NULL | Plumbing Permit | NULL | NULL | Draft | NULL | NULL
NULL | NULL | NULL | Gas Permit | Residential | New | Draft | Residential - New duplex gas piping | NULL
NULL | NULL | NULL | Electrical Permit | NULL | NULL | Draft | NULL | NULL
NULL | NULL | NULL | Electrical Permit | NULL | NULL | Withdrawn | NULL | NULL
NULL | NULL | NULL | Electrical Permit | NULL | NULL | Draft | NULL | NULL
NULL | NULL | NULL | Plumbing Permit | NULL | NULL | Draft | NULL | NULL
NULL | NULL | NULL | Sprinkler Permit | NULL | NULL | Draft | NULL | NULL
NULL | NULL | NULL | Plumbing Permit | Residential | New | Draft | Residential - One sump plumbing outside of building | NULL
NULL | NULL | NULL | Electrical Permit | Residential | New | Draft | Temporary Power - Residential - To provide temporary power. | NULL
NULL | NULL | NULL | Gas Permit | NULL | NULL | Withdrawn | NULL | NULL
NULL | NULL | NULL | Gas Permit | NULL | NULL | Withdrawn | NULL | NULL
NULL | NULL | NULL | Gas Permit | NULL | NULL | Withdrawn | NULL | NULL
NULL | NULL | NULL | Gas Permit | NULL | NULL | Withdrawn | NULL | NULL
NULL | NULL | NULL | Plumbing Permit | NULL | NULL | Withdrawn | NULL | NULL
NULL | NULL | NULL | Plumbing Permit | NULL | NULL | Draft | NULL | NULL
NULL | NULL | NULL | Plumbing Permit | Residential | New | Draft | Residential - Drain tile and Sumps | NULL
NULL | NULL | NULL | Sprinkler Permit | NULL | NULL | Draft | NULL | NULL
NULL | NULL | NULL | Mechanical Permit | NULL | NULL | Draft | NULL | NULL
NULL | NULL | NULL | Electrical Permit | Residential | Renovation | Draft | Installation / Repair - Residential - Install Led wafer lights, under cabinet lighting, install 2 new lights, remove baseboard heater and terminate wiring, install microwave circuit, replace bathroom fan. | NULL
NULL | NULL | NULL | Gas Permit | NULL | NULL | Draft | NULL | Thomson Industries Ltd
NULL | NULL | NULL | Plumbing Permit | Commercial | Renovation | Draft | Commercial - SUITE #602 - 6TH FLOOR - fixture cap off for future use >BP: #602 - 6th Floor Interior alterations only to provide improvements to an existing Health Care Office on the 6th floor (#602) in this existing commercial building on site. Scope of work: Demolish existing build-out to bring the suite back to an empty space. Work includes remove partition walls, glass block partitions, carpet, tile flooring, plumbing fixtures, electrical and plumbing work. | J&YMechanical Ltd
EP-2023-07716 | 2023-08-28 | NULL | Electrical Permit | Commercial | New | Issued | Installation / Repair - Commercial - Installation of conduits for traffic signals and street lights. This is for the installation of conduit for the future traffic signals and lights, all part of same contract for City of Vancouver | Continental Power Services (1987) Ltd
NULL | NULL | NULL | Electrical Permit | NULL | NULL | Draft | NULL | NULL
NULL | NULL | NULL | Gas Permit | NULL | NULL | Withdrawn | NULL | NULL
NULL | NULL | NULL | Electrical Permit | Commercial | New | Draft | Installation / Repair - Commercial - New electrical installation | Allwest Electric Ltd
NULL | NULL | NULL | Electrical Permit | Commercial | NULL | Withdrawn | Annual / Operating - kldfjk jafkdjkjd lka | NULL
NULL | NULL | NULL | Plumbing Permit | NULL | NULL | Draft | NULL | AKAL Plumbing & Heating Ltd
NULL | NULL | NULL | Mechanical Permit | NULL | NULL | Withdrawn | NULL | NULL
NULL | NULL | NULL | Electrical Permit | NULL | New | Withdrawn | Installation / Repair - - ddd | NULL
NULL | NULL | NULL | Gas Permit | NULL | NULL | Draft | NULL | NULL
NULL | NULL | NULL | Gas Permit | NULL | NULL | Draft | NULL | NULL
NULL | NULL | NULL | Electrical Permit | Residential | Renovation | Withdrawn | Installation / Repair - Residential - Running new electrical to a bathroom suite renovation. Updating 3 kitchen pot lights and updating two receptacles in master bedroom. Will also be removing 2 circuits that were for a previous stove and dryer | NULL
NULL | NULL | NULL | Electrical Permit | NULL | NULL | Draft | NULL | NULL
NULL | NULL | NULL | Plumbing Permit | NULL | NULL | Draft | NULL | NULL
NULL | NULL | NULL | Plumbing Permit | Residential | NULL | Draft | Residential - Addition of dishwasher | Metro Plumbing Ltd
NULL | NULL | NULL | Electrical Permit | NULL | NULL | Withdrawn | NULL | NULL
NULL | NULL | NULL | Electrical Permit | Commercial | Renovation | Withdrawn | Installation / Repair - Commercial - Installation of dual car charger pedestal | NULL
NULL | NULL | NULL | Plumbing Permit | Commercial | Addition | Draft | Commercial - Adding dishwasher | Metro Plumbing Ltd
NULL | NULL | NULL | Electrical Permit | Commercial | New | Withdrawn | Installation / Repair - Commercial - 1 X MODULAR TRAILER CONNECTION. SUPPLY OF DISTRIBUTION SEACAN, UNDERGROUND FEEDS, FIRE ALARM 2 STAGE SYSTEM INSTALLATION >BP: >BP: To install a single storey retrofitted premanufactured building containing 8 modules for an emergency shelter on this site. To be sprinklered to NFPA 13R and reviewed to the 2019 VBBL. A two stage fire alarm is proposed. This structure is to be on site for 3 years. | Colwin Electrical Group
NULL | NULL | NULL | Sprinkler Permit | NULL | NULL | Withdrawn | NULL | NULL
EP-2023-07741 | 2023-08-30 | NULL | Electrical Permit | Commercial | NULL | Expired | Special Event - ***Special Event*** - Punjabi Market Live Install generator to power stage and video wall | Riviers Electric Services Inc
NULL | NULL | NULL | Gas Permit | NULL | NULL | Withdrawn | NULL | NULL
NULL | NULL | NULL | Electrical Permit | Residential | Renovation | Draft | Installation / Repair - Residential - Re& re receptacles and switches Add smoke alarms as per drawing | Nikata Enterprises Ltd
NULL | NULL | NULL | Electrical Permit | Commercial | Renovation | Withdrawn | Installation / Repair - Commercial - klm | NULL
NULL | NULL | NULL | Electrical Permit | NULL | NULL | Withdrawn | NULL | NULL
NULL | NULL | NULL | Plumbing Permit | NULL | NULL | Draft | NULL | NULL
NULL | NULL | NULL | Electrical Permit | Residential | New | Draft | Installation / Repair - Residential - extra low vlltag e | NULL
NULL | NULL | NULL | Gas Permit | NULL | NULL | Draft | NULL | AKAL Plumbing & Heating Ltd
NULL | NULL | NULL | Mechanical Permit | NULL | NULL | Withdrawn | NULL | NULL
NULL | NULL | NULL | Sprinkler Permit | NULL | NULL | Draft | NULL | NULL
NULL | NULL | NULL | Plumbing Permit | NULL | NULL | Draft | NULL | NULL
NULL | NULL | NULL | Mechanical Permit | NULL | NULL | Draft | NULL | NULL
NULL | NULL | NULL | Mechanical Permit | NULL | NULL | Draft | NULL | NULL
NULL | NULL | NULL | Plumbing Permit | NULL | NULL | Withdrawn | NULL | NULL
NULL | NULL | NULL | Electrical Permit | Commercial | Renovation | Draft | Installation / Repair - Commercial | CJR Electrical & Consulting Ltd
NULL | NULL | NULL | Plumbing Permit | Commercial | New | Draft | Commercial - Complete plumbing rough-in for a 15-storey mixed use building. Foundation work completed under previous permit PP-2022-01489 To construct a 15-storey (14-storey Z&D) mixed-use building containing: - 9 townhouse units on 1st to 3rd storeys (Level 1 & 2 Z&D) (3 facing Glen Dr and 5 facing north lane), - 131 secured rental dwelling units on 3rd storey to 15th storey (Levels 2 to 14 Z&D), - CRU on 1st storey with future mezzanines by tenant (retail shell only), all over three levels of underground parking having vehicular access from the lane. | Enersolv Design & Build Ltd
NULL | NULL | NULL | Gas Permit | NULL | NULL | Draft | NULL | Thomson Industries Ltd
NULL | NULL | NULL | Plumbing Permit | NULL | NULL | Draft | NULL | NULL
NULL | NULL | NULL | Plumbing Permit | Commercial | New | Withdrawn | Commercial - Plumbing | NULL
NULL | NULL | NULL | Gas Permit | NULL | NULL | Draft | NULL | NULL
NULL | NULL | NULL | Electrical Permit | NULL | NULL | Withdrawn | NULL | NULL
NULL | NULL | NULL | Electrical Permit | Commercial | NULL | Withdrawn | Annual / Operating | NULL
NULL | NULL | NULL | Electrical Permit | Residential | New | Draft | Installation / Repair - Residential - Security alarm, TV, telephone, vacuum door chime | NULL
NULL | NULL | NULL | Plumbing Permit | Commercial | New | Draft | Commercial - plumbing | NULL
NULL | NULL | NULL | Electrical Permit | NULL | NULL | Draft | NULL | NULL
NULL | NULL | NULL | Gas Permit | Commercial | Addition | Draft | Commercial - Deep fryer | NULL
NULL | NULL | NULL | Electrical Permit | Commercial | Renovation | Draft | Installation / Repair - Commercial - Low voltage including security alarm structured wiring and AV | NULL
NULL | NULL | NULL | Electrical Permit | Residential | New | Draft | Installation / Repair - Residential - Security Alarm, Cameras, Telephone, Data and Cablevision | NULL
NULL | NULL | NULL | Electrical Permit | NULL | NULL | Withdrawn | NULL | NULL
NULL | NULL | NULL | Electrical Permit | Commercial | Addition | Draft | Installation / Repair - Commercial - Installation of 3 receptacles. | THE PRIME TIME ELECTRIC LTD
EP-2023-07778 | 2023-08-30 | NULL | Electrical Permit | Commercial | Renovation | Completed | Installation / Repair - Commercial - Telus found their pvc mast on a micro cell damaged they had their electrician repair. We are inspecting and providing permit for Hydro to re-connect. | Cobra Electric Regional Services Ltd
NULL | NULL | NULL | Gas Permit | Residential | New | Withdrawn | Residential - venting and hookup only | REAL LIGHTING & FIREPLACES LTD
NULL | NULL | NULL | Sprinkler Permit | NULL | NULL | Draft | Commercial - Add, demo and relocate heads to accommodate new unit layout | NULL
NULL | NULL | NULL | Electrical Permit | Residential | Addition | Draft | Installation / Repair - Residential - Installation of 36 PV solar panels on a sloped roof | NULL
NULL | NULL | NULL | Gas Permit | NULL | NULL | Withdrawn | NULL | NULL
NULL | NULL | NULL | Electrical Permit | NULL | NULL | Withdrawn | NULL | NULL
NULL | NULL | NULL | Mechanical Permit | NULL | NULL | Draft | NULL | Spire Refrigeration Ltd
NULL | NULL | NULL | Gas Permit | NULL | NULL | Withdrawn | NULL | NULL
NULL | NULL | NULL | Mechanical Permit | NULL | NULL | Withdrawn | NULL | NULL
EP-2023-07790 | 2023-08-25 | NULL | Electrical Permit | Commercial | NULL | Expired | Movie Set / Filming - To allow for Movie Set/Filming Applicant shall provide completed Contractor Declaration form, and dates of filming and associated location(s) to csinspection.clerks@vancouver.ca prior to the commencement of filming. Visit vancouver.ca/inspections for more details. | Circle Productions Ltd
NULL | NULL | NULL | Electrical Permit | Commercial | New | Draft | Temporary Power - Commercial - To provide temporary power. | Sunrays Electrical Ltd
NULL | NULL | NULL | Mechanical Permit | NULL | NULL | Draft | NULL | NULL
EP-2023-07791 | 2023-08-29 | NULL | Electrical Permit | Commercial | New | Completed | Installation / Repair - Commercial - SHAW POWER SUPPLY ON BC HYDRO POLE #2343014 CLOSE TO PREMISES SEE ATTACHED SPEC & MAP OF POLE LOCATION | Harbourview Electric Ltd
NULL | NULL | NULL | Plumbing Permit | Residential | Renovation | Withdrawn | Residential - Upgrading the kitchen cabinetry, and would need to move the sink and the stove couple of feet | NULL
NULL | NULL | NULL | Sprinkler Permit | NULL | NULL | Withdrawn | NULL | NULL
NULL | NULL | NULL | Electrical Permit | NULL | NULL | Withdrawn | NULL | NULL
NULL | NULL | NULL | Plumbing Permit | NULL | NULL | Draft | NULL | NULL
NULL | NULL | NULL | Plumbing Permit | NULL | NULL | Draft | NULL | NULL
NULL | NULL | NULL | Electrical Permit | NULL | NULL | Draft | NULL | NULL
NULL | NULL | NULL | Plumbing Permit | Commercial | Renovation | Draft | Commercial - Relocate existing sink two feet along wall & replace existing bathroom vanities & basins **No Building alterations or Building work otherwise a BP will be required | Frederick Vernon Anderson DBA Adept Plumbing & Heating
NULL | NULL | NULL | Mechanical Permit | NULL | NULL | Draft | NULL | NULL
NULL | NULL | NULL | Electrical Permit | NULL | NULL | Draft | NULL | NULL
NULL | NULL | NULL | Plumbing Permit | Residential | Renovation | Draft | Residential - Water Heater replacement. | NULL
NULL | NULL | NULL | Electrical Permit | NULL | NULL | Draft | NULL | NULL
NULL | NULL | NULL | Mechanical Permit | NULL | NULL | Draft | NULL | NULL
NULL | NULL | NULL | Mechanical Permit | NULL | NULL | Draft | NULL | JJ&A Mechanical LTD
NULL | NULL | NULL | Plumbing Permit | NULL | NULL | Draft | NULL | NULL
NULL | NULL | NULL | Electrical Permit | NULL | NULL | Draft | NULL | NULL
NULL | NULL | NULL | Electrical Permit | NULL | NULL | Withdrawn | NULL | NULL
NULL | NULL | NULL | Gas Permit | NULL | NULL | Draft | NULL | NULL
NULL | NULL | NULL | Plumbing Permit | NULL | NULL | Draft | NULL | NULL
NULL | NULL | NULL | Plumbing Permit | NULL | NULL | Draft | NULL | NULL
NULL | NULL | NULL | Plumbing Permit | NULL | NULL | Draft | NULL | NULL
NULL | NULL | NULL | Plumbing Permit | NULL | NULL | Draft | NULL | NULL
NULL | NULL | NULL | Plumbing Permit | NULL | NULL | Draft | NULL | NULL
NULL | NULL | NULL | Plumbing Permit | NULL | NULL | Draft | NULL | NULL
NULL | NULL | NULL | Electrical Permit | Commercial | Tenant Improvement | Withdrawn | Installation / Repair - Commercial - new lighting etc... | Fowlstone Electric Ltd
NULL | NULL | NULL | Electrical Permit | NULL | NULL | Withdrawn | NULL | NULL
NULL | NULL | NULL | Electrical Permit | Commercial | Renovation | Draft | Installation / Repair - Commercial - Washroom | NULL
NULL | NULL | NULL | Electrical Permit | NULL | NULL | Draft | NULL | NULL
NULL | NULL | NULL | Electrical Permit | Commercial | Renovation | Draft | Installation / Repair - Commercial - stuff | NULL
NULL | NULL | NULL | Plumbing Permit | NULL | NULL | Draft | NULL | NULL
NULL | NULL | NULL | Plumbing Permit | NULL | NULL | Draft | NULL | NULL
NULL | NULL | NULL | Mechanical Permit | NULL | NULL | Draft | NULL | NULL
NULL | NULL | NULL | Electrical Permit | Commercial | Tenant Improvement | Draft | Installation / Repair - Commercial - we need install roof AC unit power wire and switch box ,240V 40A 1ph MP-2023-01371 | We Do Electrical Ltd
NULL | NULL | NULL | Mechanical Permit | NULL | NULL | Draft | NULL | NULL
NULL | NULL | NULL | Electrical Permit | Commercial | Renovation | Draft | Installation / Repair - Commercial - Replace malfunctioning motherboard on an FA-1000. Verification provided by Voltech fire protection. | NULL
NULL | NULL | NULL | Mechanical Permit | NULL | NULL | Draft | NULL | NULL
NULL | NULL | NULL | Mechanical Permit | NULL | NULL | Draft | NULL | NULL
NULL | NULL | NULL | Electrical Permit | NULL | NULL | Withdrawn | NULL | NULL
NULL | NULL | NULL | Electrical Permit | NULL | NULL | Withdrawn | NULL | NULL
EP-2023-07859 | 2023-08-30 | NULL | Electrical Permit | Commercial | New | Issued | Installation / Repair - Commercial - Traffic signal modification including installation of some new conduit at E. Hastings & Boundary Rd. | Trans-Western Electric Ltd
NULL | NULL | NULL | Gas Permit | NULL | NULL | Withdrawn | NULL | NULL
EP-2023-07861 | 2023-08-30 | NULL | Electrical Permit | Commercial | New | Issued | Installation / Repair - Commercial - traffic signal modification and installation of some conduit at Kootenay St. & E Hastings | Trans-Western Electric Ltd
NULL | NULL | NULL | Plumbing Permit | Residential | NULL | Draft | Residential - Install pex piping, two bath, one laundry, Icemaker, Hot water tank, Kitchen | NULL
NULL | NULL | NULL | Electrical Permit | Commercial | New | Draft | Installation / Repair - Commercial - 2 car charging stations | NULL
NULL | NULL | NULL | Electrical Permit | NULL | NULL | Draft | NULL | NULL
NULL | NULL | NULL | Electrical Permit | Commercial | New | Draft | Installation / Repair - Commercial - 2 car charging stations | NULL
NULL | NULL | NULL | Electrical Permit | NULL | NULL | Draft | NULL | NULL
NULL | NULL | NULL | Electrical Permit | Residential | Renovation | Draft | Installation / Repair - Residential - Heat pump monitor installation | NULL
NULL | NULL | NULL | Electrical Permit | NULL | NULL | Draft | NULL | NULL
NULL | NULL | NULL | Plumbing Permit | NULL | NULL | Draft | NULL | NULL
NULL | NULL | NULL | Mechanical Permit | NULL | NULL | Draft | NULL | Pitt Meadows Plumbing & Mechanical Systems (2001) Ltd
NULL | NULL | NULL | Plumbing Permit | NULL | NULL | Withdrawn | NULL | Just Mechanical Ltd
NULL | NULL | NULL | Electrical Permit | Commercial | Renovation | Draft | Installation / Repair - Commercial - Wiring of Condensers and Evaporators in cooler. Installation of Lighting in Cooler, Emergency Lighting, power for underfloor pump, power door, heat and controls. | Richard Meyer Electrical Services Ltd
NULL | NULL | NULL | Sprinkler Permit | NULL | NULL | Withdrawn | NULL | NULL
NULL | NULL | NULL | Electrical Permit | NULL | NULL | Draft | NULL | NULL
NULL | NULL | NULL | Electrical Permit | NULL | NULL | Draft | NULL | NULL
NULL | NULL | NULL | Plumbing Permit | NULL | NULL | Withdrawn | NULL | NULL
NULL | NULL | NULL | Sprinkler Permit | NULL | NULL | Draft | NULL | NULL
NULL | NULL | NULL | Mechanical Permit | NULL | NULL | Withdrawn | NULL | NULL
NULL | NULL | NULL | Mechanical Permit | NULL | NULL | Draft | NULL | NULL
NULL | NULL | NULL | Plumbing Permit | Commercial | Tenant Improvement | Withdrawn | Commercial - New Bakery | NULL
NULL | NULL | NULL | Plumbing Permit | Residential | Tenant Improvement | Withdrawn | Residential - Plumbing | NULL
NULL | NULL | NULL | Plumbing Permit | NULL | NULL | Draft | NULL | NULL
NULL | NULL | NULL | Mechanical Permit | NULL | NULL | Withdrawn | NULL | NULL
NULL | NULL | NULL | Electrical Permit | NULL | NULL | Withdrawn | NULL | NULL
NULL | NULL | NULL | Electrical Permit | Residential | New | Withdrawn | Installation / Repair - Residential - Category 5e tel/data cabling & completion in suites. | NULL
NULL | NULL | NULL | Electrical Permit | Commercial | Renovation | Withdrawn | Installation / Repair - Commercial - Install the fire alarm system according to the engineer plan. >BP: Interior alterations and to change the use from School of Vocational or Trade (Group A2) to Child Day Care Facility (Group A2) at 558 Powell Street in this existing mixed use building on this site. Maximum 20 children. This is for a limited period of time expiring on March 11, 2024 unless extended in writing by the Director of Planning. | Eudemon Electrical Ltd
NULL | NULL | NULL | Mechanical Permit | NULL | NULL | Draft | NULL | NULL
NULL | NULL | NULL | Electrical Permit | Residential | NULL | Draft | Installation / Repair - Residential - Heat Pump Monitor Install | NULL
NULL | NULL | NULL | Mechanical Permit | NULL | NULL | Draft | NULL | NULL
NULL | NULL | NULL | Mechanical Permit | NULL | NULL | Draft | NULL | NULL
NULL | NULL | NULL | Gas Permit | Residential | Renovation | Draft | Residential - Re&Re for boiler | Milani Plumbing Heating & Air Conditioning Ltd
NULL | NULL | NULL | Plumbing Permit | NULL | NULL | Draft | NULL | NULL
NULL | NULL | NULL | Electrical Permit | Commercial | NULL | Draft | Annual / Operating | NULL
NULL | NULL | NULL | Electrical Permit | NULL | NULL | Draft | Installation / Repair - | NULL
NULL | NULL | NULL | Electrical Permit | NULL | NULL | Draft | NULL | NULL
NULL | NULL | NULL | Mechanical Permit | NULL | NULL | Draft | NULL | Upstream Plumbing & Heating Ltd
NULL | NULL | NULL | Mechanical Permit | NULL | NULL | Draft | NULL | NULL
NULL | NULL | NULL | Sprinkler Permit | NULL | NULL | Withdrawn | NULL | NULL
NULL | NULL | NULL | Plumbing Permit | NULL | NULL | Draft | NULL | NULL
NULL | NULL | NULL | Plumbing Permit | Residential | New | Draft | Residential | NULL
NULL | NULL | NULL | Electrical Permit | NULL | NULL | Draft | NULL | NULL
NULL | NULL | NULL | Electrical Permit | NULL | NULL | Draft | NULL | NULL
NULL | NULL | NULL | Electrical Permit | NULL | NULL | Withdrawn | NULL | NULL
NULL | NULL | NULL | Electrical Permit | NULL | NULL | Draft | NULL | NULL
NULL | NULL | NULL | Plumbing Permit | NULL | NULL | Draft | NULL | NULL
NULL | NULL | NULL | Plumbing Permit | Commercial | New | Withdrawn | Commercial - Backflow | NULL
NULL | NULL | NULL | Gas Permit | NULL | NULL | Draft | NULL | NULL
NULL | NULL | NULL | Gas Permit | NULL | NULL | Draft | NULL | NULL
NULL | NULL | NULL | Gas Permit | Residential | Tenant Improvement | Draft | Residential - re and re a gas stove | NULL
NULL | NULL | NULL | Plumbing Permit | Residential | New | Draft | Residential | NULL
NULL | NULL | NULL | Gas Permit | Residential | Renovation | Draft | Residential - Re and re a gas stove | NULL
NULL | NULL | NULL | Plumbing Permit | Commercial | Renovation | Draft | Commercial - reno and adding new fixture >BP: Interior alterations to provide tenant improvement to this existing restaurant space for a new tenant on the ground floor of this existing mixed use building. Keep the existing exhaust system with new kitchen equipment. Notes: Sprinkler Permit is required. Sprinkler Commitment Letter by Owner submitted. Building Review Branch Notes: 1) Total proposed Occupant load is 63 seats + 7 staffs = 70 Persons. 2) A permanent sign indicating the above proposed occupant load shall be posted in a conspicuous location near the suite's principal entrance. 3) Separate permit will be required for any changes to the interior seating. 4) Separate permit is required for outdoor patio seating. Additional washroom may be required. Mechanical Review Notes: 1. Class 1 cooking operations (Grease-Laden Vapours). 2. Commercial kitchen exhaust systems to NFPA 96 (two Type 1 hoods). Note: “Reviewed under the provisions of VBBL 2019 (#12511).” | J&YMechanical Ltd
NULL | NULL | NULL | Plumbing Permit | NULL | NULL | Withdrawn | NULL | NULL
NULL | NULL | NULL | Plumbing Permit | NULL | NULL | Draft | NULL | Red Leaf Mechanical Ltd
NULL | NULL | NULL | Gas Permit | Residential | Renovation | Draft | Residential - Decommission and remove old furnace, install new high efficient furnace and Heat Pump Installed | Ashton Service Group/Ashton Mechanical Ltd.
NULL | NULL | NULL | Electrical Permit | Commercial | NULL | Draft | Annual / Operating | NULL
NULL | NULL | NULL | Plumbing Permit | Commercial | Tenant Improvement | Draft | Commercial - Resturant | NULL
NULL | NULL | NULL | Plumbing Permit | NULL | New | Draft | NULL | NULL
NULL | NULL | NULL | Mechanical Permit | NULL | NULL | Draft | NULL | NULL
NULL | NULL | NULL | Plumbing Permit | Commercial | Tenant Improvement | Draft | Commercial | NULL
NULL | NULL | NULL | Plumbing Permit | Commercial | Renovation | Withdrawn | Commercial - Completing installation of all fixtures. 7 sinks total. | NULL
NULL | NULL | NULL | Sprinkler Permit | Commercial | Tenant Improvement | Withdrawn | Commercial - Relocation of sprinkler heads | Secure Fire Mechanical Ltd
NULL | NULL | NULL | Electrical Permit | NULL | NULL | Withdrawn | NULL | NULL
NULL | NULL | NULL | Mechanical Permit | NULL | NULL | Draft | NULL | NULL
EP-2023-07983 | NULL | NULL | Electrical Permit | Commercial | NULL | Withdrawn | NULL | NULL
NULL | NULL | NULL | Plumbing Permit | NULL | NULL | Draft | NULL | NULL
NULL | NULL | NULL | Gas Permit | Residential | Renovation | Draft | Residential - Re&Re | Milani Plumbing Heating & Air Conditioning Ltd
NULL | NULL | NULL | Electrical Permit | NULL | NULL | Draft | NULL | NULL
NULL | NULL | NULL | Gas Permit | NULL | NULL | Draft | NULL | NULL
NULL | NULL | NULL | Gas Permit | NULL | NULL | Draft | NULL | NULL
NULL | NULL | NULL | Electrical Permit | NULL | NULL | Draft | NULL | NULL
NULL | NULL | NULL | Plumbing Permit | NULL | NULL | Draft | NULL | RAHELU PLUMBING & HEATING LTD.
NULL | NULL | NULL | Mechanical Permit | NULL | NULL | Withdrawn | NULL | NULL
NULL | NULL | NULL | Electrical Permit | Commercial | NULL | Draft | Special Event - We will bring a Honda EU6500 Generator to power our speakers and TVs | NULL
NULL | NULL | NULL | Electrical Permit | Residential | Renovation | Withdrawn | Installation / Repair - Residential - update 100A panel | NULL
EP-2023-08039 | NULL | NULL | Electrical Permit | Residential | New | Withdrawn | Installation / Repair - Residential - upgrade 100a panel. | NULL
NULL | NULL | NULL | Electrical Permit | NULL | NULL | Draft | NULL | NULL
NULL | NULL | NULL | Plumbing Permit | NULL | NULL | Draft | NULL | NULL
NULL | NULL | NULL | Mechanical Permit | NULL | NULL | Withdrawn | NULL | NULL
NULL | NULL | NULL | Plumbing Permit | Residential | New | Draft | Residential - Complete new automatic irrigation system | NULL
NULL | NULL | NULL | Plumbing Permit | NULL | NULL | Withdrawn | NULL | NULL
NULL | NULL | NULL | Mechanical Permit | NULL | NULL | Draft | NULL | NULL
NULL | NULL | NULL | Plumbing Permit | Residential | New | Draft | Residential - Complete new automatic irrigation system | NULL
NULL | NULL | NULL | Plumbing Permit | Commercial | New | Draft | Commercial - Install of new plumbing system. >BP: BP Stage I issued before DP To construct a new 41-storey mixed-use building consisting of: - 1st storey - residential lobby and entrance lobby to the worship multi-purpose/educational space with canteen and servery; no commercial cooking is proposed; - 2nd to 6th storey - worship multipurpose/educational space containing a prayer hall for 274 p, social hall, childminding area used when people are using the other facilities in the podium; - 6th to 40 storey - 193 social rental housing; and - 41st storey - roof top amenity deck; all over a 5-storey below grade parking structure. STAGE I - EXCAVATION & SHORING Issued: January 26, 2023. STAGE I has been released subject to site consolidation, prior to issuance of Stage II. HPO rental exemption form is still outstanding. Stage 2- In Review | Lisi Mechanical Contractors Ltd
NULL | NULL | NULL | Plumbing Permit | Commercial | Tenant Improvement | Withdrawn | Commercial | NULL
NULL | NULL | NULL | Mechanical Permit | NULL | NULL | Draft | NULL | NULL
NULL | NULL | NULL | Plumbing Permit | NULL | NULL | Withdrawn | NULL | Cambridge Plumbing Systems Ltd
NULL | NULL | NULL | Electrical Permit | NULL | NULL | Withdrawn | Installation / Repair - | NULL
NULL | NULL | NULL | Plumbing Permit | NULL | Tenant Improvement | Withdrawn | NULL | JN Mechanical Ltd
NULL | NULL | NULL | Electrical Permit | NULL | NULL | Draft | NULL | NULL
NULL | NULL | NULL | Electrical Permit | NULL | NULL | Draft | NULL | NULL
NULL | NULL | NULL | Plumbing Permit | Commercial | Tenant Improvement | Withdrawn | Commercial | NULL
NULL | NULL | NULL | Electrical Permit | Residential | Addition | Withdrawn | Installation / Repair - Residential - Addition floor area at second floor- new den 7 pot light , 1 ceiling light , 4 outside pot light , 6 outlet, 2 baseboard heater | NULL
NULL | NULL | NULL | Plumbing Permit | Commercial | New | Draft | Commercial | NULL
NULL | NULL | NULL | Electrical Permit | Residential | Addition | Withdrawn | Installation / Repair - Residential | NULL
NULL | NULL | NULL | Plumbing Permit | NULL | NULL | Draft | NULL | Lucky Five Eight Plumbing & Heating Ltd
NULL | NULL | NULL | Electrical Permit | NULL | NULL | Withdrawn | NULL | NULL
MP-2023-01729 | NULL | NULL | Mechanical Permit | NULL | NULL | Draft | NULL | Airtec Energy Systems
NULL | NULL | NULL | Electrical Permit | NULL | NULL | Draft | NULL | NULL
NULL | NULL | NULL | Gas Permit | NULL | NULL | Draft | NULL | NULL
EP-2023-08091 | 2023-09-08 | NULL | Electrical Permit | Commercial | NULL | Expired | Special Event - ***Special Event*** Birdhouse presents "Camp Normie Festival" "Spots Drag Competition and queers and beers" Camp Normie - music festival - Sept 9th & 10th, 3-10pm each day - Outdoor talent stage Queers & Beers - more of a social/mingler - Sept 15th, 3-10pm - DJs will play outside, no stage | Newma Power Systems Inc
NULL | NULL | NULL | Mechanical Permit | NULL | NULL | Draft | NULL | Evco Comfort Solutions Inc
NULL | NULL | NULL | Mechanical Permit | NULL | NULL | Draft | NULL | NULL
NULL | NULL | NULL | Electrical Permit | Commercial | Tenant Improvement | Draft | Installation / Repair - Commercial - -Removing 24 2X4 fluorescent lights and track lighting and adding LED lighting. -Removing 10 track lights and MR16 Heads. -Installing different lighting throughout space as it will be a lighting showroom. --there is no structural work being performed. | Arcwest Electric Ltd
NULL | NULL | NULL | Electrical Permit | NULL | NULL | Draft | NULL | NULL
NULL | NULL | NULL | Mechanical Permit | NULL | NULL | Draft | NULL | NULL
NULL | NULL | NULL | Electrical Permit | Residential | New | Withdrawn | Installation / Repair - Residential - 100a panel upgrade | NULL
NULL | NULL | NULL | Sprinkler Permit | NULL | NULL | Draft | NULL | Haven Fire Protection Ltd
NULL | NULL | NULL | Gas Permit | NULL | NULL | Draft | NULL | NULL
NULL | NULL | NULL | Electrical Permit | Residential | New | Draft | Installation / Repair - Residential - Heating | NULL
NULL | NULL | NULL | Plumbing Permit | Residential | Addition | Withdrawn | Residential - New laneway home to be built with a basement and upper level. | NULL
NULL | NULL | NULL | Mechanical Permit | NULL | NULL | Draft | NULL | RAHELU PLUMBING & HEATING LTD.
NULL | NULL | NULL | Plumbing Permit | NULL | NULL | Draft | NULL | NULL
NULL | NULL | NULL | Gas Permit | Residential | Renovation | Draft | Residential - Decommissioning pool furnace/ cap off gas line | CRESTWOOD PLUMBING LTD
NULL | NULL | NULL | Electrical Permit | NULL | NULL | Withdrawn | NULL | NULL
NULL | NULL | NULL | Electrical Permit | Residential | Renovation | Withdrawn | Installation / Repair - Residential | Thomson Industries Ltd
NULL | NULL | NULL | Mechanical Permit | NULL | NULL | Draft | NULL | NULL
NULL | NULL | NULL | Electrical Permit | NULL | NULL | Draft | NULL | NULL
NULL | NULL | NULL | Electrical Permit | Commercial | NULL | Draft | Annual / Operating | NULL
NULL | NULL | NULL | Electrical Permit | Commercial | NULL | Draft | Annual / Operating - maintenance of electrical equipment Expired Permit EP-2021-07015 Valid Sept 20/2022 until Sept 19/2023 NO SOIL DISTURBANCE OR ALTERATION OF GRADES IS TO TAKE PLACE UNDER THIS PERMIT Work under this permit does not authorize excavation, including the disturbance of soils. Should work necessitate excavation or the disturbance of soils, stop work immediately and consult an Archaeologist or the Archaeological Branch of British Columbia for the necessary approvals | Vancouver Neolite Ltd
NULL | NULL | NULL | Electrical Permit | Commercial | NULL | Withdrawn | Annual / Operating - maintenance of electrical equipment Expired Permit EP-2021-07015 Valid Sept 20/2022 until Sept 19/2023 NO SOIL DISTURBANCE OR ALTERATION OF GRADES IS TO TAKE PLACE UNDER THIS PERMIT Work under this permit does not authorize excavation, including the disturbance of soils. Should work necessitate excavation or the disturbance of soils, stop work immediately and consult an Archaeologist or the Archaeological Branch of British Columbia for the necessary approvals | Vancouver Neolite Ltd
NULL | NULL | NULL | Electrical Permit | NULL | NULL | Draft | NULL | NULL
NULL | NULL | NULL | Electrical Permit | NULL | NULL | Draft | NULL | NULL
NULL | NULL | NULL | Electrical Permit | Commercial | NULL | Draft | Annual / Operating - Annual operating permit for Fire alarm and emergency light units Renewal of EP-2021-06314 Valid: Aug 25, 2022 to Aug 24, 2023 | Active Fire & Safety Services Ltd
NULL | NULL | NULL | Electrical Permit | NULL | NULL | Draft | NULL | NULL
NULL | NULL | NULL | Electrical Permit | NULL | NULL | Draft | NULL | NULL
NULL | NULL | NULL | Electrical Permit | NULL | NULL | Draft | NULL | NULL
NULL | NULL | NULL | Gas Permit | NULL | NULL | Withdrawn | NULL | NULL
NULL | NULL | NULL | Electrical Permit | NULL | NULL | Draft | NULL | NULL
NULL | NULL | NULL | Electrical Permit | NULL | NULL | Withdrawn | NULL | NULL
NULL | NULL | NULL | Plumbing Permit | Residential | New | Draft | Residential - Y | NULL
NULL | NULL | NULL | Electrical Permit | NULL | NULL | Withdrawn | NULL | NULL
NULL | NULL | NULL | Sprinkler Permit | NULL | NULL | Draft | Commercial - UNIT #1450 - Relocating sprinkler heads to suit new ceiling layout and new millwork >BP: #1450 - 14th Floor Interior alterations to provide improvements for an existing general office tenant on the 14th floor (#1450) of this existing commercial building. Scope of work: Remove non-load bearing walls, door and infill the opening, millwork, t-bar ceiling and carpet removal. Construct new drywall ceiling in boardroom and reception, new flooring, paint, millwork, electrical, plumbing and sprinkler work. *****This application does not include any of the following: 1. Not more than 20 sprinklers (add, relocate, or remove), 2. hydraulic calculations, 3. change in occupancy and /or hazard classification, 4. warehouse storage arrangements, 5. mobile compact storage arrangements, 6. alternative solutions, 7. changes to the sprinkler system supply piping (e.g. valves, mains, cross-mains, branch-lines, etc.), or 8. flexible sprinkler pipe. | Phaser Fire Protection Ltd
EP-2023-08088 | 2023-09-07 | NULL | Electrical Permit | Commercial | NULL | Expired | Movie Set / Filming - To allow for Movie Set/Filming Applicant shall provide completed Contractor Declaration form, and dates of filming and associated location(s) to csinspection.clerks@vancouver.ca prior to the commencement of filming. Visit vancouver.ca/inspections for more details. | Circle Productions Ltd
NULL | NULL | NULL | Electrical Permit | NULL | NULL | Withdrawn | NULL | NULL
NULL | NULL | NULL | Electrical Permit | NULL | NULL | Withdrawn | NULL | NULL
NULL | NULL | NULL | Plumbing Permit | Residential | New | Draft | Residential - Sentry and storm con with sump | NULL
NULL | NULL | NULL | Electrical Permit | NULL | NULL | Withdrawn | NULL | NULL
NULL | NULL | NULL | Mechanical Permit | NULL | NULL | Draft | NULL | NULL
NULL | NULL | NULL | Gas Permit | Residential | NULL | Withdrawn | Residential - 2 cooktop and 2 BBQ box | Lotus Plumbing, Heating & Gas Fitting Ltd
NULL | NULL | NULL | Gas Permit | Residential | New | Draft | Residential - 2 cooktop, 2 BBQ | Lotus Plumbing, Heating & Gas Fitting Ltd
NULL | NULL | NULL | Electrical Permit | NULL | NULL | Draft | NULL | NULL
NULL | NULL | NULL | Plumbing Permit | Residential | Renovation | Draft | Residential - 3 bathroom re-re | NULL
NULL | NULL | NULL | Electrical Permit | NULL | NULL | Draft | NULL | NULL
EP-2023-08116 | 2023-09-13 | NULL | Electrical Permit | Commercial | Addition | Expired | Special Event - ****Special Event*** Gordon Food Service Trade Show PNE Coliseum - power distribution for trade show event | Riviers Electric Services Inc
NULL | NULL | NULL | Electrical Permit | NULL | NULL | Withdrawn | NULL | NULL
NULL | NULL | NULL | Sprinkler Permit | NULL | NULL | Draft | NULL | NULL
NULL | NULL | NULL | Electrical Permit | Commercial | NULL | Withdrawn | Installation / Repair - Commercial - lknlm | NULL
NULL | NULL | NULL | Electrical Permit | Residential | Renovation | Draft | Installation / Repair - Residential | NULL
NULL | NULL | NULL | Plumbing Permit | NULL | NULL | Draft | NULL | NULL
NULL | NULL | NULL | Mechanical Permit | NULL | NULL | Draft | NULL | NULL
NULL | NULL | NULL | Electrical Permit | NULL | NULL | Withdrawn | NULL | NULL
NULL | NULL | NULL | Electrical Permit | NULL | NULL | Draft | NULL | NULL
NULL | NULL | NULL | Mechanical Permit | NULL | NULL | Draft | NULL | BRAR PLUMBING & HEATING LTD
NULL | NULL | NULL | Electrical Permit | Residential | New | Draft | Installation / Repair - Residential - Service change only | NULL
NULL | NULL | NULL | Gas Permit | Residential | Addition | Withdrawn | Residential - TO INSTALL 1 FURNACE | BC Care Heating Services Ltd
EP-2023-08143 | 2023-09-08 | NULL | Electrical Permit | Commercial | NULL | Expired | Movie Set / Filming - To allow for Movie Set/Filming Applicant shall provide completed Contractor Declaration form, and dates of filming and associated location(s) to csinspection.clerks@vancouver.ca prior to the commencement of filming. Visit vancouver.ca/inspections for more details. | Means of Production Inc
NULL | NULL | NULL | Electrical Permit | NULL | NULL | Draft | NULL | NULL
NULL | NULL | NULL | Mechanical Permit | NULL | NULL | Withdrawn | NULL | NULL
NULL | NULL | NULL | Electrical Permit | Commercial | NULL | Draft | Annual / Operating - Annual operating permit for Fire alarm and emergency light units Renewal of EP-2021-06314 Valid: Aug 25, 2022 to Aug 24, 2023 | Active Fire & Safety Services Ltd
NULL | NULL | NULL | Plumbing Permit | NULL | NULL | Draft | NULL | RAHELU PLUMBING & HEATING LTD.
NULL | NULL | NULL | Sprinkler Permit | NULL | NULL | Draft | NULL | RAHELU PLUMBING & HEATING LTD.
EP-2023-08153 | 2023-09-08 | NULL | Electrical Permit | Commercial | NULL | Expired | Movie Set / Filming - To allow for Movie Set/Filming Applicant shall provide completed Contractor Declaration form, and dates of filming and associated location(s) to csinspection.clerks@vancouver.ca prior to the commencement of filming. Visit vancouver.ca/inspections for more details. | Means of Production Inc
NULL | NULL | NULL | Gas Permit | NULL | NULL | Withdrawn | NULL | NULL
NULL | NULL | NULL | Plumbing Permit | NULL | NULL | Draft | NULL | Pitt Meadows Plumbing & Mechanical Systems (2001) Ltd
NULL | NULL | NULL | Electrical Permit | Commercial | NULL | Draft | Annual / Operating - Annual / Operating - Annual / Operating - To provide general repairs and maintenance when needed. Renewal of EP-2021-06122 Valid: 09/03/2022 until 09/02/2023 | Norben Electric (2016) Ltd
NULL | NULL | NULL | Electrical Permit | Residential | New | Withdrawn | Installation / Repair - Residential - Installing 2 separate car chargers for 2 separate parking units | NULL
EP-2023-08180 | 2023-09-18 | NULL | Electrical Permit | Commercial | Addition | Issued | Installation / Repair - Commercial - Installation of new underground raceway, junction box, pole bases, grounding, and RRFB electrical equipment to new RRFB (Rectangular Rapid Flashing Beacon) traffic signal at Kootenay St. and E. 22nd Ave. Charge to SAP Network # CET1725240 | City of Vancouver
EP-2023-08171 | NULL | NULL | Electrical Permit | Commercial | Addition | Withdrawn | Installation / Repair - Commercial - Installation of new underground raceway, junction box, pole bases, grounding, and RRFB electrical equipment to new RRFB (Rectangular Rapid Flashing Beacon) traffic signal at Kootenay St. and E. 22nd Ave. Charge to SAP Network # CER-00243-UU-10 | City of Vancouver
NULL | NULL | NULL | Electrical Permit | NULL | NULL | Withdrawn | NULL | NULL
NULL | NULL | NULL | Gas Permit | NULL | NULL | Withdrawn | NULL | NULL
NULL | NULL | NULL | Electrical Permit | NULL | NULL | Withdrawn | NULL | NULL
NULL | NULL | NULL | Electrical Permit | NULL | NULL | Draft | NULL | NULL
NULL | NULL | NULL | Plumbing Permit | NULL | NULL | Draft | NULL | NULL
NULL | NULL | NULL | Mechanical Permit | NULL | NULL | Draft | NULL | NULL
EP-2023-08187 | 2023-09-11 | NULL | Electrical Permit | Commercial | New | Issued | Installation / Repair - Commercial - Installation of Streetlight and communication conduit as well as replacement of existing street lighting fixtures. 3455 E HASTINGS ST | Signal West Contracting Ltd
NULL | NULL | NULL | Mechanical Permit | NULL | NULL | Draft | NULL | Airxcel Heating & Cooling Ltd
NULL | NULL | NULL | Gas Permit | NULL | NULL | Draft | NULL | Airxcel Heating & Cooling Ltd
NULL | NULL | NULL | Sprinkler Permit | NULL | NULL | Draft | NULL | NULL
NULL | NULL | NULL | Mechanical Permit | NULL | NULL | Withdrawn | NULL | NULL
NULL | NULL | NULL | Electrical Permit | NULL | NULL | Withdrawn | NULL | NULL
NULL | NULL | NULL | Plumbing Permit | Commercial | Addition | Draft | Commercial - Adding the vanity to the shop | 1357650 BC Ltd dba Westland Plumbery
NULL | NULL | NULL | Electrical Permit | NULL | NULL | Draft | NULL | NULL
EP-2023-08229 | 2023-09-12 | NULL | Electrical Permit | Commercial | NULL | Expired | Movie Set / Filming - To allow for Movie Set/Filming Applicant shall provide completed Contractor Declaration form, and dates of filming and associated location(s) to csinspection.clerks@vancouver.ca prior to the commencement of filming. Visit vancouver.ca/inspections for more details. | Alfredo Films Inc
NULL | NULL | NULL | Plumbing Permit | NULL | NULL | Draft | NULL | NULL
NULL | NULL | NULL | Electrical Permit | Residential | New | Draft | Installation / Repair - Residential - Wiring and service for new duplex. | G.S.G. Electric Ltd.
NULL | NULL | NULL | Gas Permit | Residential | NULL | Draft | Residential | Airxcel Heating & Cooling Ltd
NULL | NULL | NULL | Plumbing Permit | NULL | NULL | Withdrawn | NULL | NULL
NULL | NULL | NULL | Gas Permit | Residential | Renovation | Draft | Residential - Cap off gas line and disconnect furnace. | NULL
NULL | NULL | NULL | Electrical Permit | Residential | New | Draft | Installation / Repair - Residential - Electric installation of new service(s) rough in and finishing on brand new house. | NULL
NULL | NULL | NULL | Electrical Permit | Residential | New | Withdrawn | Installation / Repair - Residential - - new house wiring' - 200 amp service | AJ's Electrical Contractors LTD
NULL | NULL | NULL | Plumbing Permit | Residential | Renovation | Draft | Residential | Avante Plumbing & Heating Ltd
NULL | NULL | NULL | Electrical Permit | Residential | New | Withdrawn | Installation / Repair - Residential - new house wiring with a 200 amp service | AJ's Electrical Contractors LTD
NULL | NULL | NULL | Electrical Permit | Residential | New | Draft | Installation / Repair - Residential - Installation of new service(s) rough in and finishing on new house build | NULL
NULL | NULL | NULL | Electrical Permit | NULL | NULL | Draft | NULL | NULL
NULL | NULL | NULL | Plumbing Permit | NULL | NULL | Draft | NULL | MCR Mechanical Ltd
NULL | NULL | NULL | Mechanical Permit | NULL | NULL | Draft | NULL | NULL
NULL | NULL | NULL | Electrical Permit | NULL | NULL | Withdrawn | NULL | NULL
NULL | NULL | NULL | Electrical Permit | Commercial | NULL | Draft | Annual / Operating - Annual Operating Permit 2500KVA Service Expired permit EP-2021-05838 Valid Sept 30/2022 -Sept 29/2023 | Sasco Contractors Ltd
NULL | NULL | NULL | Gas Permit | Residential | New | Draft | Residential - Installation of 1 gas fireplace - venting and hook up only | NULL
NULL | NULL | NULL | Plumbing Permit | NULL | NULL | Draft | NULL | NULL
NULL | NULL | NULL | Mechanical Permit | NULL | NULL | Draft | NULL | NULL
NULL | NULL | NULL | Electrical Permit | Commercial | Tenant Improvement | Draft | Installation / Repair - Commercial - Data Cabling Low Voltage installation. >BP: To change the use of the basement level from Non-Alcoholic Cabaret (Group A2) to Retail Store (group E), combine the basement floor with the main floor (retaining 1060 Granville St), and provide tenant improvements. OK for BP per A. Patterson Note: Permit application is reviewed under VBBL 2019. | Wavetek Communications Inc
NULL | NULL | NULL | Plumbing Permit | NULL | NULL | Withdrawn | NULL | NULL
NULL | NULL | NULL | Electrical Permit | NULL | NULL | Draft | NULL | NULL
NULL | NULL | NULL | Mechanical Permit | NULL | NULL | Draft | NULL | Airstream Heating & Air Conditioning Inc
NULL | NULL | NULL | Electrical Permit | Commercial | Tenant Improvement | Withdrawn | Installation / Repair - Commercial - Removal of exits and devices. Relocation of existing lighting fixtures, with use of existing lighting control. Install of new exits, new power and data. | NULL
NULL | NULL | NULL | Sprinkler Permit | NULL | NULL | Draft | NULL | Bright Star Plumbing & Heating Supply Ltd
NULL | NULL | NULL | Electrical Permit | Residential | New | Draft | Installation / Repair - Residential - New construction duplex house with 200 amp service and 125 to each unit | NULL
EP-2023-08223 | 2023-09-12 | NULL | Electrical Permit | Commercial | New | Completed | Installation / Repair - Commercial - Shaw power supply as per attached spec on BC Hydro pole #2745019 close to premises of 7875 Elliott street. | Harbourview Electric Ltd
NULL | NULL | NULL | Electrical Permit | Commercial | Renovation | Draft | Installation / Repair - Commercial - fychc | NULL
NULL | NULL | NULL | Electrical Permit | Residential | New | Draft | Installation / Repair - Residential - alarm system, data, cable, telephone and intercom | NULL
NULL | NULL | NULL | Sprinkler Permit | NULL | NULL | Draft | NULL | NULL
NULL | NULL | NULL | Electrical Permit | NULL | NULL | Draft | NULL | NULL
NULL | NULL | NULL | Electrical Permit | NULL | NULL | Draft | NULL | NULL
NULL | NULL | NULL | Mechanical Permit | NULL | NULL | Draft | NULL | NULL
NULL | NULL | NULL | Plumbing Permit | NULL | Renovation | Withdrawn | - hhh | MCKIM MECHANICAL
NULL | NULL | NULL | Plumbing Permit | NULL | NULL | Draft | NULL | NULL
NULL | NULL | NULL | Electrical Permit | Commercial | NULL | Draft | Annual / Operating | NULL
NULL | NULL | NULL | Gas Permit | NULL | NULL | Withdrawn | NULL | NULL
NULL | NULL | NULL | Electrical Permit | Residential | Renovation - Dwelling Unit(s) only | Draft | Temporary Power - Residential - To provide temporary power. | NULL
NULL | NULL | NULL | Plumbing Permit | Commercial | Renovation - Dwelling Unit(s) only | Withdrawn | Commercial - Remove and replace bathroom vanity, extend new vanity and add additional sink Remove Bath Tub Alteration to shower to add 2nd shower head, new tile & curb >BP: #402 - 4th Floor CF-2023-001944 Interior alterations to provide improvements to this existing live-work unit #402 on the 4th floor of this existing mixed use building on this site. Remove and replace kitchen cabinets, fixtures and appliances Remove and replace bathroom vanity, extend new vanity and add additional sink Remove Bath Tub Alteration to shower to add 2nd shower head, new tile & curb Install new barn doors to replace existing bi-fold doors | Lambert Plumbing & Heating
NULL | NULL | NULL | Electrical Permit | NULL | NULL | Draft | NULL | NULL
NULL | NULL | NULL | Electrical Permit | Commercial | New | Draft | Installation / Repair - Commercial - Install BDA with antenna for ECOMM enhancement | NULL
NULL | NULL | NULL | Electrical Permit | Residential | New | Draft | Installation / Repair - Residential - Heat trace to domestic cold, irrigation & chilled piping in parkade | BRENMACK ELECTRIC LTD
NULL | NULL | NULL | Electrical Permit | NULL | NULL | Draft | NULL | NULL
NULL | NULL | NULL | Gas Permit | Residential | New | Draft | Residential - INSTALL 1 GAS FIREPLACE IN NEW HOME CONSTRUCTION, VENT UP AND OUT THE SIDE WALL, VENT AND CONNECT ONLY | The LM Fireplace Warehouse Ltd.
NULL | NULL | NULL | Plumbing Permit | NULL | NULL | Draft | NULL | NULL
NULL | NULL | NULL | Electrical Permit | Commercial | New | Draft | Interim - Commercial - Below grade. Underground ducts, grounding, In-Slab conduits, Rough wire. Interim permit for EP-2023-07785. >BP: To construct a new 43 storey mixed-use building consisting of: Level 1 and Level 2 - double height café (restaurant) shell Level 3 to Level 42 - 190 per dP-2022-00542 ( former202) residential strata units, all over 8 (eight) levels underground parking. Note: Due to the sloping site, Level P1 is the 1st storey. The total number of parking levels is nine (9). The new tower is separated with a 2 Hr. firewall from the existing tower at 1500 W Georgia St. on this site. The underground parking serving both towers is accessible from Nicola St. and Cardero St. This project was reviewed under the VBBL 2019. 27-Jul-2022 - Stage 1 (excavation and shoring) issued. Revised excavation and shoring drawings submitted to engineering. CP to apply for BP Revision. 24-Oct-22 tn NOTE: Open SUS Review for Stage 2 ( for Charling Li) Open NEU review for Stage 2 ( for Ivan Tang) Stage 2 - Partial Foundation to grade ( Str. only) - In Review Awaiting updated structural drawings. Full Building Permit - submitted. BRB Review will start after the Str. Peer Review Report is submitted. 12-May-23 tn | Ozz Electric BC Inc
NULL | NULL | NULL | Mechanical Permit | NULL | NULL | Withdrawn | NULL | NULL
NULL | NULL | NULL | Electrical Permit | NULL | NULL | Draft | NULL | NULL
NULL | NULL | NULL | Sprinkler Permit | NULL | NULL | Draft | NULL | NULL
NULL | NULL | NULL | Electrical Permit | Residential | New | Draft | Temporary Power - Residential - To provide temporary power. | Apex Electrical 2011 Ltd.
NULL | NULL | NULL | Sprinkler Permit | Residential | New | Withdrawn | Residential - fire sprinklers | Titan Fire Protection Ltd
NULL | NULL | NULL | Plumbing Permit | NULL | NULL | Draft | NULL | NULL
NULL | NULL | NULL | Plumbing Permit | Residential | New | Draft | Residential - new plumbing | NULL
NULL | NULL | NULL | Electrical Permit | NULL | NULL | Draft | NULL | NULL
NULL | NULL | NULL | Plumbing Permit | NULL | NULL | Draft | NULL | NULL
NULL | NULL | NULL | Gas Permit | Residential | New | Draft | Residential - new pipe | NULL
NULL | NULL | NULL | Electrical Permit | NULL | NULL | Withdrawn | NULL | NULL
NULL | NULL | NULL | Gas Permit | Residential | New | Withdrawn | Residential - Rough in for a gas fireplace. | Galaxy Fireplaces Ltd
NULL | NULL | NULL | Electrical Permit | NULL | NULL | Withdrawn | NULL | NULL
NULL | NULL | NULL | Electrical Permit | NULL | NULL | Draft | NULL | NULL
NULL | NULL | NULL | Mechanical Permit | NULL | NULL | Draft | NULL | Pitt Meadows Plumbing & Mechanical Systems (2001) Ltd
NULL | NULL | NULL | Sprinkler Permit | NULL | NULL | Draft | NULL | NULL
NULL | NULL | NULL | Electrical Permit | Commercial | Tenant Improvement | Draft | Installation / Repair - Commercial - Remove existing and install approx 40x new CAT6 FT6 commscope data cables. | NULL
NULL | NULL | NULL | Plumbing Permit | NULL | NULL | Draft | NULL | NULL
NULL | NULL | NULL | Electrical Permit | NULL | NULL | Draft | NULL | NULL
NULL | NULL | NULL | Plumbing Permit | NULL | NULL | Draft | NULL | NULL
NULL | NULL | NULL | Plumbing Permit | Residential | New | Draft | Residential - New house | NULL
NULL | NULL | NULL | Plumbing Permit | Commercial | Addition | Draft | Commercial - Install 6 temporary 3/4" Watts 009M3 RPBA Temp Water connections- fee to be $240 for Special inspections. >BP: SPECIAL EVENT: To erect and install approximately 2361 m2 of solid structure for the Laver Cup for a limited period of time expiring September 24, 2023. | Mainstream Backflow
NULL | NULL | NULL | Electrical Permit | Commercial | NULL | Draft | Annual / Operating - No work is being performed, just updating the annual permit. 323 Alexander | NULL
NULL | NULL | NULL | Electrical Permit | Residential | New | Withdrawn | Installation / Repair - Residential - Service Upgrade from 100Amps to 200Amps | NULL
NULL | NULL | NULL | Electrical Permit | Residential | Renovation | Withdrawn | Installation / Repair - Residential - Service Upgrade to 200Amps | NULL
NULL | NULL | NULL | Electrical Permit | Commercial | NULL | Draft | Annual / Operating | NULL
NULL | NULL | NULL | Plumbing Permit | NULL | NULL | Draft | - Installing 2 compartment sink, dishwasher,ice mechine,dipper well spritzer,espresso mechine rpba and dcva | NULL
NULL | NULL | NULL | Electrical Permit | Residential | New | Draft | Installation / Repair - Residential | Innova Security Systems Inc
NULL | NULL | NULL | Plumbing Permit | NULL | NULL | Draft | NULL | NULL
NULL | NULL | NULL | Electrical Permit | NULL | NULL | Draft | NULL | NULL
NULL | NULL | NULL | Sprinkler Permit | NULL | NULL | Draft | Commercial - Move a Sprinkle Haad | NULL
PP-2023-03274 | NULL | NULL | Plumbing Permit | Commercial | New | Withdrawn | Commercial - Provide plumbing for sales center | Tap Roots Plumbing and Heating Ltd
NULL | NULL | NULL | Mechanical Permit | NULL | NULL | Withdrawn | NULL | NULL
NULL | NULL | NULL | Electrical Permit | NULL | NULL | Draft | NULL | NULL
NULL | NULL | NULL | Electrical Permit | Commercial | New | Draft | Temporary Power - Commercial - To provide temporary power. | 0962370 BC Ltd
NULL | NULL | NULL | Sprinkler Permit | NULL | NULL | Draft | NULL | NULL
NULL | NULL | NULL | Plumbing Permit | NULL | NULL | Withdrawn | NULL | NULL
NULL | NULL | NULL | Plumbing Permit | NULL | NULL | Draft | NULL | NULL
NULL | NULL | NULL | Plumbing Permit | Residential | New | Draft | Residential - Deck drain | NULL
NULL | NULL | NULL | Electrical Permit | Commercial | Renovation | Draft | Installation / Repair - Commercial - Fire Alarm installation in CRU# 1 & 2 | Allwest Electric Ltd
NULL | NULL | NULL | Electrical Permit | NULL | NULL | Draft | NULL | NULL
NULL | NULL | NULL | Electrical Permit | NULL | NULL | Draft | NULL | NULL
NULL | NULL | NULL | Electrical Permit | NULL | NULL | Draft | NULL | NULL
NULL | NULL | NULL | Gas Permit | NULL | NULL | Draft | NULL | NULL
NULL | NULL | NULL | Gas Permit | NULL | NULL | Draft | NULL | NULL
NULL | NULL | NULL | Electrical Permit | NULL | NULL | Draft | NULL | NULL
NULL | NULL | NULL | Plumbing Permit | NULL | NULL | Draft | - Reinstalling fixture | NULL
NULL | NULL | NULL | Electrical Permit | Commercial | Renovation | Withdrawn | Installation / Repair - Commercial - Install new light fixture, electrical connection to kitchen exhaust system ,exit sign , emergency lights ,receptacle ,switches and other electrical related works. | NULL
NULL | NULL | NULL | Mechanical Permit | NULL | NULL | Draft | NULL | NULL
NULL | NULL | NULL | Electrical Permit | NULL | NULL | Withdrawn | NULL | NULL
NULL | NULL | NULL | Electrical Permit | NULL | NULL | Withdrawn | NULL | NULL
NULL | NULL | NULL | Plumbing Permit | NULL | NULL | Draft | NULL | NULL
NULL | NULL | NULL | Mechanical Permit | NULL | NULL | Draft | NULL | NULL
NULL | NULL | NULL | Electrical Permit | NULL | NULL | Draft | NULL | NULL
NULL | NULL | NULL | Electrical Permit | Commercial | NULL | Draft | Annual / Operating | NULL
NULL | NULL | NULL | Electrical Permit | Commercial | NULL | Draft | Annual / Operating | NULL
NULL | NULL | NULL | Electrical Permit | NULL | NULL | Draft | NULL | NULL
NULL | NULL | NULL | Sprinkler Permit | NULL | NULL | Draft | Commercial - WEWFEF | Viking Fire Protection Inc
NULL | NULL | NULL | Electrical Permit | NULL | NULL | Draft | NULL | NULL
NULL | NULL | NULL | Gas Permit | NULL | NULL | Withdrawn | NULL | Just Mechanical Ltd
NULL | NULL | NULL | Electrical Permit | Commercial | New | Withdrawn | Installation / Repair - Commercial - Installing electrical to a CHatter mobile Kiosk in a mall. - A new panel is to be installed in the kiosk cabinet with a disconnect switch. - New electrical outlets in cabinets - few runs of Low voltage Cat 6e cables. | SINTEC ELECTRIC LTD.
EP-2023-08426 | 2023-09-18 | NULL | Electrical Permit | Commercial | NULL | Expired | Movie Set / Filming - To allow for Movie Set/Filming Applicant shall provide completed Contractor Declaration form, and dates of filming and associated location(s) to csinspection.clerks@vancouver.ca prior to the commencement of filming. Visit vancouver.ca/inspections for more details. | Filmgroup.tv Ltd
NULL | NULL | NULL | Electrical Permit | NULL | NULL | Draft | NULL | NULL
NULL | NULL | NULL | Electrical Permit | NULL | NULL | Withdrawn | NULL | NULL
NULL | NULL | NULL | Electrical Permit | NULL | NULL | Draft | NULL | NULL
NULL | NULL | NULL | Gas Permit | NULL | NULL | Draft | NULL | NULL
NULL | NULL | NULL | Gas Permit | Residential | Tenant Improvement | Draft | Residential - Furnace Rey | NULL
NULL | NULL | NULL | Sprinkler Permit | NULL | NULL | Draft | Residential - Sprinkler work till complete | NULL
NULL | NULL | NULL | Gas Permit | NULL | NULL | Draft | NULL | NULL
NULL | NULL | NULL | Plumbing Permit | Residential | Renovation | Draft | Residential - relocating bathroom plumbing drains and water lines to an adjacent room, reconnecting after flooring and tub are in. new shower valve | NULL
NULL | NULL | NULL | Mechanical Permit | NULL | NULL | Draft | NULL | NULL
NULL | NULL | NULL | Electrical Permit | NULL | NULL | Draft | NULL | NULL
NULL | NULL | NULL | Electrical Permit | NULL | NULL | Draft | NULL | NULL
NULL | NULL | NULL | Gas Permit | NULL | NULL | Draft | NULL | NULL
NULL | NULL | NULL | Plumbing Permit | NULL | NULL | Draft | NULL | NULL
NULL | NULL | NULL | Electrical Permit | Residential | Tenant Improvement | Withdrawn | Installation / Repair - Residential - Install 30A circuit for Heat Pump | NULL
NULL | NULL | NULL | Gas Permit | Residential | Renovation | Draft | Residential - re re boiler, furnace and storage tank | Thomson Industries Ltd
NULL | NULL | NULL | Mechanical Permit | NULL | NULL | Draft | NULL | NULL
NULL | NULL | NULL | Electrical Permit | Commercial | Renovation | Draft | Installation / Repair - Commercial - Installation of lighting fixtures, receptacles for office use, power wire. | NULL
NULL | NULL | NULL | Mechanical Permit | NULL | NULL | Draft | NULL | NULL
NULL | NULL | NULL | Gas Permit | NULL | NULL | Draft | NULL | Ultra Mechanical Ltd
NULL | NULL | NULL | Electrical Permit | NULL | NULL | Draft | NULL | NULL
NULL | NULL | NULL | Gas Permit | NULL | NULL | Draft | NULL | Ultra Mechanical Ltd
NULL | NULL | NULL | Mechanical Permit | NULL | NULL | Draft | NULL | NULL
NULL | NULL | NULL | Gas Permit | Residential | New | Draft | Residential - 3 complete ranges | Ultra Mechanical Ltd
NULL | NULL | NULL | Electrical Permit | NULL | NULL | Draft | NULL | NULL
NULL | NULL | NULL | Electrical Permit | Commercial | Renovation | Draft | Installation / Repair - Commercial | NULL
NULL | NULL | NULL | Electrical Permit | Commercial | Renovation | Draft | Installation / Repair - Commercial | NULL
NULL | NULL | NULL | Gas Permit | NULL | NULL | Draft | NULL | NULL
NULL | NULL | NULL | Mechanical Permit | NULL | NULL | Draft | NULL | NULL
NULL | NULL | NULL | Electrical Permit | Commercial | New | Draft | Special Event - Electrical distribution for circus 600/480 & 120/208 And supplying various loads | Production Power Corporation
NULL | NULL | NULL | Plumbing Permit | NULL | NULL | Draft | NULL | NULL
NULL | NULL | NULL | Electrical Permit | Commercial | Renovation | Draft | Installation / Repair - Commercial | NULL
NULL | NULL | NULL | Electrical Permit | NULL | NULL | Withdrawn | NULL | NULL
NULL | NULL | NULL | Sprinkler Permit | NULL | NULL | Draft | Commercial - ADDING 2 SPRINKLER HEADS >BP: Interior alterations to provide improvements for Health Enhancement Tenant at 604 W Broadway in this existing commercial building. Scope of work includes adding separated rooms, removing unauthorized walls and restoring existing accessible washroom. *****This application does not include any of the following: 1. Not more than 20 sprinklers (add, relocate, or remove), 2. hydraulic calculations, 3. change in occupancy and /or hazard classification, 4. warehouse storage arrangements, 5. mobile compact storage arrangements, 6. alternative solutions, 7. changes to the sprinkler system supply piping (e.g. valves, mains, cross-mains, branch-lines, etc.), or 8. flexible sprinkler pipe. | Stephen Graham Lewis
NULL | NULL | NULL | Electrical Permit | Commercial | Renovation | Draft | Installation / Repair - Commercial - changing light fixture to LED Energy saving Fixture. | NULL
NULL | NULL | NULL | Electrical Permit | Commercial | Tenant Improvement | Draft | Installation / Repair - Commercial - Changing light fixture with LED Type. | NULL
EP-2023-08412 | NULL | NULL | Electrical Permit | Commercial | Renovation | Cancelled | Installation / Repair - Commercial - installing emergency lights and changing fixture with LED fixture. | Key Electric Ltd
NULL | NULL | NULL | Gas Permit | NULL | NULL | Draft | NULL | Airxcel Heating & Cooling Ltd
NULL | NULL | NULL | Electrical Permit | NULL | NULL | Draft | NULL | NULL
NULL | NULL | NULL | Electrical Permit | NULL | NULL | Draft | NULL | NULL
NULL | NULL | NULL | Electrical Permit | NULL | NULL | Draft | NULL | NULL
NULL | NULL | NULL | Plumbing Permit | NULL | NULL | Draft | NULL | Keivani Plumbing Services
NULL | NULL | NULL | Electrical Permit | NULL | NULL | Draft | NULL | NULL
EP-2023-08425 | 2023-09-19 | NULL | Electrical Permit | Commercial | NULL | Expired | Movie Set / Filming - To allow for Movie Set/Filming Applicant shall provide completed Contractor Declaration form, and dates of filming and associated location(s) to csinspection.clerks@vancouver.ca prior to the commencement of filming. Visit vancouver.ca/inspections for more details. | LOVE BETTY PRODUCTIONS LTD
NULL | NULL | NULL | Gas Permit | Residential | Addition | Withdrawn | Residential - TO INSTALL 1 FURNACE | BC Care Heating Services Ltd
NULL | NULL | NULL | Plumbing Permit | NULL | NULL | Draft | NULL | NULL
NULL | NULL | NULL | Mechanical Permit | NULL | NULL | Withdrawn | NULL | Campbell Care Plumbing, Heating & Air Ltd.
NULL | NULL | NULL | Mechanical Permit | NULL | NULL | Draft | NULL | NULL
NULL | NULL | NULL | Plumbing Permit | NULL | NULL | Draft | NULL | NULL
NULL | NULL | NULL | Gas Permit | Residential | New | Withdrawn | Residential - Venting, Installation & final hook up of gas fireplace. | Mainland Fireplaces Inc
NULL | NULL | NULL | Electrical Permit | NULL | NULL | Draft | NULL | NULL
NULL | NULL | NULL | Electrical Permit | Residential | New | Draft | Installation / Repair - Residential - 1, network wiring. 2, Security surveillance system wiring. 3, Alarm system wiring. | NULL
NULL | NULL | NULL | Mechanical Permit | NULL | NULL | Draft | NULL | NULL
NULL | NULL | NULL | Gas Permit | Residential | New | Draft | Residential - One complete boiler and piping only for one range. | Ultra Mechanical Ltd
NULL | NULL | NULL | Electrical Permit | NULL | NULL | Draft | NULL | NULL
NULL | NULL | NULL | Plumbing Permit | NULL | NULL | Draft | NULL | NULL
NULL | NULL | NULL | Electrical Permit | Commercial | NULL | Draft | Annual / Operating - Maintenance of existing operating electrical equipment in compliance with the Electrical By-law No. 5563. CF-2023-009044 | Centre Electric Ltd
NULL | NULL | NULL | Electrical Permit | Commercial | NULL | Draft | Annual / Operating | NULL
NULL | NULL | NULL | Mechanical Permit | NULL | NULL | Draft | NULL | NULL
NULL | NULL | NULL | Gas Permit | Residential | Tenant Improvement | Withdrawn | Residential - Rinnai Combi boiler replacement | Wah Fai Plumbing & Heating Inc
NULL | NULL | NULL | Electrical Permit | NULL | NULL | Draft | NULL | NULL
NULL | NULL | NULL | Gas Permit | Residential | Tenant Improvement | Withdrawn | Residential - Combi boiler replacement | Wah Fai Plumbing & Heating Inc
NULL | NULL | NULL | Gas Permit | Residential | Tenant Improvement | Withdrawn | Residential - Boiler Replacement | Wah Fai Plumbing & Heating Inc
NULL | NULL | NULL | Mechanical Permit | NULL | NULL | Withdrawn | NULL | Campbell Care Plumbing, Heating & Air Ltd.
NULL | NULL | NULL | Electrical Permit | Commercial | NULL | Draft | Movie Set / Filming - To allow for Movie Set/Filming Applicant shall provide completed Contractor Declaration form, and dates of filming and associated location(s) to csinspection.clerks@vancouver.ca prior to the commencement of filming. Visit vancouver.ca/inspections for more details. | NULL
GP-2023-02728 | NULL | NULL | Gas Permit | Residential | Renovation | Withdrawn | Residential - testing | NULL
NULL | NULL | NULL | Electrical Permit | NULL | NULL | Draft | NULL | NULL
GP-2023-02729 | NULL | NULL | Gas Permit | Residential | Renovation | Withdrawn | Residential - test | Milani Plumbing Heating & Air Conditioning Ltd
NULL | NULL | NULL | Electrical Permit | NULL | NULL | Withdrawn | NULL | NULL
NULL | NULL | NULL | Plumbing Permit | Residential | Renovation | Withdrawn | Residential - sdf | NULL
NULL | NULL | NULL | Mechanical Permit | NULL | NULL | Draft | NULL | NULL
NULL | NULL | NULL | Plumbing Permit | NULL | NULL | Draft | NULL | NULL
NULL | NULL | NULL | Gas Permit | NULL | NULL | Withdrawn | NULL | Vancouver City Plumbing Inc
NULL | NULL | NULL | Electrical Permit | Commercial | New | Draft | Special Event - Electrical distribution for circus 600/480 & 120/208 And supplying various loads | Production Power Corporation
NULL | NULL | NULL | Electrical Permit | Residential | New | Draft | Installation / Repair - Residential - Low voltage - telephone, data, alarm wiring | NULL
NULL | NULL | NULL | Plumbing Permit | Residential | Renovation | Draft | Residential - plumbing | NULL
NULL | NULL | NULL | Plumbing Permit | NULL | NULL | Draft | NULL | NULL
NULL | NULL | NULL | Electrical Permit | NULL | NULL | Withdrawn | NULL | NULL
NULL | NULL | NULL | Electrical Permit | Residential | New | Draft | Temporary Power - Residential - To provide temporary power. | Greenleaf Electrical Group Ltd
NULL | NULL | NULL | Electrical Permit | Commercial | Tenant Improvement | Draft | Installation / Repair - Commercial - new lighting and receptacles | Torr Electric
NULL | NULL | NULL | Gas Permit | Commercial | Renovation | Draft | Commercial | Milani Plumbing Heating & Air Conditioning Ltd
NULL | NULL | NULL | Plumbing Permit | Commercial | New | Withdrawn | Commercial - Provide plumbing for sales center | Tap Roots Plumbing and Heating Ltd
EP-2023-08471 | 2023-09-19 | NULL | Electrical Permit | Commercial | New | Completed | Installation / Repair - Commercial - Shaw power supply on BC Hydro pole 2446799 close to premises | Harbourview Electric Ltd
NULL | NULL | NULL | Mechanical Permit | NULL | NULL | Draft | NULL | NULL
NULL | NULL | NULL | Electrical Permit | Commercial | Renovation | Draft | Installation / Repair - Commercial - Replace panel, and 2 cathodic rectifiers. | NULL
NULL | NULL | NULL | Electrical Permit | Commercial | NULL | Draft | Special Event - blah | NULL
NULL | NULL | NULL | Mechanical Permit | NULL | NULL | Draft | NULL | NULL
NULL | NULL | NULL | Mechanical Permit | NULL | NULL | Draft | NULL | NULL
NULL | NULL | NULL | Electrical Permit | NULL | NULL | Draft | NULL | NULL
NULL | NULL | NULL | Electrical Permit | NULL | NULL | Draft | NULL | NULL
NULL | NULL | NULL | Electrical Permit | Residential | Renovation | Withdrawn | Installation / Repair - Residential - dsfa | Kato Electrical Inc
NULL | NULL | NULL | Electrical Permit | Residential | Renovation | Withdrawn | Installation / Repair - Residential - replacing garage lighting, adding lighting to hallway adjacent to garage | NULL
NULL | NULL | NULL | Plumbing Permit | Commercial | Renovation | Draft | Commercial - renovating washroom | NULL
NULL | NULL | NULL | Electrical Permit | Commercial | Tenant Improvement | Draft | Installation / Repair - Commercial - exit sign add on hallway replace switch in room | Centrum Electric Ltd
NULL | NULL | NULL | Electrical Permit | NULL | NULL | Draft | NULL | NULL
NULL | NULL | NULL | Electrical Permit | NULL | NULL | Draft | NULL | NULL
NULL | NULL | NULL | Gas Permit | NULL | NULL | Draft | NULL | Best Way Heating Inc
NULL | NULL | NULL | Electrical Permit | Commercial | Tenant Improvement | Draft | Installation / Repair - Commercial - 1 | NULL
NULL | NULL | NULL | Electrical Permit | Residential | New | Draft | Installation / Repair - Residential - Security system installation | NULL
NULL | NULL | NULL | Gas Permit | Residential | NULL | Withdrawn | Residential - Installing furnace. | NULL
NULL | NULL | NULL | Gas Permit | Residential | Tenant Improvement | Withdrawn | Residential - Install furnace | NULL
NULL | NULL | NULL | Gas Permit | NULL | NULL | Draft | NULL | NULL
NULL | NULL | NULL | Electrical Permit | Residential | New | Draft | Temporary Power - Residential - To provide temporary power. | NULL
NULL | NULL | NULL | Sprinkler Permit | NULL | NULL | Draft | Commercial - Fire pump and booster pumps replacement >BP: in review | Olympic Projects Ltd
NULL | NULL | NULL | Electrical Permit | NULL | NULL | Draft | Temporary Power - - To provide temporary power. | NULL
NULL | NULL | NULL | Electrical Permit | NULL | NULL | Draft | NULL | NULL
NULL | NULL | NULL | Electrical Permit | Residential | New | Draft | Installation / Repair - Residential - New | NULL
NULL | NULL | NULL | Gas Permit | NULL | NULL | Draft | NULL | Conor Whyte Plumbing And Heating Limited
NULL | NULL | NULL | Sprinkler Permit | NULL | NULL | Draft | Commercial - BLDG 2 - For all sprinkler work to the 2019 VBBL; NFPA 13/13; NFPA 24, and alternative solutions prepared by GHL for this newly construct noncombustible industrial building (Building 2 West) containing 11 two-level industrial strata suites. Site Description: To construct a new non-combustible industrial building, (Building 1 and Building 2) containing 23 two -level industrial strata suites. THIS IS A CERTIFIED PROFESSIONAL PROJECT and the CP is Matt Turco of GHL ESFR Sprinkler System - ESFR Sprinkler requirements shall take precedence. Coordinate Mechanical, electrical, building, and structure elements with ESFR requirements - Storage layout, racking elevations and racking details; mechanical and electrical elements are to be determined as part of future tenant improvements | Pacific Rim Fire Protection (2008) Ltd
NULL | NULL | NULL | Electrical Permit | NULL | NULL | Draft | NULL | NULL
NULL | NULL | NULL | Electrical Permit | NULL | NULL | Draft | NULL | NULL
NULL | NULL | NULL | Electrical Permit | NULL | NULL | Draft | NULL | NULL
NULL | NULL | NULL | Electrical Permit | NULL | NULL | Draft | NULL | NULL
NULL | NULL | NULL | Plumbing Permit | NULL | NULL | Draft | NULL | NULL
EP-2023-08535 | 2023-09-21 | NULL | Electrical Permit | Commercial | New | Completed | Installation / Repair - Commercial - Supply and Install (1) 4.3m 48W post top c/w Precast V2 base and rere (2) 49W luminaires on existing poles. | Bay Hill Contracting Ltd
NULL | NULL | NULL | Electrical Permit | Commercial | Tenant Improvement | Draft | Installation / Repair - Commercial - Heat pump installation. 3 heads | Andcor Electric Ltd DBA Cory Jason McKinnon
NULL | NULL | NULL | Plumbing Permit | Commercial | Addition | Draft | Commercial - Adding a glass washer to the upper level which needs a backflow installation | Daryl-Evans Mechanical Services Ltd
NULL | NULL | NULL | Electrical Permit | Commercial | NULL | Draft | Annual / Operating | NULL
NULL | NULL | NULL | Plumbing Permit | Residential | Renovation | Draft | Residential - Install dishwasher into condo apartment kitchen | NULL
NULL | NULL | NULL | Plumbing Permit | NULL | NULL | Draft | NULL | NULL
EP-2023-08569 | 2023-09-22 | NULL | Electrical Permit | Commercial | NULL | Expired | Special Event - Temporary power for HVAC. Lever cup power for HVAC. Lot 39 at Rogers Arena, Vancouver. | Production Power Corporation
NULL | NULL | NULL | Electrical Permit | Commercial | Tenant Improvement | Draft | Installation / Repair - Commercial | NULL
NULL | NULL | NULL | Electrical Permit | Commercial | New | Draft | Temporary Power - Commercial - To provide temporary power. | Ozz Electric BC Inc
NULL | NULL | NULL | Electrical Permit | Commercial | Addition | Withdrawn | Installation / Repair - Commercial - Installation of EV chargers | Yastremski Associates Inc
NULL | NULL | NULL | Electrical Permit | Commercial | NULL | Draft | Movie Set / Filming - To allow for Movie Set/Filming Applicant shall provide completed Contractor Declaration form, and dates of filming and associated location(s) to csinspection.clerks@vancouver.ca prior to the commencement of filming. Visit vancouver.ca/inspections for more details. | NULL
NULL | NULL | NULL | Plumbing Permit | NULL | NULL | Draft | NULL | AKAL Plumbing & Heating Ltd
NULL | NULL | NULL | Sprinkler Permit | NULL | NULL | Withdrawn | NULL | NULL
NULL | NULL | NULL | Sprinkler Permit | Residential | Renovation | Withdrawn | Residential - Change 12 wet system heads ito dry heads in 12 different "enclosed solariums" as the building had a freezeup last winter. (no equivalent length calculations required) | Community Fire Prevention Ltd
NULL | NULL | NULL | Plumbing Permit | NULL | NULL | Draft | NULL | NULL
NULL | NULL | NULL | Mechanical Permit | NULL | NULL | Draft | NULL | NULL
EP-2023-08561 | 2023-09-21 | NULL | Electrical Permit | Commercial | NULL | Expired | Movie Set / Filming - To allow for Movie Set/Filming Applicant shall provide completed Contractor Declaration form, and dates of filming and associated location(s) to csinspection.clerks@vancouver.ca prior to the commencement of filming. Visit vancouver.ca/inspections for more details. | Blueberry Pie BC Inc
NULL | NULL | NULL | Plumbing Permit | Commercial | Tenant Improvement | Draft | Commercial - Installing undar slab piping and doing waterline . | NULL
NULL | NULL | NULL | Gas Permit | Residential | Renovation | Draft | Residential - Installing piping for stove, 2 water heaters and a Bbq Box | NULL
NULL | NULL | NULL | Mechanical Permit | NULL | NULL | Draft | NULL | Ashton Service Group/Ashton Mechanical Ltd.
NULL | NULL | NULL | Gas Permit | NULL | NULL | Withdrawn | NULL | NULL
NULL | NULL | NULL | Plumbing Permit | NULL | NULL | Draft | NULL | NULL
NULL | NULL | NULL | Gas Permit | Residential | Tenant Improvement | Draft | Residential - Re and Re Furnace | NULL
NULL | NULL | NULL | Plumbing Permit | Commercial | New | Withdrawn | Commercial - City of Vancouver Cross Connection Inspection. | NULL
NULL | NULL | NULL | Plumbing Permit | NULL | NULL | Draft | NULL | NULL
NULL | NULL | NULL | Plumbing Permit | NULL | NULL | Draft | NULL | NULL
NULL | NULL | NULL | Electrical Permit | Commercial | NULL | Draft | Special Event - Temporary power for HVAC | Production Power Corporation
NULL | NULL | NULL | Electrical Permit | Commercial | Renovation | Draft | Installation / Repair - Commercial - - Rough-in (up to) 6 pot (recessed) lights in kitchen - Rough-in (up to) 3 torpedo style light(s) over sink and island - Rough-in new plugs and switches as required - Rough-in plug and switch for under-cabinet lighting - Relocate electrical switches currently in Kitchen/Dining room stub-wall, closet walls and small return wall - Rough-in new service for double oven wall unit - Reconfigure service locations for; microwave, dishwasher, range, range-exhaust, and fridge. | NULL
NULL | NULL | NULL | Plumbing Permit | Residential | New | Draft | Residential - STORM AND DRAIN | NULL
NULL | NULL | NULL | Plumbing Permit | NULL | NULL | Draft | NULL | NULL
NULL | NULL | NULL | Gas Permit | NULL | NULL | Draft | NULL | NULL
NULL | NULL | NULL | Gas Permit | Residential | Renovation | Draft | Residential - Install piping for 2 water heaters, stove and a bbq box | NULL
NULL | NULL | NULL | Sprinkler Permit | NULL | NULL | Draft | NULL | NULL
NULL | NULL | NULL | Plumbing Permit | Residential | New | Draft | Residential - INSTALATION OF SUMP | NULL
NULL | NULL | NULL | Plumbing Permit | NULL | NULL | Draft | NULL | NULL
NULL | NULL | NULL | Gas Permit | NULL | NULL | Draft | NULL | NULL
NULL | NULL | NULL | Electrical Permit | NULL | NULL | Draft | NULL | NULL
NULL | NULL | NULL | Gas Permit | NULL | NULL | Draft | NULL | NULL
NULL | NULL | NULL | Sprinkler Permit | NULL | NULL | Draft | NULL | NULL
NULL | NULL | NULL | Plumbing Permit | NULL | NULL | Draft | NULL | NULL
NULL | NULL | NULL | Electrical Permit | Residential | Tenant Improvement | Withdrawn | Installation / Repair - Residential - Upgrade service from 100A to 200A, install 30A circuit for heat pump, 30A circuit for EV charger. | NULL
NULL | NULL | NULL | Electrical Permit | NULL | NULL | Draft | NULL | NULL
NULL | NULL | NULL | Electrical Permit | Commercial | NULL | Draft | Annual / Operating | NULL
NULL | NULL | NULL | Electrical Permit | NULL | NULL | Draft | NULL | NULL
NULL | NULL | NULL | Plumbing Permit | Commercial | New | Withdrawn | Commercial - Vancouver cross-connection inspection | NULL
NULL | NULL | NULL | Plumbing Permit | Commercial | New | Draft | Commercial - Double check valve installation downstream of water filters and coffee makers | NULL
NULL | NULL | NULL | Plumbing Permit | Commercial | New | Draft | Commercial - DCV installation | NULL
NULL | NULL | NULL | Electrical Permit | Commercial | Tenant Improvement | Draft | Installation / Repair - Commercial | NULL
NULL | NULL | NULL | Electrical Permit | Commercial | NULL | Draft | Annual / Operating - Annual Operating Permit for connected load of 1400 kVA Expired permit of EP-2022-08309 Valid Sept 20/2023 till Sept 19/2024 | Advanco Electric Ltd
NULL | NULL | NULL | Electrical Permit | NULL | NULL | Draft | NULL | NULL
NULL | NULL | NULL | Gas Permit | NULL | NULL | Withdrawn | NULL | NULL
NULL | NULL | NULL | Gas Permit | Residential | Renovation | Draft | Residential - RUN 50FT OF GAS TO A BBQ BOX | The LM Fireplace Warehouse Ltd.
NULL | NULL | NULL | Electrical Permit | Residential | Renovation - Dwelling Unit(s) only | Withdrawn | Installation / Repair - Residential - Install dedicated circuit for the dishwasher | NULL
NULL | NULL | NULL | Plumbing Permit | NULL | NULL | Withdrawn | NULL | Schmidt Bros Mechanical Ltd
NULL | NULL | NULL | Electrical Permit | NULL | NULL | Draft | NULL | NULL
EP-2023-08605 | 2023-09-25 | NULL | Electrical Permit | Commercial | New | Issued | Installation / Repair - Commercial - Shaw pedestal power supply close to premises for power connection. POLE SERVICE FOR SHAW CABLE PEDISTAL. BC HYDRO reference # 4821416 | Harbourview Electric Ltd
NULL | NULL | NULL | Electrical Permit | NULL | NULL | Draft | NULL | NULL
NULL | NULL | NULL | Plumbing Permit | NULL | NULL | Draft | NULL | NULL
NULL | NULL | NULL | Electrical Permit | Residential | New | Draft | Temporary Power - Residential - To provide temporary power. | NULL
NULL | NULL | NULL | Mechanical Permit | NULL | NULL | Draft | NULL | NULL
NULL | NULL | NULL | Plumbing Permit | Residential | NULL | Draft | Residential - New | NULL
NULL | NULL | NULL | Plumbing Permit | Residential | NULL | Draft | Residential | NULL
NULL | NULL | NULL | Electrical Permit | Residential | Renovation | Draft | Installation / Repair - Residential - Replace meter and install new 200 amp service | NULL
NULL | NULL | NULL | Plumbing Permit | Residential | New | Withdrawn | Residential - Installation of DC backflow preventor for lawn sprinkler | Everbudding Gardening Co. Ltd
NULL | NULL | NULL | Plumbing Permit | Residential | New | Withdrawn | Residential - Installation DC backflow preventer for lawn sprinkler | Everbudding Gardening Co. Ltd
NULL | NULL | NULL | Gas Permit | NULL | NULL | Draft | NULL | NULL
NULL | NULL | NULL | Electrical Permit | NULL | New | Draft | Installation / Repair - - Low voltage | Alpha Security Systems Ltd
NULL | NULL | NULL | Sprinkler Permit | NULL | NULL | Withdrawn | NULL | NULL
NULL | NULL | NULL | Sprinkler Permit | NULL | NULL | Withdrawn | NULL | NULL
NULL | NULL | NULL | Electrical Permit | NULL | NULL | Draft | NULL | NULL
NULL | NULL | NULL | Sprinkler Permit | NULL | NULL | Draft | NULL | NULL
NULL | NULL | NULL | Plumbing Permit | NULL | NULL | Draft | NULL | NULL
NULL | NULL | NULL | Electrical Permit | Commercial | NULL | Draft | Annual / Operating - Annual electrical permit General electrical work though-out the building General electrical works: ballasts, lamps, switches and receptacles and other small electrical jobs | MDE Enterprises Ltd
NULL | NULL | NULL | Electrical Permit | Commercial | NULL | Draft | Annual / Operating - Annual electrical permit General electrical work though-out the building General electrical works: ballasts, lamps, switches and receptacles and other small electrical jobs | MDE Enterprises Ltd
NULL | NULL | NULL | Gas Permit | NULL | NULL | Draft | NULL | NULL
NULL | NULL | NULL | Plumbing Permit | NULL | NULL | Draft | NULL | NULL
NULL | NULL | NULL | Plumbing Permit | Residential | New | Draft | Residential - Roof drain | Metro Plumbing Ltd
NULL | NULL | NULL | Plumbing Permit | NULL | NULL | Withdrawn | NULL | Century Twenty One Gas & Heating Co. Ltd
NULL | NULL | NULL | Electrical Permit | Commercial | NULL | Draft | Annual / Operating | NULL
NULL | NULL | NULL | Electrical Permit | Commercial | NULL | Draft | Annual / Operating - General maintenance and installations of laboratory equipment. Renewal of EP-2021-06410 Valid: Aug 30, 2022 to Aug 29, 2023 | Blackburn Electric Ltd
NULL | NULL | NULL | Electrical Permit | NULL | NULL | Draft | NULL | NULL
NULL | NULL | NULL | Electrical Permit | NULL | NULL | Draft | NULL | NULL
NULL | NULL | NULL | Mechanical Permit | NULL | NULL | Withdrawn | NULL | Century Twenty One Gas & Heating Co. Ltd
NULL | NULL | NULL | Sprinkler Permit | NULL | NULL | Withdrawn | NULL | NULL
NULL | NULL | NULL | Gas Permit | NULL | NULL | Draft | NULL | NULL
NULL | NULL | NULL | Electrical Permit | NULL | NULL | Withdrawn | Installation / Repair - - Demo front counter, re-install receptacles in front counter Install 208volt receptacle for Grain Mill Install wiring for dishwasher Install wiring for one convection oven, connect 2nd convection oven to existing wiring Install wiring for new deck oven Install wiring for two receptacles over table in production area Install two receptacles for two fridges Remove 6 pot lights in production area and replace with 8’ LED strip fixtures with dimmer control Replace two pendant lights with two new pendant lights at front of house seating area | Ino-Tek Electric Ltd.
NULL | NULL | NULL | Plumbing Permit | NULL | Renovation | Draft | - re re of hwt | Resilient Plumbing & Heating Inc
NULL | NULL | NULL | Sprinkler Permit | NULL | NULL | Draft | NULL | NULL
NULL | NULL | NULL | Mechanical Permit | NULL | NULL | Draft | NULL | NULL
NULL | NULL | NULL | Plumbing Permit | NULL | NULL | Draft | NULL | NULL
NULL | NULL | NULL | Electrical Permit | Commercial | Renovation - Dwelling Unit(s) only | Withdrawn | Installation / Repair - Commercial - 10x pot lights, 2x puck lights, 3x pendant lights Kitchen; move fridge plug, hood fan plug Bathroom; add 1x GFCI circuit, Bidet, add 1x Medicine Cabinet; 1x GFCi, 1x Dimmer, Under cabinet Strip light, Replace bath fan | Halcyon Electric Inc
NULL | NULL | NULL | Electrical Permit | Commercial | New | Withdrawn | Installation / Repair - Commercial - Conduit and cabling for Qty 4 - Level 2 Chargers load shared at 2 to 1 | NULL
NULL | NULL | NULL | Electrical Permit | Commercial | New | Withdrawn | Installation / Repair - Commercial - Conduit and cabling for Qty 4 - Level 2 Ev Chargers Load shared 2-1 | NULL
NULL | NULL | NULL | Electrical Permit | NULL | NULL | Withdrawn | NULL | NULL
NULL | NULL | NULL | Sprinkler Permit | Residential | Renovation | Withdrawn | Residential - Replacing 12 Pendant heads in solariums with dry type heads to prevent from freezing (no equivalent lengths for calculations required) | Community Fire Prevention Ltd
NULL | NULL | NULL | Electrical Permit | Commercial | NULL | Draft | Annual / Operating - Annual Operating Permit -renewal of: EP-2021-06713 -valid: October 8, 2022 - October 7, 2023 Minor electrical installation, repair and maintenance. Minor electrical installation, repair and maintenance. Valid: October 08, 2021 to October 07, 2022 | Berts Electric (2001) Ltd
NULL | NULL | NULL | Sprinkler Permit | NULL | NULL | Withdrawn | NULL | NULL
NULL | NULL | NULL | Electrical Permit | NULL | NULL | Draft | NULL | NULL
NULL | NULL | NULL | Electrical Permit | Commercial | NULL | Draft | Annual / Operating - Electrical Annual Operating Permit Renewal of EP-2021-08699 VALID: OCT 30/22 TO OCT 29/23 | All In Electric Inc
NULL | NULL | NULL | Gas Permit | Residential | Renovation | Draft | Residential | NULL
NULL | NULL | NULL | Electrical Permit | NULL | NULL | Draft | NULL | NULL
NULL | NULL | NULL | Electrical Permit | NULL | NULL | Draft | NULL | NULL
NULL | NULL | NULL | Electrical Permit | NULL | NULL | Draft | NULL | NULL
NULL | NULL | NULL | Plumbing Permit | Residential | New | Draft | Residential - Install a back flow preventer for lawn irrigation system | NULL
NULL | NULL | NULL | Electrical Permit | Commercial | Addition | Withdrawn | Installation / Repair - Commercial - HEAT PUMP INSTALL *MP-2023-01530: Issued (Heating and Cooling) | Reliance Comfort Limited Partnership
NULL | NULL | NULL | Plumbing Permit | Commercial | New | Draft | Commercial - Install RPBA as per City of Vancouver requirements | Montalbano Plumbing Services Ltd
NULL | NULL | NULL | Mechanical Permit | NULL | NULL | Draft | NULL | Omni Gas Ltd
NULL | NULL | NULL | Gas Permit | Residential | Renovation | Draft | Residential - RE&RE hot water tank | Milani Plumbing Heating & Air Conditioning Ltd
NULL | NULL | NULL | Electrical Permit | Commercial | NULL | Draft | Annual / Operating | NULL
NULL | NULL | NULL | Mechanical Permit | NULL | NULL | Draft | NULL | NULL
NULL | NULL | NULL | Mechanical Permit | NULL | NULL | Draft | NULL | NULL
NULL | NULL | NULL | Mechanical Permit | NULL | NULL | Draft | NULL | NULL
NULL | NULL | NULL | Sprinkler Permit | NULL | NULL | Draft | NULL | NULL
NULL | NULL | NULL | Gas Permit | Residential | Tenant Improvement | Draft | Residential - Re and Re Water Heater | NULL
NULL | NULL | NULL | Plumbing Permit | Residential | Renovation | Draft | Residential - Re n re bathtub and valve | NULL
NULL | NULL | NULL | Electrical Permit | Commercial | Tenant Improvement | Draft | Annual / Operating - -Annual Operating Permit -Renewal of EP-2022-07965 -Valid: Sept. 17, 2022 - Sept. 16, 2023 To carry out maintenance and general electrical service work/repairs throughout the year | Norben Electric (2016) Ltd
NULL | NULL | NULL | Electrical Permit | Commercial | NULL | Draft | Annual / Operating - Annual Operating Permit | NULL
NULL | NULL | NULL | Electrical Permit | NULL | NULL | Draft | NULL | NULL
NULL | NULL | NULL | Electrical Permit | Commercial | NULL | Draft | Annual / Operating - Annual Electrical Operating Permit | NULL
EP-2023-08704 | 2023-09-26 | NULL | Electrical Permit | Commercial | NULL | Expired | Movie Set / Filming - To allow for Movie Set/Filming Applicant shall provide completed Contractor Declaration form, and dates of filming and associated location(s) to csinspection.clerks@vancouver.ca prior to the commencement of filming. Visit vancouver.ca/inspections for more details. | Frozenman Inc
NULL | NULL | NULL | Sprinkler Permit | NULL | NULL | Draft | NULL | CENTRE LINE FIRE SPRINKLERS LTD
NULL | NULL | NULL | Mechanical Permit | NULL | NULL | Draft | NULL | NULL
NULL | NULL | NULL | Electrical Permit | NULL | NULL | Draft | NULL | NULL
NULL | NULL | NULL | Plumbing Permit | NULL | NULL | Draft | NULL | AKAL Plumbing & Heating Ltd
NULL | NULL | NULL | Electrical Permit | Commercial | Tenant Improvement | Draft | Installation / Repair - Commercial - Supply and install new lighting and emergency lighting, branch circuits, supply and install low voltage light control system, installation of new power outlets and floor boxes, supply and install conduits and boxes for data/communication system, supply and install conduits for door access control system. >BP: #2350 - 23rd floor (combining #2350 & 2370) Interior alterations to the 23rd floor to combine #2350 and #2370 (retaining #2350) and to provide tenant improvements for a new office tenant in this existing commercial building on this site. Scope of work: remove demising wall, glass partition, ceiling tiles and flooring. Construct new partition walls for interior office and boardroom, millwork, new lighting, electrical, plumbing and sprinkler work. L2 - Lighting - Upgrade to Local Control (per 9.4.1.1.(a) of ASHRAE 90.1-2016) Schedules submitted: Schedule A by Kai Chen, P.Eng. ph#604.687.1800 Electrical Schedule B by Roger Dupuis, P.Eng. ph#604.569.6500. Mechanical/Plumbing Schedule B by Kai Chen, P.Eng. ph#604.687.1800 Energy checklist is currently no longer required with your Building Permit (BP) application. Some supporting documents are still required at BP stage, specifically Envelope and HVAC, if applicable. Service Water Heating and Lighting supporting documents, if applicable, must be submitted with your related trades permits (e.g. electrical and plumbing). All energy upgrades will be checked during inspections stage. It is the applicant's responsibility to identify and note all required upgrades including energy upgrades on their BP drawings at BP stage. | Action Electric Ltd
NULL | NULL | NULL | Plumbing Permit | NULL | NULL | Withdrawn | NULL | NULL
NULL | NULL | NULL | Electrical Permit | Commercial | Tenant Improvement | Draft | Installation / Repair - Commercial - Renovation of existing space including Hospital grade wiring for receptacles in 9 treatment rooms. Changes to existing lighting including install of LED wafer lights, 2x2 lights, wall lights and occupancy sensors >BP: Interior alterations to change the use from Retail to Health Care Office in this unit on the ground floor of this existing commercial building. Notes: 1. Sprinkler Contractor: Fairlane Fire Prevention, contactor: Larry Brisbois. | Adanac Electric Ltd
NULL | NULL | NULL | Gas Permit | Residential | Renovation | Draft | Residential - RE&RE Hot water tank | Milani Plumbing Heating & Air Conditioning Ltd
NULL | NULL | NULL | Gas Permit | NULL | NULL | Draft | NULL | NULL
NULL | NULL | NULL | Plumbing Permit | NULL | NULL | Draft | NULL | NULL
NULL | NULL | NULL | Electrical Permit | Residential | Renovation | Draft | Installation / Repair - Residential - Renovation to kitchen, dining room and bathroom | NULL
NULL | NULL | NULL | Electrical Permit | Residential | New | Withdrawn | Installation / Repair - Residential - Laneway House rough wiring,Service and finishing complete | Kooner Electrical Ltd
NULL | NULL | NULL | Electrical Permit | NULL | NULL | Draft | NULL | NULL
NULL | NULL | NULL | Electrical Permit | NULL | NULL | Draft | NULL | NULL
NULL | NULL | NULL | Electrical Permit | Commercial | New | Draft | Installation / Repair - Commercial - Install new conduit and pull new conductors from new circuit breaker in existing kiosk to junction box located beside the public bike share station. | City of Vancouver
EP-2023-08736 | 2023-09-27 | NULL | Electrical Permit | Commercial | Addition | Completed | Installation / Repair - Commercial - Wiring of Mobi charge controller station, installation of power to civil JB, Mobi panel with mini breakers, Interteck inspection for panel and equipment. | MJR Electric Ltd
NULL | NULL | NULL | Mechanical Permit | NULL | NULL | Draft | NULL | NULL
NULL | NULL | NULL | Plumbing Permit | NULL | NULL | Draft | NULL | NULL
NULL | NULL | NULL | Sprinkler Permit | NULL | NULL | Draft | Commercial - Delete/Relocate (x1) Sprinkler Head Relocate (X1) Sprinkler Head >BP: #307 Interior alterations to provide improvements to dwelling unit #307 on the 3rd floor of this multiple dwelling building on this site. *****This application does not include any of the following: 1. Not more than 20 sprinklers (add, relocate, or remove), 2. hydraulic calculations, 3. change in occupancy and /or hazard classification, 4. warehouse storage arrangements, 5. mobile compact storage arrangements, 6. alternative solutions, 7. changes to the sprinkler system supply piping (e.g. valves, mains, cross-mains, branch-lines, etc.), or 8. flexible sprinkler pipe. | Fire Pro Fire Protection Ltd.
NULL | NULL | NULL | Plumbing Permit | NULL | NULL | Draft | NULL | NULL
NULL | NULL | NULL | Mechanical Permit | NULL | NULL | Draft | NULL | NULL
NULL | NULL | NULL | Gas Permit | NULL | NULL | Draft | NULL | NULL
NULL | NULL | NULL | Electrical Permit | NULL | NULL | Draft | NULL | NULL
NULL | NULL | NULL | Mechanical Permit | NULL | NULL | Draft | NULL | NULL
NULL | NULL | NULL | Electrical Permit | Commercial | New | Draft | Installation / Repair - Commercial - Install branch conductors for street lighting to existing Kiosk and energize existing Kiosk | City of Vancouver
NULL | NULL | NULL | Mechanical Permit | NULL | NULL | Draft | NULL | Energy 1 Services Ltd
NULL | NULL | NULL | Electrical Permit | Residential | Addition | Withdrawn | Installation / Repair - Residential - Installing 8/3 cable (most of it outside) for a new hot tub circuit. Cable will run along House for the most part. | NULL
NULL | NULL | NULL | Plumbing Permit | Residential | Renovation | Draft | Residential - Installing sanitary, storm and grit sumps and exterior drainage | NULL
NULL | NULL | NULL | Electrical Permit | Residential | New | Draft | Installation / Repair - Residential - complete alarm system. network wiring and ceiling speaker wiring | NULL
NULL | NULL | NULL | Electrical Permit | Residential | Renovation | Withdrawn | Installation / Repair - Residential - Existing light locations, outlets and switches moved for renovation. | NULL
EP-2023-08766 | 2023-09-27 | NULL | Electrical Permit | Commercial | NULL | Expired | Movie Set / Filming - To allow for Movie Set/Filming Applicant shall provide completed Contractor Declaration form, and dates of filming and associated location(s) to csinspection.clerks@vancouver.ca prior to the commencement of filming. Visit vancouver.ca/inspections for more details. | Means of Production Inc
NULL | NULL | NULL | Sprinkler Permit | NULL | NULL | Draft | Commercial - Replacing the fire line | BC FIRE SPRINKLERS--Gordon Knight
NULL | NULL | NULL | Electrical Permit | Commercial | NULL | Draft | Annual / Operating | NULL
NULL | NULL | NULL | Electrical Permit | NULL | NULL | Withdrawn | NULL | NULL
NULL | NULL | NULL | Electrical Permit | NULL | NULL | Withdrawn | NULL | NULL
NULL | NULL | NULL | Electrical Permit | NULL | NULL | Withdrawn | NULL | NULL
NULL | NULL | NULL | Plumbing Permit | NULL | NULL | Draft | NULL | NULL
NULL | NULL | NULL | Sprinkler Permit | NULL | NULL | Draft | NULL | NULL
NULL | NULL | NULL | Electrical Permit | NULL | NULL | Draft | NULL | NULL
NULL | NULL | NULL | Electrical Permit | Commercial | NULL | Draft | Special Event - Connect a temporary 200 Amp potable panel with built-in receptacles, provide 1 or 2 extension cords to each tents. total with 28 extension cords. Connect a 200Amp potable panel for LED screen Event Name: 4th Chinese Cultural and Arts Festival Event Category: Community Celebration/Festival The Service selection is not new, it will be rented from United Rental. | Long Yuan Decoration Ltd
NULL | NULL | NULL | Electrical Permit | NULL | NULL | Draft | NULL | NULL
NULL | NULL | NULL | Gas Permit | NULL | NULL | Draft | NULL | NULL
NULL | NULL | NULL | Gas Permit | NULL | NULL | Draft | NULL | NULL
NULL | NULL | NULL | Electrical Permit | NULL | NULL | Withdrawn | NULL | NULL
NULL | NULL | NULL | Sprinkler Permit | NULL | NULL | Withdrawn | NULL | NULL
NULL | NULL | NULL | Gas Permit | NULL | NULL | Draft | NULL | Royal Pro Heating Ltd
NULL | NULL | NULL | Gas Permit | NULL | NULL | Draft | NULL | The LM Fireplace Warehouse Ltd.
NULL | NULL | NULL | Gas Permit | Residential | Tenant Improvement | Draft | Residential - Re and Re Tankless, Re and Re Furnace | NULL
NULL | NULL | NULL | Gas Permit | NULL | NULL | Draft | NULL | NULL
NULL | NULL | NULL | Plumbing Permit | NULL | NULL | Draft | NULL | Daryl-Evans Mechanical Services Ltd
NULL | NULL | NULL | Gas Permit | NULL | NULL | Draft | NULL | JOT MECHANICAL LTD
NULL | NULL | NULL | Electrical Permit | NULL | NULL | Draft | NULL | NULL
EP-2023-08812 | 2023-09-29 | NULL | Electrical Permit | Commercial | New | Issued | Installation / Repair - Commercial - Install new PVR chamber fed by new 100A 120/240 metered service / 1 x 70W LED streetlight. | Trans-Western Electric Ltd
NULL | NULL | NULL | Sprinkler Permit | NULL | NULL | Draft | Residential - Install sprinklers in Basement suite | NULL
EP-2023-08811 | 2023-09-29 | NULL | Electrical Permit | Commercial | New | Issued | Installation / Repair - Commercial - Install new PRV chamber fed from new 100A 120V metered service / 1 x 106W LED streetlight. | Trans-Western Electric Ltd
NULL | NULL | NULL | Electrical Permit | NULL | NULL | Withdrawn | NULL | NULL
NULL | NULL | NULL | Electrical Permit | Commercial | New | Withdrawn | Installation / Repair - Commercial - Fibre optic cable run for Telus communications | NULL
NULL | NULL | NULL | Electrical Permit | Commercial | NULL | Draft | Movie Set / Filming - To allow for Movie Set/Filming Applicant shall provide completed Contractor Declaration form, and dates of filming and associated location(s) to csinspection.clerks@vancouver.ca prior to the commencement of filming. Visit vancouver.ca/inspections for more details. | NULL
NULL | NULL | NULL | Electrical Permit | Residential | New | Draft | Temporary Power - Residential - To provide temporary power. | Aidea Solutions Ltd
NULL | NULL | NULL | Electrical Permit | Residential | New | Draft | Temporary Power - Residential - To provide temporary power. | Aidea Solutions Ltd
NULL | NULL | NULL | Electrical Permit | NULL | NULL | Draft | NULL | NULL
EP-2023-08840 | 2023-10-03 | NULL | Electrical Permit | Commercial | New | Issued | Installation / Repair - Commercial - W.45th - Cambie to Ash - Replace existing service with 3phase 120/208V 200A service kiosk, supply and install traffic signal modifications for W45 Ave and Cambie and W45 Ave and Ash St, as well as 28 street lights. | Bay Hill Contracting Ltd
NULL | NULL | NULL | Mechanical Permit | NULL | NULL | Draft | NULL | JL Plumbing and Heating Ltd
NULL | NULL | NULL | Electrical Permit | Commercial | NULL | Withdrawn | Annual / Operating | NULL
NULL | NULL | NULL | Electrical Permit | Residential | Renovation | Draft | Installation / Repair - Residential - Low volt security,data | C N S Alarms Ltd
NULL | NULL | NULL | Gas Permit | NULL | NULL | Draft | NULL | NULL
NULL | NULL | NULL | Electrical Permit | Commercial | NULL | Draft | Annual / Operating | NULL
NULL | NULL | NULL | Electrical Permit | Commercial | Tenant Improvement | Draft | Installation / Repair - Commercial - Low voltage HVAC controls Level 26 | Olympic Controls Inc
NULL | NULL | NULL | Mechanical Permit | NULL | NULL | Draft | NULL | NULL
NULL | NULL | NULL | Gas Permit | Residential | Renovation | Draft | Residential - Pressure testing gas line | NULL
NULL | NULL | NULL | Electrical Permit | NULL | NULL | Draft | NULL | NULL
NULL | NULL | NULL | Gas Permit | NULL | NULL | Draft | NULL | Han Appliances & Refrigeration Ltd
NULL | NULL | NULL | Electrical Permit | NULL | Renovation | Draft | Installation / Repair - - Kitchen Reno lights/plugs | NULL
NULL | NULL | NULL | Electrical Permit | NULL | NULL | Withdrawn | NULL | NULL
NULL | NULL | NULL | Plumbing Permit | NULL | NULL | Draft | NULL | NULL
NULL | NULL | NULL | Gas Permit | NULL | NULL | Withdrawn | NULL | NULL
NULL | NULL | NULL | Electrical Permit | Residential | New | Draft | Installation / Repair - Residential | CROWN ELECTRICAL CONTRACTOR LTD
NULL | NULL | NULL | Plumbing Permit | NULL | NULL | Withdrawn | NULL | NULL
NULL | NULL | NULL | Mechanical Permit | NULL | NULL | Withdrawn | NULL | NULL
NULL | NULL | NULL | Plumbing Permit | Residential | New | Withdrawn | Residential - installation of DC backflow preventer for lawn irrigation | Everbudding Gardening Co. Ltd
NULL | NULL | NULL | Electrical Permit | NULL | NULL | Withdrawn | NULL | NULL
NULL | NULL | NULL | Electrical Permit | Residential | NULL | Withdrawn | Installation / Repair - Residential - • Install a new branch circuit for EVSE (3C#8 Cu – 50A) • Install a new 6-50R receptacle for an EV charger with attachment cord (located in the detached garage near the existing Siemens sub-panelboard) • Remove the existing unused branch circuit conductors out of the existing 50A circuit breaker (NA250) in the existing FPE main panelboard (unused branch circuit is for the original central AC unit; which is not being used and not required) • Reuse the existing 50A FPE circuit breaker (NA250) for the new EVSE branch circuit | NULL
NULL | NULL | NULL | Electrical Permit | NULL | NULL | Draft | NULL | NULL
NULL | NULL | NULL | Electrical Permit | NULL | NULL | Draft | NULL | NULL
NULL | NULL | NULL | Electrical Permit | NULL | NULL | Draft | NULL | NULL
NULL | NULL | NULL | Electrical Permit | NULL | NULL | Draft | NULL | NULL
NULL | NULL | NULL | Sprinkler Permit | NULL | NULL | Draft | NULL | NULL
NULL | NULL | NULL | Electrical Permit | NULL | NULL | Draft | NULL | NULL
NULL | NULL | NULL | Electrical Permit | Commercial | NULL | Draft | Annual / Operating | NULL
NULL | NULL | NULL | Electrical Permit | Commercial | NULL | Draft | Annual / Operating | NULL
NULL | NULL | NULL | Plumbing Permit | Residential | New | Draft | Residential - roof drain piping | Metro Plumbing Ltd
NULL | NULL | NULL | Mechanical Permit | NULL | NULL | Draft | NULL | NULL
NULL | NULL | NULL | Electrical Permit | Residential | Renovation | Draft | Installation / Repair - Residential - Renovation - electrical work to 1 room of dwelling due to fire | NULL
NULL | NULL | NULL | Plumbing Permit | NULL | NULL | Draft | NULL | Milani Plumbing Heating & Air Conditioning Ltd
NULL | NULL | NULL | Electrical Permit | NULL | NULL | Withdrawn | NULL | NULL
NULL | NULL | NULL | Mechanical Permit | NULL | NULL | Draft | NULL | NULL
NULL | NULL | NULL | Plumbing Permit | NULL | NULL | Draft | NULL | NULL
EP-2023-08899 | 2023-10-03 | NULL | Electrical Permit | Commercial | NULL | Expired | Movie Set / Filming - To allow for Movie Set/Filming Applicant shall provide completed Contractor Declaration form, and dates of filming and associated location(s) to csinspection.clerks@vancouver.ca prior to the commencement of filming. Visit vancouver.ca/inspections for more details. | The Capital Media Company Inc
NULL | NULL | NULL | Electrical Permit | NULL | NULL | Draft | NULL | NULL
NULL | NULL | NULL | Mechanical Permit | NULL | NULL | Withdrawn | NULL | NULL
NULL | NULL | NULL | Plumbing Permit | Residential | Renovation | Draft | Residential | NULL
NULL | NULL | NULL | Electrical Permit | NULL | NULL | Draft | NULL | NULL
NULL | NULL | NULL | Electrical Permit | NULL | NULL | Draft | NULL | NULL
NULL | NULL | NULL | Plumbing Permit | NULL | NULL | Draft | NULL | AKAL Plumbing & Heating Ltd
NULL | NULL | NULL | Sprinkler Permit | NULL | NULL | Draft | Commercial - Installation of sprinkler system for eight unit town house development | P Square Engineering And Construction Ltd
NULL | NULL | NULL | Electrical Permit | NULL | NULL | Withdrawn | NULL | NULL
NULL | NULL | NULL | Electrical Permit | NULL | NULL | Draft | NULL | NULL
NULL | NULL | NULL | Plumbing Permit | NULL | NULL | Draft | NULL | NULL
EP-2023-08912 | 2023-10-04 | NULL | Electrical Permit | Commercial | New | Issued | Installation / Repair - Commercial - Street Lighting: W 3rd Ave from Anderson to east of Fir St Installation of underground conduits: hydro service for kiosk, street lighting, future traffic signals, city communication. | Continental Power Services (1987) Ltd
NULL | NULL | NULL | Mechanical Permit | NULL | NULL | Withdrawn | NULL | NULL
NULL | NULL | NULL | Electrical Permit | NULL | NULL | Withdrawn | NULL | NULL
NULL | NULL | NULL | Electrical Permit | NULL | NULL | Draft | Installation / Repair - | NULL
NULL | NULL | NULL | Electrical Permit | Commercial | Renovation | Withdrawn | Installation / Repair - Commercial - Relocated fire alarm devices. | Mainpower Electrical Ltd
NULL | NULL | NULL | Plumbing Permit | Commercial | New | Draft | Commercial - Plumbing pipings and kitchen equipments. | NULL
NULL | NULL | NULL | Plumbing Permit | Commercial | Tenant Improvement | Withdrawn | Commercial - Drainage and venting for Japanese restaurant including grease interceptor | NULL
NULL | NULL | NULL | Gas Permit | NULL | NULL | Withdrawn | NULL | NULL
NULL | NULL | NULL | Electrical Permit | NULL | NULL | Withdrawn | NULL | NULL
NULL | NULL | NULL | Electrical Permit | NULL | NULL | Draft | NULL | NULL
NULL | NULL | NULL | Plumbing Permit | Residential | New | Withdrawn | Residential - Installation of DC backflow preventer | Everbudding Gardening Co. Ltd
NULL | NULL | NULL | Plumbing Permit | Commercial | New | Withdrawn | Commercial - 6 storey wood frame Affordable Rental Housing with 1 level of underground parking | GML Mechanical Ltd
NULL | NULL | NULL | Mechanical Permit | NULL | NULL | Withdrawn | NULL | NULL
NULL | NULL | NULL | Plumbing Permit | NULL | NULL | Withdrawn | NULL | NULL
NULL | NULL | NULL | Sprinkler Permit | NULL | NULL | Withdrawn | NULL | NULL
NULL | NULL | NULL | Electrical Permit | NULL | NULL | Draft | NULL | NULL
NULL | NULL | NULL | Mechanical Permit | NULL | NULL | Withdrawn | NULL | NULL
NULL | NULL | NULL | Gas Permit | NULL | NULL | Draft | NULL | A & J GAS SERVICES LTD
NULL | NULL | NULL | Electrical Permit | Commercial | NULL | Draft | Annual / Operating - Annual electrical / operating | NULL
NULL | NULL | NULL | Electrical Permit | NULL | NULL | Draft | NULL | NULL
NULL | NULL | NULL | Electrical Permit | Commercial | New | Draft | Temporary Power - Commercial - To provide temporary power. | NULL
NULL | NULL | NULL | Mechanical Permit | NULL | NULL | Withdrawn | NULL | Century Twenty One Gas & Heating Co. Ltd
NULL | NULL | NULL | Electrical Permit | Commercial | NULL | Draft | Annual / Operating | NULL
NULL | NULL | NULL | Electrical Permit | Residential | Renovation - Dwelling Unit(s) only | Draft | Installation / Repair - Residential - 2. Remove existing federal pacific main lug panel and replace with new 150/200 AMP main breaker panel. 3. Install all new breakers sized to N.E.C. standards. 4. Provide and install all grounding and bonding per code including gas, rods, and water. 5. Install two GFCIs in owner’s desired locations. 6. Garbage disposal – provide electrical wiring only. 7. Exhaust fan install x2 (whisper watt). Venting to be completed others. 8. Relocation of light switch from main bedroom to the master bathroom 9. Install two bathroom timers (main bathroom and extra bathroom). 10. Install wall mount garage door opener. 11. Sales tax not included in the price below and will be calculated at the time of billing. 12. Sheetrock repairs to made by others. | NULL
NULL | NULL | NULL | Electrical Permit | Commercial | NULL | Draft | Annual / Operating - annual operating | NULL
NULL | NULL | NULL | Plumbing Permit | Commercial | Tenant Improvement | Draft | Commercial - Installing coffee shop equipment in existing cafe space. | Jeffrey Lavigne
NULL | NULL | NULL | Sprinkler Permit | NULL | NULL | Draft | NULL | NULL
NULL | NULL | NULL | Electrical Permit | Commercial | New | Withdrawn | Installation / Repair - Commercial - Install eV Chargers | NULL
NULL | NULL | NULL | Electrical Permit | NULL | NULL | Draft | NULL | NULL
NULL | NULL | NULL | Electrical Permit | Commercial | Addition | Withdrawn | Installation / Repair - Commercial - 1 | NULL
NULL | NULL | NULL | Electrical Permit | Residential | Addition | Withdrawn | Installation / Repair - Residential - 1 | NULL
NULL | NULL | NULL | Gas Permit | Residential | New | Draft | Residential - LG 30" Gas freestanding range | Han Appliances & Refrigeration Ltd
NULL | NULL | NULL | Plumbing Permit | NULL | NULL | Draft | NULL | NULL
NULL | NULL | NULL | Plumbing Permit | NULL | NULL | Withdrawn | NULL | NULL
NULL | NULL | NULL | Electrical Permit | NULL | NULL | Draft | NULL | NULL
NULL | NULL | NULL | Mechanical Permit | NULL | NULL | Draft | NULL | NULL
NULL | NULL | NULL | Electrical Permit | Residential | New | Draft | Temporary Power - Residential - To provide temporary power. | NULL
NULL | NULL | NULL | Electrical Permit | NULL | NULL | Withdrawn | NULL | NULL
NULL | NULL | NULL | Electrical Permit | NULL | NULL | Draft | NULL | NULL
NULL | NULL | NULL | Electrical Permit | Residential | Renovation - Dwelling Unit(s) only | Draft | Installation / Repair - Residential - 1. Provide electrical permit 2. Remove existing federal pacific main lug panel and replace with new 150/200 AMP main breaker panel. 3. Install all new breakers sized to N.E.C. standards. 4. Provide and install all grounding and bonding per code including gas, rods, and water. 5. Install two GFCIs in owner’s desired locations. 6. Garbage disposal – provide electrical wiring only. 7. Exhaust fan install x2 (whisper watt). Venting to be completed others. 8. Relocation of light switch from main bedroom to the master bathroom 9. Install two bathroom timers (main bathroom and extra bathroom). 10. Install wall mount garage door opener. 11. Sales tax not included in the price below and will be calculated at the time of billing. 12. Sheetrock repairs to made by others. 13. Any other code corrections outside of the above scope of work are subject to additional charges | NULL
NULL | NULL | NULL | Plumbing Permit | NULL | NULL | Draft | NULL | NULL
NULL | NULL | NULL | Electrical Permit | Commercial | Addition | Draft | Installation / Repair - Commercial - Installation of ft6 rated single mode fibre and ft6 rated cat 6 network cable for a new building network, including all grounding and bonding of equipment. | RYCOM CORPORATION
NULL | NULL | NULL | Electrical Permit | NULL | NULL | Withdrawn | NULL | NULL
NULL | NULL | NULL | Gas Permit | Residential | Renovation | Withdrawn | Residential - Replacement of Boiler | Cangas Heating Service Ltd
NULL | NULL | NULL | Gas Permit | NULL | NULL | Draft | NULL | Reid Brothers Plumbing & Heating Ltd
NULL | NULL | NULL | Gas Permit | NULL | NULL | Draft | NULL | NULL
NULL | NULL | NULL | Gas Permit | NULL | NULL | Draft | NULL | NULL
NULL | NULL | NULL | Plumbing Permit | NULL | NULL | Draft | NULL | Rain Coast Plumbing & Heating Ltd
NULL | NULL | NULL | Electrical Permit | NULL | NULL | Draft | NULL | NULL
NULL | NULL | NULL | Plumbing Permit | NULL | NULL | Draft | NULL | NULL
NULL | NULL | NULL | Plumbing Permit | Commercial | New | Withdrawn | Commercial - Temporary site water relocated and add a temp hose bib on the opposite corner for the ESC system. | NULL
NULL | NULL | NULL | Electrical Permit | Residential | Addition | Draft | Installation / Repair - Residential - Relocation of 200A electrical service to future garage. Garage wiring and branch circuits included | NULL
NULL | NULL | NULL | Electrical Permit | Commercial | Addition | Withdrawn | Temporary Power - Commercial - To provide temporary power. Renewal of EP-2021-06694 Valid from Sep 8, 2022 to Sep 7, 2023 | Mott Electric General Partnership
NULL | NULL | NULL | Electrical Permit | NULL | NULL | Draft | NULL | NULL
NULL | NULL | NULL | Electrical Permit | Commercial | New | Draft | Installation / Repair - Commercial - enterphone/access control/CCTV >BP: To develop a five storey mixed-use building non-combustible construction containing Retail use on the first storey and Dwelling use (48 units) on levels one to five, all over two levels of underground parking, having vehicular access from the lane. Stage 1 - excavation and shoring only - issued 2019-09-25 Stage 2 - full construction - issued 2020-09-14 - COVID 2019 | NexGen Technologies Inc
NULL | NULL | NULL | Electrical Permit | Commercial | NULL | Draft | Annual / Operating | NULL
NULL | NULL | NULL | Plumbing Permit | NULL | NULL | Draft | NULL | NULL
NULL | NULL | NULL | Electrical Permit | NULL | NULL | Draft | NULL | NULL
NULL | NULL | NULL | Electrical Permit | Commercial | Tenant Improvement | Withdrawn | Installation / Repair - Commercial - Heat pump wiring Using a Divvee and tying it into the dryer as it's the same load. | EURO TECH ELECTRIC LTD.
NULL | NULL | NULL | Gas Permit | NULL | New | Draft | NULL | NULL
NULL | NULL | NULL | Gas Permit | NULL | NULL | Draft | NULL | NULL
NULL | NULL | NULL | Gas Permit | NULL | NULL | Draft | NULL | NULL
NULL | NULL | NULL | Plumbing Permit | NULL | NULL | Draft | NULL | NULL
NULL | NULL | NULL | Electrical Permit | NULL | NULL | Draft | NULL | NULL
NULL | NULL | NULL | Plumbing Permit | NULL | NULL | Draft | NULL | NULL
NULL | NULL | NULL | Plumbing Permit | NULL | NULL | Draft | NULL | NULL
NULL | NULL | NULL | Plumbing Permit | NULL | NULL | Draft | NULL | NULL
NULL | NULL | NULL | Electrical Permit | NULL | NULL | Draft | NULL | NULL
NULL | NULL | NULL | Electrical Permit | Commercial | NULL | Draft | Installation / Repair - Commercial - Installing track lighting | NULL
NULL | NULL | NULL | Electrical Permit | Commercial | Tenant Improvement | Draft | Installation / Repair - Commercial - installation of 1 fan and 2 switches | NULL
EP-2023-09048 | 2023-10-13 | NULL | Electrical Permit | Commercial | NULL | Expired | Special Event - Install approved temporary panel to supply temporary lighting and sound for private party on 18 th and 24 th; LULU LEMON "Lululemon Private Party". | Riviers Electric Services Inc
NULL | NULL | NULL | Electrical Permit | NULL | NULL | Withdrawn | NULL | NULL
NULL | NULL | NULL | Electrical Permit | NULL | NULL | Withdrawn | NULL | NULL
NULL | NULL | NULL | Electrical Permit | NULL | NULL | Withdrawn | Installation / Repair - - Inspection of the electrical to the unit after fire and water damage from neighboring building | NULL
NULL | NULL | NULL | Electrical Permit | Commercial | Renovation | Withdrawn | Installation / Repair - Commercial - Commercial store reno. Existing services. All new lighting and power points. | NULL
NULL | NULL | NULL | Plumbing Permit | NULL | NULL | Draft | NULL | NULL
NULL | NULL | NULL | Electrical Permit | NULL | NULL | Draft | NULL | NULL
EP-2023-09127 | 2024-01-08 | NULL | Electrical Permit | Commercial | New | Stop Work | Installation / Repair - Commercial - Installation / Repair - Commercial - 30amp 120V/240V single phase electrical service for Rogers mounted on BC Hydro poles all work engineered and signed off by hydro. 4423 BELMONT AVE Please see attached the "chance find procedure" that has been submitted for other Jericho projects that require some civil work in archeological sensitive areas. We will adhere to this process as outlined in the attached document for this site. Note: Archaeological Site If work on this site could lead to ground disturbance (impacting soil) advise applicant to contact the Provincial Archaeology Branch at 250-953-3334 for a list of archaeological consultants, who when retained by the proponent, will apply on the proponent’s behalf for the necessary archaeological permits. In addition, please be advised that reports from an Archaeologist (Archaeological Overview Assessment (AOA) or Archaeological Impact Assessment (AIA) reports) and archaeological/heritage inspection permits from the First Nations may be necessary prior to the release of your City of Vancouver permits. | Zapp Electrical Contractors Ltd
NULL | NULL | NULL | Mechanical Permit | NULL | NULL | Draft | NULL | Pro Duct Ltd
NULL | NULL | NULL | Gas Permit | NULL | NULL | Draft | NULL | Milani Plumbing Heating & Air Conditioning Ltd
NULL | NULL | NULL | Gas Permit | NULL | NULL | Draft | NULL | Milani Plumbing Heating & Air Conditioning Ltd
NULL | NULL | NULL | Gas Permit | NULL | NULL | Draft | NULL | Milani Plumbing Heating & Air Conditioning Ltd
NULL | NULL | NULL | Gas Permit | NULL | NULL | Draft | NULL | Milani Plumbing Heating & Air Conditioning Ltd
EP-2023-09139 | 2023-10-11 | NULL | Electrical Permit | Commercial | New | Completed | Installation / Repair - Commercial - Installation of 30amp 120V/240V single phase electrical service for Rogers mounted on BC Hydro poles all work engineered and signed off by hydro. 4153 W 14TH AVE | Zapp Electrical Contractors Ltd
EP-2023-09141 | 2023-11-16 | NULL | Electrical Permit | Commercial | New | Completed | Installation / Repair - Commercial - Installation / Repair - Commercial - 30amp 120V/240V single phase electrical service for Rogers mounted on BC Hydro poles all work engineered and signed off by hydro 4566 NW Marine Dr If work on this site could lead to ground disturbance (impacting soil) advise applicant to contact the Provincial Archaeology Branch at 250-953-3334 for a list of archaeological consultants, who when retained by the proponent, will apply on the proponent’s behalf for the necessary archaeological permits. In addition, please be advised that reports from an Archaeologist (Archaeological Overview Assessment (AOA) or Archaeological Impact Assessment (AIA) reports) and archaeological/heritage inspection permits from the First Nations may be necessary prior to the release of your City of Vancouver permits | Zapp Electrical Contractors Ltd
NULL | NULL | NULL | Gas Permit | NULL | NULL | Draft | NULL | Milani Plumbing Heating & Air Conditioning Ltd
EP-2023-09142 | 2024-01-08 | NULL | Electrical Permit | Commercial | New | Stop Work | Installation / Repair - Commercial - Installation / Repair - Commercial - 30amp 120V/240V single phase electrical service for Rogers mounted on BC Hydro poles all work engineered and signed off by hydro 4608 NW Marine Dr "chance find procedure" that has been submitted for other Jericho projects that require some civil work in archeological sensitive areas. We will adhere to this process as outlined in the attached document for this site. | Zapp Electrical Contractors Ltd
EP-2023-09128 | 2024-01-08 | NULL | Electrical Permit | Commercial | New | Stop Work | Installation / Repair - Commercial - Installation / Repair - Commercial - 30amp 120V/240V single phase electrical service for Rogers mounted on BC Hydro poles all work engineered and signed off by hydro. 1515 DISCOVERY ST Please see attached the "chance find procedure" that has been submitted for other Jericho projects that require some civil work in archeological sensitive areas. We will adhere to this process as outlined in the attached document for this site. Note: Archaeological Site If work on this site could lead to ground disturbance (impacting soil) advise applicant to contact the Provincial Archaeology Branch at 250-953-3334 for a list of archaeological consultants, who when retained by the proponent, will apply on the proponent’s behalf for the necessary archaeological permits. In addition, please be advised that reports from an Archaeologist (Archaeological Overview Assessment (AOA) or Archaeological Impact Assessment (AIA) reports) and archaeological/heritage inspection permits from the First Nations may be necessary prior to the release of your City of Vancouver permits. | Zapp Electrical Contractors Ltd
EP-2023-09143 | 2023-11-30 | NULL | Electrical Permit | Commercial | New | Completed | Installation / Repair - Commercial - Installation / Repair - Commercial - 30amp 120V/240V single phase electrical service for Rogers mounted on BC Hydro poles all work engineered and signed off by hydro 1451 DISCOVERY ST If work on this site could lead to ground disturbance (impacting soil) advise applicant to contact the Provincial Archaeology Branch at 250-953-3334 for a list of archaeological consultants, who when retained by the proponent, will apply on the proponent’s behalf for the necessary archaeological permits. In addition, please be advised that reports from an Archaeologist (Archaeological Overview Assessment (AOA) or Archaeological Impact Assessment (AIA) reports) and archaeological/heritage inspection permits from the First Nations may be necessary prior to the release of your City of Vancouver permits | Zapp Electrical Contractors Ltd
SP-2023-01864 | NULL | NULL | Sprinkler Permit | Residential | New | Withdrawn | Residential - test | Milani Plumbing Heating & Air Conditioning Ltd
NULL | NULL | NULL | Gas Permit | Residential | Renovation | Draft | Residential - RE&RE furnace | Milani Plumbing Heating & Air Conditioning Ltd
EP-2023-09140 | 2023-11-16 | NULL | Electrical Permit | Commercial | New | Completed | Installation / Repair - Commercial - Installation / Repair - Commercial - 30amp 120V/240V single phase electrical service for Rogers mounted on BC Hydro poles all work engineered and signed off by hydro 4503 W 2ND AV If work on this site could lead to ground disturbance (impacting soil) advise applicant to contact the Provincial Archaeology Branch at 250-953-3334 for a list of archaeological consultants, who when retained by the proponent, will apply on the proponent’s behalf for the necessary archaeological permits. In addition, please be advised that reports from an Archaeologist (Archaeological Overview Assessment (AOA) or Archaeological Impact Assessment (AIA) reports) and archaeological/heritage inspection permits from the First Nations may be necessary prior to the release of your City of Vancouver permits | Zapp Electrical Contractors Ltd
NULL | NULL | NULL | Gas Permit | Residential | Renovation | Draft | Residential - Replace an old boiler and water tank with a new combi boiler | NULL
NULL | NULL | NULL | Mechanical Permit | NULL | NULL | Draft | NULL | NULL
EP-2023-09066 | NULL | NULL | Electrical Permit | Commercial | Renovation | Application Incomplete | Installation / Repair - Commercial - Installing photocells for rooftop light fixtures | 0968458 BC Ltd DBA Relight Solutions
NULL | NULL | NULL | Plumbing Permit | NULL | NULL | Draft | NULL | NULL
NULL | NULL | NULL | Plumbing Permit | Commercial | New | Draft | Commercial - Plumbing work. >BP: Interior alterations only to provide tenant improvements for this Retail Limited Food Store at 1696 Robson Street at this existing mixed-use building on site. Scope of work includes : wall removal, new walls, doors, equipment's, plumbing and electrical work. 1. Class 5 Cooking Operations (No Hood): 2. Appliances are less than or equal to 6 kW Schedule B Plumbing - Alex Z.Q. Li, P.Eng - 778-323-1368 - ali@liaengineering.com | Westin Plumbing & Heating Ltd
NULL | NULL | NULL | Electrical Permit | Residential | Renovation - Dwelling Unit(s) only | Draft | Installation / Repair - Residential | NULL
NULL | NULL | NULL | Electrical Permit | NULL | NULL | Draft | NULL | NULL
NULL | NULL | NULL | Mechanical Permit | NULL | NULL | Draft | NULL | NULL
NULL | NULL | NULL | Electrical Permit | Commercial | New | Draft | Temporary Power - Commercial - To provide temporary power. | WISEMAPLE ELECTRICAL LTD.
NULL | NULL | NULL | Electrical Permit | NULL | NULL | Withdrawn | NULL | NULL
NULL | NULL | NULL | Plumbing Permit | NULL | NULL | Draft | NULL | NULL
NULL | NULL | NULL | Plumbing Permit | NULL | NULL | Draft | NULL | NULL
NULL | NULL | NULL | Plumbing Permit | NULL | NULL | Draft | NULL | NULL
NULL | NULL | NULL | Mechanical Permit | NULL | NULL | Draft | NULL | NULL
NULL | NULL | NULL | Plumbing Permit | NULL | NULL | Draft | NULL | NULL
NULL | NULL | NULL | Electrical Permit | Commercial | NULL | Draft | Annual / Operating | NULL
NULL | NULL | NULL | Gas Permit | NULL | NULL | Withdrawn | NULL | NULL
NULL | NULL | NULL | Gas Permit | NULL | NULL | Withdrawn | NULL | NULL
NULL | NULL | NULL | Electrical Permit | NULL | NULL | Draft | NULL | NULL
NULL | NULL | NULL | Mechanical Permit | NULL | NULL | Withdrawn | NULL | NULL
NULL | NULL | NULL | Gas Permit | NULL | NULL | Draft | NULL | Tegh Mechanical Ltd
NULL | NULL | NULL | Mechanical Permit | NULL | NULL | Draft | NULL | MILKYWAY INDUSTRY LTD
NULL | NULL | NULL | Electrical Permit | NULL | NULL | Withdrawn | NULL | NULL
NULL | NULL | NULL | Electrical Permit | Residential | Renovation | Withdrawn | Installation / Repair - Residential - Upgrade current service to 200amp service | NULL
NULL | NULL | NULL | Gas Permit | Residential | Addition | Draft | Residential - Tankless Water Heater re/re 199,000 BTU | NULL
NULL | NULL | NULL | Electrical Permit | Commercial | Tenant Improvement | Withdrawn | Installation / Repair - Commercial - Tenant Space. Fire Preaction System. | Electromax Industries Inc
NULL | NULL | NULL | Plumbing Permit | Residential | New | Draft | Residential - Laneway house | NULL
NULL | NULL | NULL | Plumbing Permit | NULL | NULL | Draft | NULL | NULL
NULL | NULL | NULL | Plumbing Permit | Residential | Addition | Draft | Residential - Laneway house | NULL
NULL | NULL | NULL | Gas Permit | NULL | NULL | Withdrawn | NULL | NULL
NULL | NULL | NULL | Electrical Permit | Commercial | NULL | Draft | Annual / Operating - -Annual Operating Permit Maintenance for the building, check up on any potential hazard inside the building every 6 month. "Amendment October 14, 2022." Add term 99: With the Class B field safety representative named on this annual permit; the Class B FSR can only be responsible for the equipment that is connected to the secondary side (750 V or less) of the transformer. To perform regular maintenance on the high voltage equipment, the owner must obtain services of a licensed electrical contractor registered with a Class ‘A’ FSR on the licence and a designated AFSR must be named on the application for a separate annual permit. | Atlantic Electric Ltd
NULL | NULL | NULL | Electrical Permit | NULL | NULL | Draft | NULL | NULL
NULL | NULL | NULL | Gas Permit | NULL | NULL | Withdrawn | NULL | NULL
NULL | NULL | NULL | Mechanical Permit | NULL | NULL | Draft | NULL | NULL
NULL | NULL | NULL | Electrical Permit | NULL | New | Draft | Installation / Repair - - ECOMM BDA Installation | NULL
NULL | NULL | NULL | Plumbing Permit | NULL | Renovation - Dwelling Unit(s) only | Withdrawn | - Irrigation system installation | Bacabon Landscape Ltd
NULL | NULL | NULL | Sprinkler Permit | NULL | NULL | Withdrawn | NULL | NULL
NULL | NULL | NULL | Gas Permit | Residential | New | Draft | Residential - Run black iron pipe as per code to desired fixtures. | NULL
NULL | NULL | NULL | Gas Permit | NULL | NULL | Draft | NULL | NULL
NULL | NULL | NULL | Plumbing Permit | Residential | New | Draft | Residential - Plumbing | NULL
NULL | NULL | NULL | Mechanical Permit | NULL | NULL | Withdrawn | NULL | NULL
EP-2023-09145 | 2023-10-11 | NULL | Electrical Permit | Commercial | New | Completed | Installation / Repair - Commercial - Installation of 30amp 120V/240V single phase electrical service for Rogers mounted on BC Hydro poles all work engineered and signed off by hydro. 4298 W 10TH AVE | Zapp Electrical Contractors Ltd
EP-2023-09129 | 2024-01-08 | NULL | Electrical Permit | Commercial | New | Stop Work | Installation / Repair - Commercial - Installation / Repair - Commercial - 30amp 120V/240V single phase electrical service for Rogers mounted on BC Hydro poles all work engineered and signed off by hydro. 3875 POINT GREY ROAD Please see attached the "chance find procedure" that has been submitted for other Jericho projects that require some civil work in archeological sensitive areas. We will adhere to this process as outlined in the attached document for this site. Note: Archaeological Site If work on this site could lead to ground disturbance (impacting soil) advise applicant to contact the Provincial Archaeology Branch at 250-953-3334 for a list of archaeological consultants, who when retained by the proponent, will apply on the proponent’s behalf for the necessary archaeological permits. In addition, please be advised that reports from an Archaeologist (Archaeological Overview Assessment (AOA) or Archaeological Impact Assessment (AIA) reports) and archaeological/heritage inspection permits from the First Nations may be necessary prior to the release of your City of Vancouver permits. | Zapp Electrical Contractors Ltd
EP-2023-09131 | 2023-10-11 | NULL | Electrical Permit | Commercial | New | Completed | Installation / Repair - Commercial - Installation of 30amp 120V/240V single phase electrical service for Rogers mounted on BC Hydro poles all work engineered and signed off by hydro. 1838 TOLMIE ST | Zapp Electrical Contractors Ltd
EP-2023-09132 | 2024-01-08 | NULL | Electrical Permit | Commercial | New | Stop Work | Installation / Repair - Commercial - Installation / Repair - Commercial - 30amp 120V/240V single phase electrical service for Rogers mounted on BC Hydro poles all work engineered and signed off by hydro. 4422 NW MARINE DR Please see attached the "chance find procedure" that has been submitted for other Jericho projects that require some civil work in archeological sensitive areas. We will adhere to this process as outlined in the attached document for this site. Note: Archaeological Site If work on this site could lead to ground disturbance (impacting soil) advise applicant to contact the Provincial Archaeology Branch at 250-953-3334 for a list of archaeological consultants, who when retained by the proponent, will apply on the proponent’s behalf for the necessary archaeological permits. In addition, please be advised that reports from an Archaeologist (Archaeological Overview Assessment (AOA) or Archaeological Impact Assessment (AIA) reports) and archaeological/heritage inspection permits from the First Nations may be necessary prior to the release of your City of Vancouver permits. | Zapp Electrical Contractors Ltd
EP-2023-09133 | 2023-10-11 | NULL | Electrical Permit | Commercial | New | Completed | Installation / Repair - Commercial - Installation of 30amp 120V/240V single phase electrical service for Rogers mounted on BC Hydro poles all work engineered and signed off by hydro. 4335 W 3RD AVE | Zapp Electrical Contractors Ltd
EP-2023-09134 | 2024-01-26 | NULL | Electrical Permit | Commercial | New | Issued | Installation / Repair - Commercial - Installation of 30amp 120V/240V single phase electrical service for Rogers mounted on BC Hydro poles all work engineered and signed off by hydro 4405 W 8TH AVE | Zapp Electrical Contractors Ltd
EP-2023-09135 | 2024-01-08 | NULL | Electrical Permit | Commercial | New | Stop Work | Installation / Repair - Commercial - Installation / Repair - Commercial - 30amp 120V/240V single phase electrical service for Rogers mounted on BC Hydro poles all work engineered and signed off by hydro. 4506 BELMONT AVE Please see attached the "chance find procedure" that has been submitted for other Jericho projects that require some civil work in archeological sensitive areas. We will adhere to this process as outlined in the attached document for this site. Note: Archaeological Site If work on this site could lead to ground disturbance (impacting soil) advise applicant to contact the Provincial Archaeology Branch at 250-953-3334 for a list of archaeological consultants, who when retained by the proponent, will apply on the proponent’s behalf for the necessary archaeological permits. In addition, please be advised that reports from an Archaeologist (Archaeological Overview Assessment (AOA) or Archaeological Impact Assessment (AIA) reports) and archaeological/heritage inspection permits from the First Nations may be necessary prior to the release of your City of Vancouver permits. | Zapp Electrical Contractors Ltd
EP-2023-09136 | 2023-10-11 | NULL | Electrical Permit | Commercial | New | Completed | Installation / Repair - Commercial - Installation of 30amp 120V/240V single phase electrical service for Rogers mounted on BC Hydro poles all work engineered and signed off by hydro. 4386 W 2ND AVE | Zapp Electrical Contractors Ltd
EP-2023-09130 | 2023-10-11 | NULL | Electrical Permit | Commercial | New | Issued | Installation / Repair - Commercial - Installation of 30amp 120V/240V single phase electrical service for Rogers mounted on BC Hydro poles all work engineered and signed off by hydro. 2000 TRIMBLE ST | Zapp Electrical Contractors Ltd
EP-2023-09137 | 2024-01-08 | NULL | Electrical Permit | Commercial | New | Stop Work | Installation / Repair - Commercial - Installation / Repair - Commercial - 30amp 120V/240V single phase electrical service for Rogers mounted on BC Hydro poles all work engineered and signed off by hydro. 1849 BLANCA STREET Please see attached the "chance find procedure" that has been submitted for other Jericho projects that require some civil work in archeological sensitive areas. We will adhere to this process as outlined in the attached document for this site. Note: Archaeological Site If work on this site could lead to ground disturbance (impacting soil) advise applicant to contact the Provincial Archaeology Branch at 250-953-3334 for a list of archaeological consultants, who when retained by the proponent, will apply on the proponent’s behalf for the necessary archaeological permits. In addition, please be advised that reports from an Archaeologist (Archaeological Overview Assessment (AOA) or Archaeological Impact Assessment (AIA) reports) and archaeological/heritage inspection permits from the First Nations may be necessary prior to the release of your City of Vancouver permits. | Zapp Electrical Contractors Ltd
EP-2023-09138 | 2023-10-11 | NULL | Electrical Permit | Commercial | New | Issued | Installation / Repair - Commercial - Installation of 30amp 120V/240V single phase electrical service for Rogers mounted on BC Hydro poles all work engineered and signed off by hydro. 3884 POINT GREY ROAD | Zapp Electrical Contractors Ltd
NULL | NULL | NULL | Electrical Permit | Commercial | Renovation | Draft | Installation / Repair - Commercial - Install new circuits for workstations and other equipment. | NULL
NULL | NULL | NULL | Electrical Permit | Residential | NULL | Draft | Installation / Repair - Residential - Replace bad main breaker. | NULL
NULL | NULL | NULL | Gas Permit | NULL | NULL | Draft | NULL | NULL
NULL | NULL | NULL | Mechanical Permit | NULL | NULL | Draft | NULL | Seasons Mechanical Inc
NULL | NULL | NULL | Electrical Permit | NULL | NULL | Draft | NULL | NULL
NULL | NULL | NULL | Mechanical Permit | NULL | NULL | Withdrawn | NULL | NULL
NULL | NULL | NULL | Electrical Permit | NULL | NULL | Draft | NULL | NULL
NULL | NULL | NULL | Electrical Permit | NULL | New | Draft | Temporary Power - - To provide temporary power. | NULL
NULL | NULL | NULL | Gas Permit | Residential | Renovation | Withdrawn | Residential - Furnace replacement | NULL
NULL | NULL | NULL | Electrical Permit | NULL | NULL | Draft | NULL | NULL
NULL | NULL | NULL | Gas Permit | NULL | Renovation | Draft | - Replace Gas Hot water tank | NULL
NULL | NULL | NULL | Plumbing Permit | NULL | NULL | Draft | NULL | NULL
NULL | NULL | NULL | Sprinkler Permit | NULL | NULL | Draft | NULL | NULL
NULL | NULL | NULL | Plumbing Permit | Residential | New | Draft | Residential - Plumbing | NULL
NULL | NULL | NULL | Electrical Permit | Residential | Tenant Improvement | Withdrawn | Installation / Repair - Residential - Service upgrade. Ensure existing new 200 amp panel was installed to code by previous owner and get BC Hydro to install a new 200 amp service | MB Installations Ltd
NULL | NULL | NULL | Gas Permit | NULL | NULL | Draft | NULL | NULL
NULL | NULL | NULL | Gas Permit | NULL | NULL | Draft | NULL | NULL
NULL | NULL | NULL | Electrical Permit | NULL | NULL | Withdrawn | NULL | NULL
NULL | NULL | NULL | Electrical Permit | Commercial | Addition | Withdrawn | Installation / Repair - Commercial - Install extension boxes , Relocate two receptacle Electrical safety check | NULL
NULL | NULL | NULL | Electrical Permit | Commercial | NULL | Draft | Annual / Operating | NULL
NULL | NULL | NULL | Gas Permit | NULL | NULL | Draft | NULL | High Mark Mechanical Services Ltd
NULL | NULL | NULL | Electrical Permit | NULL | NULL | Draft | NULL | NULL
NULL | NULL | NULL | Plumbing Permit | NULL | NULL | Draft | NULL | NULL
NULL | NULL | NULL | Electrical Permit | NULL | NULL | Draft | NULL | NULL
NULL | NULL | NULL | Plumbing Permit | Residential | Renovation | Withdrawn | Residential - new plumbing for upstairs and downstairs suite 4mnew sewer line | NULL
NULL | NULL | NULL | Gas Permit | Residential | Renovation | Withdrawn | Residential - fireplace re& re | NULL
NULL | NULL | NULL | Gas Permit | NULL | NULL | Draft | NULL | NULL
NULL | NULL | NULL | Electrical Permit | Commercial | New | Draft | Installation / Repair - Commercial - FULL ELECTRICAL WIRING BLDG 2 - 6 storey residential building over two levels of underground parking. >BP: To construct a six-storey midrise combustible construction residential building | Nightingale Electric Ltd
NULL | NULL | NULL | Gas Permit | Residential | New | Draft | Residential - Install one gas fireplace | JOT MECHANICAL LTD
NULL | NULL | NULL | Electrical Permit | Residential | Addition | Withdrawn | Installation / Repair - Residential - Upgraded bathroom and kitchen lighting. Move some branch circuits Delete Baseboard heat Add Heat pump | NULL
NULL | NULL | NULL | Gas Permit | NULL | NULL | Draft | NULL | Karan Plumbing & Heating Ltd
NULL | NULL | NULL | Plumbing Permit | Residential | New | Draft | Residential - Plumbing | NULL
NULL | NULL | NULL | Electrical Permit | Residential | Tenant Improvement | Draft | Installation / Repair - Residential - Dining room light fixture to be moved a few ft to be centred over the table. | NULL
NULL | NULL | NULL | Plumbing Permit | NULL | NULL | Draft | NULL | NULL
NULL | NULL | NULL | Plumbing Permit | Residential | Renovation | Draft | Residential - sump installation | NULL
NULL | NULL | NULL | Electrical Permit | NULL | NULL | Draft | NULL | NULL
NULL | NULL | NULL | Electrical Permit | Residential | Renovation | Draft | Installation / Repair - Residential - upgrade service from 100 amp to 200 amp single phase | A-Maximum & Sons Electrical And Contracting Co Ltd
EP-2023-09227 | 2023-10-12 | NULL | Electrical Permit | Residential | New | Issued | Installation / Repair - Residential - Installation of new street lighting as well as retro fit of existing streetlights. 4989 - 5049 Ash Street | Signal West Contracting Ltd
NULL | NULL | NULL | Sprinkler Permit | NULL | NULL | Withdrawn | NULL | NULL
EP-2023-09230 | 2023-10-13 | NULL | Electrical Permit | Commercial | Renovation | Issued | Installation / Repair - Commercial - Removal of two streetlights on Robson St, Relocation of one streetlight on Cambie St. 150 Robson Street | Signal West Contracting Ltd
NULL | NULL | NULL | Gas Permit | NULL | NULL | Withdrawn | NULL | NULL
NULL | NULL | NULL | Mechanical Permit | NULL | NULL | Withdrawn | NULL | Century Twenty One Gas & Heating Co. Ltd
NULL | NULL | NULL | Gas Permit | Residential | New | Draft | Residential - Run black iron pipe as per code to desired fixtures and test | NULL
NULL | NULL | NULL | Electrical Permit | NULL | NULL | Withdrawn | Installation / Repair - - q | NULL
NULL | NULL | NULL | Mechanical Permit | NULL | NULL | Draft | NULL | NULL
NULL | NULL | NULL | Electrical Permit | NULL | NULL | Draft | NULL | NULL
NULL | NULL | NULL | Electrical Permit | Commercial | NULL | Draft | Annual / Operating - Renewal of AEOP EP-2022-08448. 2 annual on-site walkthroughs, reporting and documentation for all electrical work, repairs, maintenance | Nightingale Electric Ltd
NULL | NULL | NULL | Electrical Permit | Commercial | Tenant Improvement | Draft | Installation / Repair - Commercial - Installation of Low Voltage Sound masking | NULL
NULL | NULL | NULL | Electrical Permit | Commercial | Tenant Improvement | Withdrawn | Installation / Repair - Commercial - Renewal of existing day care space. Demo, new lighting, lighting controls, and branch wiring throughout. | NULL
NULL | NULL | NULL | Plumbing Permit | Residential | Tenant Improvement | Draft | Residential - dfsfs | Pioneer Plumbing & Heating Inc
NULL | NULL | NULL | Gas Permit | Residential | Tenant Improvement | Draft | Residential - ghhfhf | Pioneer Plumbing & Heating Inc
EP-2023-09259 | 2023-10-12 | NULL | Electrical Permit | Commercial | NULL | Expired | Movie Set / Filming - To allow for Movie Set/Filming Applicant shall provide completed Contractor Declaration form, and dates of filming and associated location(s) to csinspection.clerks@vancouver.ca prior to the commencement of filming. Visit vancouver.ca/inspections for more details. | Filmgroup.tv Ltd
NULL | NULL | NULL | Electrical Permit | NULL | NULL | Draft | NULL | NULL
NULL | NULL | NULL | Electrical Permit | Residential | NULL | Draft | Installation / Repair - Residential - Installing pot lights in the kitchen , living room and master bed room , adding island plug, installing stairs lights. Wiring for floor heat at foyer and bathroom. | NULL
NULL | NULL | NULL | Electrical Permit | NULL | NULL | Draft | NULL | NULL
NULL | NULL | NULL | Plumbing Permit | Residential | Renovation | Withdrawn | Residential - water main replacment | NULL
NULL | NULL | NULL | Gas Permit | Residential | Tenant Improvement | Draft | Residential - Tankless Boiler water heater replacement | NULL
NULL | NULL | NULL | Electrical Permit | NULL | NULL | Withdrawn | NULL | NULL
NULL | NULL | NULL | Electrical Permit | NULL | NULL | Withdrawn | NULL | NULL
NULL | NULL | NULL | Electrical Permit | NULL | NULL | Draft | NULL | NULL
NULL | NULL | NULL | Plumbing Permit | NULL | NULL | Draft | NULL | NULL
NULL | NULL | NULL | Electrical Permit | NULL | NULL | Draft | NULL | NULL
NULL | NULL | NULL | Gas Permit | NULL | NULL | Draft | NULL | Royal Pro Heating Ltd
NULL | NULL | NULL | Gas Permit | NULL | NULL | Draft | NULL | Royal Pro Heating Ltd
NULL | NULL | NULL | Electrical Permit | Commercial | NULL | Draft | Annual / Operating | NULL
NULL | NULL | NULL | Mechanical Permit | NULL | NULL | Draft | NULL | NULL
NULL | NULL | NULL | Plumbing Permit | Commercial | New | Draft | Commercial - Under slab barrels and piping for a concrete high rise >BP: To construct a 28-storey mixed-use building containing Retail (main floor - 2nd floor), General office (3rd floor), and Secured Market Rental Housing (fourth – twenty eight floor), containing a total of two hundred & fifty eight (258) dwelling units (200 market rental units & 58 MIRHPP), all over five (5) levels of underground parking. Note: the proposed "service mezzanine" located at the back of the double height retail space conforms to 3.2.1.1.(8) of the VBBL and need not be considered as a storey. This Permit was reviewed under the VBBL 2014 except for: 1. The structural design of the building, will comply with Part 4 of the 2019 Vancouver Building Bylaw 2. The non-structural components will be designed to comply with Part 4 of the 2019 Vancouver Building By-law. 3. The building will comply with Section 10.2 (energy requirements, effective November 1, 2019), of the 2019 Vancouver Building Bylaw 4. The building will be designed with a radio antenna system that complies with Article 3.2.5.20 of the 2019 Vancouver Building Bylaw 7-Feb-2023 - Stage 1 (excavation and shoring) issued. | Tandem Mechanical Systems Ltd
NULL | NULL | NULL | Electrical Permit | NULL | NULL | Draft | NULL | NULL
EP-2023-09667 | 2023-10-27 | NULL | Electrical Permit | Commercial | New | Issued | Installation / Repair - Commercial - Installation of new underground raceway, service cabinet pad, junction boxes, signal equipment, cable, and service panel for the new signalized traffic intersection. Location: Waterloo & W 4th Ave. Charge to SAP Network # CET1647348. | City of Vancouver
EP-2023-09673 | 2023-11-03 | NULL | Electrical Permit | Commercial | New | Completed | Installation / Repair - Commercial - Install meter on kiosk with new conduits and conductors to fed a public washroom. | City of Vancouver
NULL | NULL | NULL | Mechanical Permit | NULL | NULL | Withdrawn | NULL | Century Twenty One Gas & Heating Co. Ltd
NULL | NULL | NULL | Mechanical Permit | NULL | NULL | Draft | NULL | NULL
NULL | NULL | NULL | Gas Permit | Residential | Renovation | Withdrawn | Residential - replacing existing power vented hot water tank for a tankless water heater | NULL
NULL | NULL | NULL | Gas Permit | Residential | Renovation | Withdrawn | Residential - replacement of power vent water heater to tankless water heater | NULL
NULL | NULL | NULL | Electrical Permit | NULL | NULL | Draft | NULL | NULL
NULL | NULL | NULL | Plumbing Permit | NULL | NULL | Withdrawn | NULL | NULL
NULL | NULL | NULL | Plumbing Permit | Commercial | Renovation - Dwelling Unit(s) only | Draft | Commercial - New laundry sink, bathtub and shower. Re & re kitchen sink, 2 basins & laundry box Replace all Poly-b waterpipe with Type-a Pex (Wirsbo) | Your Professional Plumber Ltd
NULL | NULL | NULL | Plumbing Permit | NULL | NULL | Draft | NULL | Rui Su
NULL | NULL | NULL | Electrical Permit | NULL | NULL | Draft | NULL | NULL
NULL | NULL | NULL | Electrical Permit | NULL | NULL | Draft | NULL | NULL
NULL | NULL | NULL | Electrical Permit | NULL | NULL | Draft | NULL | NULL
NULL | NULL | NULL | Electrical Permit | NULL | NULL | Draft | Installation / Repair - - Wire for,supply and install additional Led lights and plugs | NULL
NULL | NULL | NULL | Electrical Permit | Commercial | Tenant Improvement | Withdrawn | Installation / Repair - Commercial - change and add some light and plugs run data wiring | NULL
NULL | NULL | NULL | Plumbing Permit | NULL | NULL | Withdrawn | NULL | WDR CONTRACTING LTD
NULL | NULL | NULL | Gas Permit | Residential | New | Draft | Residential - 2 cooktop 2 bbq 2 boiler | NULL
NULL | NULL | NULL | Gas Permit | Residential | New | Draft | Residential - 2cooktop 2BBQ 2boiler | NULL
NULL | NULL | NULL | Gas Permit | Residential | New | Draft | Residential - 2 cooktop 2 bbq 2 boiler | NULL
NULL | NULL | NULL | Gas Permit | Residential | New | Draft | Residential - 2 cooktop 2 bbq 2 boiler | NULL
NULL | NULL | NULL | Electrical Permit | NULL | NULL | Draft | NULL | NULL
NULL | NULL | NULL | Plumbing Permit | NULL | NULL | Draft | NULL | Avante Plumbing & Heating Ltd
NULL | NULL | NULL | Gas Permit | Residential | New | Withdrawn | Residential - 2 cooktop 2BBQ 2fireplace | NULL
NULL | NULL | NULL | Mechanical Permit | NULL | NULL | Draft | NULL | NULL
NULL | NULL | NULL | Electrical Permit | NULL | NULL | Draft | NULL | NULL
NULL | NULL | NULL | Gas Permit | NULL | NULL | Draft | NULL | AKAL Plumbing & Heating Ltd
NULL | NULL | NULL | Sprinkler Permit | NULL | NULL | Draft | Residential - New sprinkler with heads and sprinkler station | Superstar Plumbing Heating & Sprinkler Supplies Ltd
NULL | NULL | NULL | Plumbing Permit | Commercial | Tenant Improvement | Withdrawn | Commercial - Plumbing | NULL
NULL | NULL | NULL | Electrical Permit | Commercial | NULL | Withdrawn | Annual / Operating | NULL
NULL | NULL | NULL | Electrical Permit | NULL | NULL | Withdrawn | NULL | NULL
NULL | NULL | NULL | Electrical Permit | Commercial | New | Draft | Installation / Repair - Commercial - EAS System installation | NULL
NULL | NULL | NULL | Gas Permit | NULL | NULL | Draft | NULL | Conor Whyte Plumbing And Heating Limited
NULL | NULL | NULL | Electrical Permit | Commercial | Addition | Withdrawn | Installation / Repair - Commercial - Wall pack light installation -only installing 4 LED wall pack lights in the parking area | Wirechief Electric Ltd
NULL | NULL | NULL | Electrical Permit | Commercial | NULL | Withdrawn | Annual / Operating | NULL
NULL | NULL | NULL | Gas Permit | NULL | NULL | Draft | NULL | NULL
NULL | NULL | NULL | Sprinkler Permit | NULL | NULL | Draft | NULL | NewTech Fire Protection Ltd
NULL | NULL | NULL | Electrical Permit | Commercial | Renovation | Draft | Installation / Repair - Commercial - Install 1-2P 30A breaker, 1- 2p 30A breaker and 1-15A 1P breaker into existing panel. Install 1- 15-30R, 1- 6-30R and 1- 15A/125v receptacles with associated cabling. Install contactor for range hood fire suppression. | NULL
NULL | NULL | NULL | Electrical Permit | NULL | NULL | Draft | NULL | NULL
NULL | NULL | NULL | Electrical Permit | NULL | NULL | Draft | NULL | NULL
NULL | NULL | NULL | Plumbing Permit | Residential | Renovation | Withdrawn | Residential - Renovation of a apartment unit. Washroom, new tub/shower, toilet. Kitchen, new sink/faucet | NULL
NULL | NULL | NULL | Plumbing Permit | Residential | Renovation | Withdrawn | Residential - install of new fixtures New, Tub/shower, bathroom sink/faucet, toilet, kitchen sink/faucet | NULL
NULL | NULL | NULL | Electrical Permit | Commercial | Addition | Draft | Installation / Repair - Commercial - Electrical work according to plan, relocation electrical panel, installation of branch circuits, emergency lights and exit signs. >BP: To change the use from Laundromat to Retail (limited food service) and to provide improvements for the tenant. Scope of work includes installation of a new kitchen hood for class 1 cooking. Tenant: Donair Shop Schedule A - H. Ilbeigi Timouri (778) 558 9629 Schedule B Struc - Hamid Ilbeigi Timouri (778) 558 9629 Schedule B Mech - Xiangyang Tan 778-706-5858 Schedule B Building Envelope - Jason Hui 778 319 3403 Schedule D - Jason Hui 778 319 3403 | Pacific Total Electric Ltd
NULL | NULL | NULL | Mechanical Permit | NULL | NULL | Draft | NULL | Conor Whyte Plumbing And Heating Limited
NULL | NULL | NULL | Electrical Permit | NULL | NULL | Draft | NULL | NULL
NULL | NULL | NULL | Electrical Permit | Residential | Renovation | Draft | Installation / Repair - Residential - qewqeqweqwe | NULL
NULL | NULL | NULL | Electrical Permit | Residential | New | Draft | Temporary Power - Residential - To provide temporary power. | NULL
NULL | NULL | NULL | Electrical Permit | Commercial | NULL | Draft | Annual / Operating | NULL
NULL | NULL | NULL | Electrical Permit | NULL | NULL | Draft | NULL | NULL
NULL | NULL | NULL | Electrical Permit | NULL | NULL | Withdrawn | NULL | NULL
NULL | NULL | NULL | Gas Permit | NULL | NULL | Draft | NULL | NULL
NULL | NULL | NULL | Gas Permit | Residential | Renovation | Withdrawn | Residential - replacement of hot water tank to tankless | NULL
NULL | NULL | NULL | Electrical Permit | NULL | NULL | Draft | NULL | NULL
NULL | NULL | NULL | Electrical Permit | Residential | New | Draft | Temporary Power - Residential - To provide temporary power. | NULL
NULL | NULL | NULL | Electrical Permit | Commercial | NULL | Draft | Annual / Operating - Annual safety check and for the maintenance and operation of electrical equipment. | DREAM ELECTRIC LTD
NULL | NULL | NULL | Sprinkler Permit | NULL | NULL | Draft | NULL | NULL
NULL | NULL | NULL | Mechanical Permit | NULL | NULL | Draft | NULL | NULL
NULL | NULL | NULL | Electrical Permit | Commercial | NULL | Withdrawn | Annual / Operating | NULL
NULL | NULL | NULL | Electrical Permit | Commercial | NULL | Draft | Annual / Operating - Maintenance of existing operating electrical equipment. General electrical services including ballasts, lamps, switches and receptacles. | MDE Enterprises Ltd
EP-2023-09406 | 2023-10-18 | NULL | Electrical Permit | Commercial | NULL | Expired | Movie Set / Filming - To allow for Movie Set/Filming Applicant shall provide completed Contractor Declaration form, and dates of filming and associated location(s) to csinspection.clerks@vancouver.ca prior to the commencement of filming. Visit vancouver.ca/inspections for more details. | Suneeva Ltd
NULL | NULL | NULL | Electrical Permit | Residential | Renovation | Draft | Installation / Repair - Residential - Hard wired combination smoke and CO detector installation, emergency lighting installation, tamper proof receptacles installation | NULL
EP-2023-09413 | 2023-10-18 | NULL | Electrical Permit | Commercial | New | Issued | Installation / Repair - Commercial - Installing 4" DB2 Conduit for a Rogers Kiosk. Connecting to a BC Hydro Duct. On Crown street between W 13th Ave and W 12th Ave. N/W OF 2888 CROWN STREET, VANCOUVER | Edwards Electric (2003) Ltd
NULL | NULL | NULL | Plumbing Permit | NULL | NULL | Withdrawn | NULL | NULL
NULL | NULL | NULL | Plumbing Permit | NULL | NULL | Withdrawn | NULL | NULL
NULL | NULL | NULL | Electrical Permit | NULL | NULL | Draft | NULL | NULL
NULL | NULL | NULL | Electrical Permit | Commercial | NULL | Draft | Annual / Operating | NULL
NULL | NULL | NULL | Electrical Permit | Commercial | NULL | Draft | Annual / Operating | NULL
NULL | NULL | NULL | Electrical Permit | Commercial | NULL | Draft | Annual / Operating | NULL
NULL | NULL | NULL | Electrical Permit | Residential | Renovation - Dwelling Unit(s) only | Draft | Installation / Repair - Residential - Relocation of light switches in living and dining room. Installation of canned lights in ceiling in family room and living room. Installation of under cabinet lighting in kitchen | NULL
NULL | NULL | NULL | Electrical Permit | Commercial | Renovation | Draft | Installation / Repair - Commercial - Class 2 Circuits. Audio and Network Upgrade | NULL
NULL | NULL | NULL | Gas Permit | Residential | NULL | Draft | Residential - Replacement of 40 gal gas hot water heater | NULL
NULL | NULL | NULL | Electrical Permit | NULL | NULL | Withdrawn | NULL | NULL
NULL | NULL | NULL | Electrical Permit | Residential | New | Withdrawn | Temporary Power - Residential - To provide temporary power. | NULL
NULL | NULL | NULL | Electrical Permit | NULL | NULL | Draft | NULL | NULL
NULL | NULL | NULL | Plumbing Permit | Commercial | New | Draft | Commercial - Installation of a 1/2” reduced pressure Backflow assembly - Backflow preventer | NULL
NULL | NULL | NULL | Plumbing Permit | NULL | New | Draft | - 1/2” RPBA installation | NULL
EP-2023-09453 | NULL | NULL | Electrical Permit | Commercial | New | Withdrawn | Installation / Repair - Commercial - Low voltage control wiring for HVAC | Modern Systems Management Ltd
NULL | NULL | NULL | Plumbing Permit | Commercial | New | Draft | Commercial - **Underground*** Townhouse on parkade >BP: This permit has been issued for all site work and below grade facilities including one level of common underground parking for the proposed development: To construct six new 3-storey multiple dwelling buildings (6 rowhouses) containing a total of 29 dwelling units (6 dwelling units in each of Building 1 & Building 4; 4 dwelling units in each of Building 2, Building 3, & Building 5; and 5 dwelling units in Building 6), all over one level of underground parking with bike rooms, a garbage/recycling room, and service rooms, having vehicular access from the rear lane. This is a CP Process Permit and the applicant is John Buscemi, P.Eng, CP. Storage garage to be sprinklered to NFPA 13; townhouse to NFPA 13R. The storage garage is a separate building. ***REVIEWED UNDER VBBL 2019 WITH AMENTMENTS EFFECTIVE ON MAR 07, 2023*** Refer to BP-2023-02136 for Building 1 Refer to BP-2023-02137 for Building 2 Refer to BP-2023-02138 for Building 3 Refer to BP-2023-02139 for Building 4 Refer to BP-2023-02140 for Building 5 Refer to BP-2023-02141 for Building 6 STAGED CONSTRUCTION Stage 1: Excavation and Shoring (Jun 23/23, A. Min) Stage 2: Full Construction (In Process) | Jensen's Plumbing & Heating Ltd
NULL | NULL | NULL | Plumbing Permit | Commercial | New | Draft | Commercial - **Underground*** Townhouse on parkade >BP: This permit has been issued for all site work and below grade facilities including one level of common underground parking for the proposed development: To construct six new 3-storey multiple dwelling buildings (6 rowhouses) containing a total of 29 dwelling units (6 dwelling units in each of Building 1 & Building 4; 4 dwelling units in each of Building 2, Building 3, & Building 5; and 5 dwelling units in Building 6), all over one level of underground parking with bike rooms, a garbage/recycling room, and service rooms, having vehicular access from the rear lane. This is a CP Process Permit and the applicant is John Buscemi, P.Eng, CP. Storage garage to be sprinklered to NFPA 13; townhouse to NFPA 13R. The storage garage is a separate building. ***REVIEWED UNDER VBBL 2019 WITH AMENTMENTS EFFECTIVE ON MAR 07, 2023*** Refer to BP-2023-02136 for Building 1 Refer to BP-2023-02137 for Building 2 Refer to BP-2023-02138 for Building 3 Refer to BP-2023-02139 for Building 4 Refer to BP-2023-02140 for Building 5 Refer to BP-2023-02141 for Building 6 STAGED CONSTRUCTION Stage 1: Excavation and Shoring (Jun 23/23, A. Min) Stage 2: Full Construction (In Process) | Jensen's Plumbing & Heating Ltd
NULL | NULL | NULL | Electrical Permit | NULL | NULL | Withdrawn | NULL | NULL
NULL | NULL | NULL | Gas Permit | Residential | Renovation | Draft | Residential - Removal of hot water tank and mid efficient boiler. replacing with combi boiler. | NULL
NULL | NULL | NULL | Gas Permit | NULL | NULL | Withdrawn | NULL | NULL
NULL | NULL | NULL | Electrical Permit | NULL | NULL | Withdrawn | NULL | NULL
NULL | NULL | NULL | Electrical Permit | Residential | Renovation | Draft | Installation / Repair - Residential - Securing the whole house so it’s safe to use, installing covers, securing loose boxes, repairing broken plugs and switches. | NULL
NULL | NULL | NULL | Electrical Permit | Residential | Renovation | Withdrawn | Installation / Repair - Residential - Knob and Tube Wiring Replacement. | NULL
NULL | NULL | NULL | Electrical Permit | NULL | NULL | Draft | NULL | NULL
NULL | NULL | NULL | Gas Permit | NULL | NULL | Draft | NULL | Upper Level Plumbing Ltd
NULL | NULL | NULL | Mechanical Permit | NULL | NULL | Draft | NULL | Killarney Mechanical Ltd
NULL | NULL | NULL | Plumbing Permit | Residential | New | Draft | Residential - plumbing | Killarney Mechanical Ltd
NULL | NULL | NULL | Electrical Permit | Commercial | Renovation | Draft | Installation / Repair - Commercial - gfgj gkg ghg gk ghgg gg g gkhg g ghg kgk | ELECTRICAL SAVVY CONTRACTING INC
EP-2023-09463 | 2023-10-30 | NULL | Electrical Permit | Commercial | Addition | Issued | Installation / Repair - Commercial - Installation of conduit, pipe, junction boxes and concrete bases Street lighting conduit | Bay Hill Contracting Ltd
NULL | NULL | NULL | Electrical Permit | NULL | NULL | Draft | NULL | NULL
NULL | NULL | NULL | Plumbing Permit | NULL | NULL | Draft | NULL | NULL
NULL | NULL | NULL | Gas Permit | NULL | NULL | Draft | NULL | Energy 1 Services Ltd
NULL | NULL | NULL | Mechanical Permit | NULL | NULL | Withdrawn | NULL | NULL
NULL | NULL | NULL | Mechanical Permit | NULL | NULL | Draft | NULL | NULL
NULL | NULL | NULL | Gas Permit | NULL | NULL | Draft | NULL | NULL
NULL | NULL | NULL | Electrical Permit | Commercial | Renovation | Draft | Installation / Repair - Commercial - Relocate 2 existing receptacles | 635913 BC Ltd. DBA: Mustang Contracting
NULL | NULL | NULL | Plumbing Permit | Commercial | New | Draft | Commercial | NULL
NULL | NULL | NULL | Electrical Permit | Commercial | NULL | Draft | Annual / Operating | NULL
NULL | NULL | NULL | Electrical Permit | NULL | NULL | Draft | NULL | NULL
NULL | NULL | NULL | Electrical Permit | Residential | New | Withdrawn | Temporary Power - Residential - To provide temporary power. | NULL
NULL | NULL | NULL | Plumbing Permit | NULL | NULL | Draft | NULL | NULL
NULL | NULL | NULL | Electrical Permit | NULL | NULL | Withdrawn | NULL | NULL
NULL | NULL | NULL | Mechanical Permit | NULL | NULL | Draft | NULL | NULL
NULL | NULL | NULL | Gas Permit | NULL | NULL | Draft | NULL | NULL
NULL | NULL | NULL | Electrical Permit | NULL | NULL | Draft | NULL | NULL
NULL | NULL | NULL | Electrical Permit | NULL | NULL | Draft | NULL | NULL
NULL | NULL | NULL | Electrical Permit | NULL | NULL | Draft | NULL | NULL
NULL | NULL | NULL | Electrical Permit | Commercial | Addition | Withdrawn | Installation / Repair - Commercial - Re-wiring using existing wires. Replacing LED light fixtures. | NULL
NULL | NULL | NULL | Electrical Permit | Residential | Renovation | Withdrawn | Installation / Repair - Residential - Re wiring apartment | NULL
NULL | NULL | NULL | Mechanical Permit | NULL | NULL | Draft | NULL | NULL
EP-2023-10145 | 2023-11-09 | NULL | Electrical Permit | Commercial | NULL | Expired | Movie Set / Filming - To allow for Movie Set/Filming Applicant shall provide completed Contractor Declaration form, and dates of filming and associated location(s) to csinspection.clerks@vancouver.ca prior to the commencement of filming. Visit vancouver.ca/inspections for more details. | Locked Car Movie Inc
NULL | NULL | NULL | Electrical Permit | Commercial | NULL | Withdrawn | Annual / Operating - Electrical Annual Permit (Operating Permit) for the maintenance and operation of electrical equipment. | Corporate Electric Limited
NULL | NULL | NULL | Gas Permit | NULL | NULL | Draft | NULL | Ashton Service Group/Ashton Mechanical Ltd.
NULL | NULL | NULL | Plumbing Permit | NULL | NULL | Withdrawn | NULL | Century Twenty One Gas & Heating Co. Ltd
NULL | NULL | NULL | Electrical Permit | Commercial | NULL | Draft | Annual / Operating | NULL
NULL | NULL | NULL | Gas Permit | Commercial | Renovation | Draft | Commercial - fdfdfd | NULL
NULL | NULL | NULL | Gas Permit | NULL | NULL | Withdrawn | NULL | NULL
NULL | NULL | NULL | Electrical Permit | NULL | NULL | Withdrawn | NULL | NULL
NULL | NULL | NULL | Sprinkler Permit | NULL | NULL | Draft | NULL | NULL
NULL | NULL | NULL | Gas Permit | Residential | New | Draft | Residential - Miele 30" Dual Fuel Range | Han Appliances & Refrigeration Ltd
NULL | NULL | NULL | Gas Permit | Residential | New | Draft | Residential - Miele 30" Dual Fuel Range | Han Appliances & Refrigeration Ltd
NULL | NULL | NULL | Plumbing Permit | Commercial | Renovation | Draft | Commercial - back flow praraeter | NULL
NULL | NULL | NULL | Mechanical Permit | NULL | NULL | Draft | NULL | NULL
NULL | NULL | NULL | Mechanical Permit | NULL | NULL | Draft | NULL | Tempseys Enterprises Inc
NULL | NULL | NULL | Electrical Permit | NULL | NULL | Draft | NULL | NULL
NULL | NULL | NULL | Electrical Permit | NULL | NULL | Draft | NULL | NULL
NULL | NULL | NULL | Electrical Permit | Commercial | NULL | Draft | Annual / Operating | NULL
NULL | NULL | NULL | Electrical Permit | Residential | Renovation | Withdrawn | Installation / Repair - Residential - Replacement of 100A electrical main panel as the 100A main breaker in the old panel was damaged and not functioning properly. | ENT Electric Ltd.
NULL | NULL | NULL | Sprinkler Permit | NULL | NULL | Draft | Commercial - Relocation of 2 heads and adding 6 new | PML Professional Mechanical Ltd
NULL | NULL | NULL | Gas Permit | Residential | Renovation | Draft | Residential - replacement of equipment | NULL
EP-2023-09573 | 2023-11-02 | NULL | Electrical Permit | Commercial | New | Issued | Installation / Repair - Commercial - Installation of one new streetlight and a new electrical kiosk. Work will take place on Cambie St and W. 27th St 4240 CAMBIE STREET, Vancouver, BC V5Z 2Y4 | Signal West Contracting Ltd
NULL | NULL | NULL | Electrical Permit | Commercial | NULL | Draft | Annual / Operating | NULL
NULL | NULL | NULL | Electrical Permit | NULL | NULL | Draft | NULL | NULL
EP-2023-09574 | 2023-11-02 | NULL | Electrical Permit | Commercial | Addition | Completed | Installation / Repair - Commercial - Supply and install (2) 49W and (1) 70W street light and retrofit 1 existing street light with new 49W luminaire. Tie into existing service. W 75th Ave and Bentley St (approx) | Bay Hill Contracting Ltd
NULL | NULL | NULL | Mechanical Permit | NULL | NULL | Withdrawn | NULL | NULL
NULL | NULL | NULL | Electrical Permit | NULL | NULL | Withdrawn | NULL | NULL
NULL | NULL | NULL | Electrical Permit | Commercial | NULL | Withdrawn | Annual / Operating - Annual Operating Permit 2023 | Ino-Tek Electric Ltd.
EP-2023-09576 | 2023-11-02 | NULL | Electrical Permit | Commercial | Addition | Completed | Installation / Repair - Commercial - Supply and install (1) 24W street light on existing service Bentley St and W75 Ave (approx) | Bay Hill Contracting Ltd
NULL | NULL | NULL | Electrical Permit | NULL | NULL | Draft | NULL | NULL
NULL | NULL | NULL | Electrical Permit | Commercial | NULL | Draft | Annual / Operating - >>>ANNUAL OPERATING PERMIT<<< oversee newly installed fire alarm system installed under permit EP-2022-05245 | Ampac Electric Ltd
NULL | NULL | NULL | Electrical Permit | NULL | NULL | Draft | NULL | NULL
NULL | NULL | NULL | Electrical Permit | NULL | NULL | Withdrawn | NULL | NULL
NULL | NULL | NULL | Plumbing Permit | Residential | New | Draft | Residential - pluming | NULL
NULL | NULL | NULL | Mechanical Permit | NULL | NULL | Draft | NULL | NULL
NULL | NULL | NULL | Plumbing Permit | NULL | NULL | Draft | NULL | NULL
NULL | NULL | NULL | Gas Permit | NULL | NULL | Draft | NULL | NULL
NULL | NULL | NULL | Plumbing Permit | NULL | NULL | Draft | NULL | Northland Mechanical Contracting Ltd
NULL | NULL | NULL | Plumbing Permit | NULL | NULL | Draft | NULL | NULL
NULL | NULL | NULL | Electrical Permit | Residential | Renovation | Draft | Installation / Repair - Residential - Relocate and add kitchen , bath plugs Wiring for heat pump | NULL
NULL | NULL | NULL | Electrical Permit | NULL | NULL | Draft | NULL | NULL
NULL | NULL | NULL | Mechanical Permit | NULL | NULL | Draft | NULL | AKAL Plumbing & Heating Ltd
NULL | NULL | NULL | Plumbing Permit | Commercial | New | Draft | Commercial - Underground parkade plumbing >BP: To construct a 6-storey mixed-use building consisting of: 1st storey - 3 CRU's (shell only) 2nd to 6th storey - 54 dwelling units; Amenity Room on Level 2 Rooftop - outdoor amenity all over 2 levels of underground parking accessed from lane. *This permit has been reviewed under the provisions of VBBL 2019.* STAGED CONSTRUCTION STAGE I: Excavation & Shoring (S.Yoo) ISSUED: Sept. 28, 2023 STAGE II: Foundation up to Grade - In review | Jensen's Plumbing & Heating Ltd
NULL | NULL | NULL | Electrical Permit | NULL | NULL | Withdrawn | NULL | NULL
NULL | NULL | NULL | Electrical Permit | Residential | New | Draft | Installation / Repair - Residential - 100Amp -200Amp service upgrade | NULL
NULL | NULL | NULL | Electrical Permit | NULL | NULL | Draft | NULL | NULL
NULL | NULL | NULL | Mechanical Permit | NULL | NULL | Withdrawn | NULL | NULL
NULL | NULL | NULL | Plumbing Permit | NULL | NULL | Draft | NULL | NULL
NULL | NULL | NULL | Plumbing Permit | Commercial | Renovation | Draft | Commercial - Rework/reno of tenant space | NULL
NULL | NULL | NULL | Plumbing Permit | NULL | NULL | Draft | NULL | NULL
NULL | NULL | NULL | Gas Permit | Residential | Renovation | Withdrawn | Residential - Furnace replacement | NULL
NULL | NULL | NULL | Electrical Permit | Residential | Renovation | Draft | Installation / Repair - Residential - Kitchen and bathroom renovation | NULL
NULL | NULL | NULL | Plumbing Permit | NULL | NULL | Withdrawn | NULL | NULL
NULL | NULL | NULL | Mechanical Permit | NULL | NULL | Withdrawn | NULL | NULL
NULL | NULL | NULL | Electrical Permit | NULL | NULL | Withdrawn | NULL | NULL
NULL | NULL | NULL | Electrical Permit | Residential | New | Draft | Installation / Repair - Residential - Laneway house wiring and finishing | NULL
NULL | NULL | NULL | Electrical Permit | Commercial | Renovation | Withdrawn | Installation / Repair - Commercial - cafe shop has been disconnect power and required Safety check inspection to be perform from BChydro in order to re-connect the power. | Allone Electric Ltd
NULL | NULL | NULL | Electrical Permit | Residential | Renovation | Draft | Installation / Repair - Residential - Kitchen and bath renovation | NULL
NULL | NULL | NULL | Gas Permit | Residential | Renovation | Withdrawn | Residential - To Replace 1 Furnace Re/Re | ALL TIME HEATING PLUMBING & AIR CONDITIONING
NULL | NULL | NULL | Gas Permit | NULL | NULL | Withdrawn | NULL | ALL TIME HEATING PLUMBING & AIR CONDITIONING
NULL | NULL | NULL | Gas Permit | Residential | Renovation | Withdrawn | Residential - To Replace 1 Furnace Re/Re | ALL TIME HEATING PLUMBING & AIR CONDITIONING
NULL | NULL | NULL | Electrical Permit | Commercial | Addition | Withdrawn | Installation / Repair - Commercial - To install line voltage wiring, pull out disconnect and whip for Heat pump outside unit. | NULL
NULL | NULL | NULL | Electrical Permit | Commercial | Addition | Withdrawn | Installation / Repair - Commercial - Line voltage electrical installation to supply a heat pump (outside unit) in a condominium. | NULL
NULL | NULL | NULL | Mechanical Permit | NULL | NULL | Draft | NULL | NULL
NULL | NULL | NULL | Gas Permit | NULL | NULL | Draft | NULL | NULL
NULL | NULL | NULL | Gas Permit | Residential | Renovation | Withdrawn | Residential - To Replace 1 Furnace Re/Re | ALL TIME HEATING PLUMBING & AIR CONDITIONING
NULL | NULL | NULL | Electrical Permit | NULL | NULL | Draft | NULL | NULL
EP-2023-09653 | 2023-11-03 | NULL | Electrical Permit | Commercial | New | Completed | Installation / Repair - Commercial - Shaw power supply on BC Hydro pole #2581437 close to premises 4355 W.3rd Ave | Harbourview Electric Ltd
EP-2023-09858 | 2023-11-01 | NULL | Electrical Permit | Commercial | NULL | Expired | Special Event - Special Event - provide temporary electrical distribution for special event "Lumiere". Event is Nov 1st thru 7th 200a utility at Vancouver Art Gallery North Plaza, 800 W Georgia st additionally, 3x 6.5kw generators at: Morton Park - 1800 Davie St., Bill Curtis Square - 1198 Mainland St, and Helmcken Plaza - 338 Helmken St | 0880441 BC Ltd
EP-2023-09656 | 2023-11-03 | NULL | Electrical Permit | Commercial | New | Completed | Installation / Repair - Commercial - Shaw power supply on BC Hydro pole # 2428949 close to premises 1771 E Georgia st Back alley | Harbourview Electric Ltd
EP-2023-09658 | 2023-11-03 | NULL | Electrical Permit | Commercial | New | Completed | Installation / Repair - Commercial - Shaw Power Supply on BC Hydro pole # 2517311 close to premises 1689 E 59th Ave | Harbourview Electric Ltd
NULL | NULL | NULL | Electrical Permit | NULL | NULL | Draft | NULL | NULL
NULL | NULL | NULL | Electrical Permit | Commercial | New | Draft | Temporary Power - Commercial - To provide temporary power. | Megatech Trades Corp
NULL | NULL | NULL | Electrical Permit | Commercial | New | Draft | Temporary Power - Commercial - To provide temporary power. | Megatech Trades Corp
NULL | NULL | NULL | Electrical Permit | Commercial | New | Draft | Temporary Power - Commercial - To provide temporary power. | Megatech Trades Corp
EP-2023-09674 | 2023-11-03 | NULL | Electrical Permit | Commercial | Addition | Issued | Installation / Repair - Commercial - Installation of new underground raceway, junction boxes, cables, to existing traffic signal at Tisdall & W 49th Ave. Charge to SAP Network # CET1743844. | City of Vancouver
NULL | NULL | NULL | Electrical Permit | Commercial | NULL | Withdrawn | Special Event - Burn Fund Charity Event at Stanley Park. ***If work on this site could lead to the disturbance of soil advise applicant to contact the Provincial Archeology Branch at 250-953-3334 for necessary permits. In addition, please be advised that reports from an Archeologist (AIA, AOA) and permits from the First Nations may be necessary prior to the release of your City of Vancouver permits. FSR Dave Lippmann. Contact 604-968-0845 or 604-968-0696 | Ino-Tek Electric Ltd.
EP-2023-10123 | 2023-11-17 | NULL | Electrical Permit | Commercial | Renovation | Expired | Special Event - Burn Fund Charity Bright Lights Event Nov 29-Jan 2 Plug in corded lights to park board supplied equipment. City of Vancouver usually waives the permit fee. MINATURE RAILWAY - 690 PIPELINE ROAD >>AMEND: Dec. 11th -EXTEND EVENT DATE to: January 6th, 2024 | Ino-Tek Electric Ltd.
NULL | NULL | NULL | Electrical Permit | NULL | NULL | Withdrawn | NULL | NULL
EP-2023-09677 | 2023-11-06 | NULL | Electrical Permit | Commercial | New | Completed | Installation / Repair - Commercial - -Disconnect and remove the existing Kiosk including panel, plugs and switches. -Electrical installation of a new Fido Mobile Kiosk to replace the old kiosk. -Power is supplied by the mall from underground to an electrical room panel. 700 West Georgia St, Unit Z019 Vancouver, BC V7Y1K8 | SINTEC ELECTRIC LTD.
NULL | NULL | NULL | Gas Permit | Residential | Renovation | Withdrawn | Residential - Replacement of furnace | Cangas Heating Service Ltd
NULL | NULL | NULL | Electrical Permit | Commercial | Renovation | Withdrawn | Installation / Repair - Commercial - Re and Re of all lights, exit signs and devices throughout the elevator lobby and corridor on the 14th floor of a commercial office building | NULL
NULL | NULL | NULL | Mechanical Permit | NULL | NULL | Draft | NULL | NULL
NULL | NULL | NULL | Gas Permit | NULL | NULL | Draft | NULL | NULL
NULL | NULL | NULL | Gas Permit | Residential | New | Draft | Residential - Furnace replacement | NULL
NULL | NULL | NULL | Electrical Permit | NULL | NULL | Withdrawn | NULL | NULL
NULL | NULL | NULL | Plumbing Permit | NULL | NULL | Draft | NULL | NULL
NULL | NULL | NULL | Plumbing Permit | NULL | NULL | Draft | NULL | NULL
NULL | NULL | NULL | Plumbing Permit | NULL | NULL | Draft | NULL | Alpha Mechanical Contracting Ltd
NULL | NULL | NULL | Gas Permit | NULL | NULL | Draft | NULL | NULL
NULL | NULL | NULL | Electrical Permit | NULL | NULL | Draft | NULL | NULL
NULL | NULL | NULL | Electrical Permit | NULL | NULL | Withdrawn | Installation / Repair - - - Install 54 receptacles - Install 1 GFCI receptacle - EQ1 through EQ 14 **receptacles are not included** - Install wiring for overhead door to relocated panel - Install wiring for EF-01 to relocated panel - Install wiring for Baseboard heater to relocated panel - Install wiring for EF-02 - Install wiring for EF-03 - Install wiring for 3 vacancy sensors - Install wiring for HWT to relocated panel - Install wiring to new HWT on 2nd floor - Supply and install 6 LT-01 fixtures - Relocate 5 LT-01 fixtures - Supply and install 4 LT-02 fixtures - Supply and install 15 LT-03 fixtures - Supply and install 3 LT-04A fixtures - Supply and install 3 LT-04B fixtures - Supply and install 17 LT-05 fixtures - Supply and install 13 battery packs - Supply and install 6 exit signs - Supply and install 4 FA bells - Supply and install 1 FA pull station - Supply and install 6 FA strobes - Supply and install 3 FA heat detectors - Supply and install 3 FA smoke detector - Supply and install wiring for 3 WAP - Install 400amp panel and transformer - Extend 1” communication conduits to 2nd floor - Supply and install new 100amp panel on 2nd floor - Supply and install 1 surface mount floor box on 2nd floor - Supply and install wiring to master switch on 2nd floor - Supply and install 6 motion sensors - Supply and install 1 Dyson hand dryer on 2nd floor - Coring for floor box (on 2nd floor) | Ino-Tek Electric Ltd.
NULL | NULL | NULL | Plumbing Permit | NULL | NULL | Draft | NULL | NULL
NULL | NULL | NULL | Electrical Permit | NULL | NULL | Draft | NULL | NULL
NULL | NULL | NULL | Electrical Permit | NULL | NULL | Draft | NULL | NULL
NULL | NULL | NULL | Plumbing Permit | NULL | NULL | Draft | NULL | DAVIDSON BROS MECHANICAL CONTRACTORS
NULL | NULL | NULL | Electrical Permit | NULL | NULL | Draft | NULL | NULL
NULL | NULL | NULL | Electrical Permit | Commercial | NULL | Draft | Annual / Operating | NULL
NULL | NULL | NULL | Electrical Permit | NULL | NULL | Draft | NULL | NULL
NULL | NULL | NULL | Electrical Permit | NULL | NULL | Draft | NULL | NULL
EP-2023-09720 | 2023-10-30 | NULL | Electrical Permit | Commercial | Addition | Issued | Installation / Repair - Commercial - Supply and install (5) streetlight poles, upgrade (6) existing poles with new fixtures, (3) fixtures on Hydro laneway poles and supply and install duct banks and junction boxes on existing service. | Bay Hill Contracting Ltd
NULL | NULL | NULL | Mechanical Permit | NULL | NULL | Draft | NULL | NULL
EP-2023-09721 | 2023-10-27 | NULL | Electrical Permit | Commercial | NULL | Expired | Movie Set / Filming - To allow for Movie Set/Filming Applicant shall provide completed Contractor Declaration form, and dates of filming and associated location(s) to csinspection.clerks@vancouver.ca prior to the commencement of filming. Visit vancouver.ca/inspections for more details. | Alfredo Films Inc
NULL | NULL | NULL | Plumbing Permit | NULL | NULL | Draft | NULL | NULL
NULL | NULL | NULL | Plumbing Permit | NULL | NULL | Draft | NULL | NULL
NULL | NULL | NULL | Gas Permit | Residential | Renovation | Draft | Residential - Removal of old hot water tank and mid efficient boiler. Replacement with combi boiler. | NULL
NULL | NULL | NULL | Plumbing Permit | Commercial | Tenant Improvement | Draft | Commercial - Sink installation | NULL
NULL | NULL | NULL | Plumbing Permit | NULL | NULL | Draft | NULL | NULL
NULL | NULL | NULL | Plumbing Permit | Commercial | Tenant Improvement | Draft | Commercial - Installing 1. Water closet #1 2. Lavatory #1 3. Mop Sink #1 4. 3 comp. Sink #1 5. Hand sink #1 6. Electric hot water tank #1 7. Grease interceptor #1 | Keivani Plumbing Services
NULL | NULL | NULL | Electrical Permit | Residential | Renovation | Draft | Installation / Repair - Residential - Add smoke alarms | NULL
NULL | NULL | NULL | Electrical Permit | Residential | New | Draft | Installation / Repair - Residential - 5 Security camera installation for video monitoring | NULL
NULL | NULL | NULL | Plumbing Permit | Commercial | Tenant Improvement | Withdrawn | Commercial - Bringing water lines and hot water tank up to code as well as one handicapped sink. Decommissioning 2 sinks, replacing an old sink with new, adding a kitchen sink. | NULL
NULL | NULL | NULL | Plumbing Permit | NULL | NULL | Draft | NULL | Salvatore Borello
NULL | NULL | NULL | Gas Permit | Residential | Renovation | Draft | Residential - Replace gas furnace | BNA Systems Inc and/or Kirkland Metal Shop Ltd
NULL | NULL | NULL | Electrical Permit | Commercial | NULL | Draft | Annual / Operating - Annual Operating Permit Renewal of EP-2021-08331 Valid: Oct. 29, 2022 - Oct. 28, 2023 | Colwin Electrical Group
NULL | NULL | NULL | Electrical Permit | Commercial | Renovation | Draft | Installation / Repair - Commercial - replace damaged panel | TLX Electric Inc
NULL | NULL | NULL | Electrical Permit | Commercial | Renovation | Draft | Installation / Repair - Commercial - Install 500KVA transformer and Load break Switch over breaker Sound barriers Ground testing and commissioning | Sasco Contractors Ltd
NULL | NULL | NULL | Sprinkler Permit | NULL | NULL | Draft | NULL | NewTech Fire Protection Ltd
NULL | NULL | NULL | Plumbing Permit | NULL | NULL | Draft | NULL | Torresan Plumbing & Heating Ltd
NULL | NULL | NULL | Gas Permit | NULL | NULL | Draft | NULL | Reid Brothers Plumbing & Heating Ltd
NULL | NULL | NULL | Mechanical Permit | NULL | NULL | Withdrawn | NULL | Billco Industries Ltd
NULL | NULL | NULL | Electrical Permit | Commercial | Addition | Withdrawn | Installation / Repair - Commercial - Line voltage electrical work to supply a heat pump to be installed on the balcony of the suite | NULL
NULL | NULL | NULL | Gas Permit | Residential | New | Draft | Residential - Gas fireplace | NULL
NULL | NULL | NULL | Electrical Permit | NULL | NULL | Withdrawn | NULL | NULL
NULL | NULL | NULL | Electrical Permit | Residential | Renovation | Withdrawn | Installation / Repair - Residential - Apartment got fire, so we are doing rough in for electrical | NULL
NULL | NULL | NULL | Electrical Permit | NULL | NULL | Draft | NULL | NULL
NULL | NULL | NULL | Electrical Permit | Residential | Renovation | Withdrawn | Installation / Repair - Residential - rough in for an apratment | NULL
NULL | NULL | NULL | Electrical Permit | NULL | NULL | Draft | NULL | NULL
NULL | NULL | NULL | Gas Permit | NULL | NULL | Draft | NULL | NULL
NULL | NULL | NULL | Mechanical Permit | NULL | NULL | Withdrawn | NULL | NULL
NULL | NULL | NULL | Electrical Permit | Commercial | Addition | Draft | Installation / Repair - Commercial - installing datacom | NULL
EP-2023-09777 | 2023-12-15 | NULL | Electrical Permit | Commercial | Renovation | Issued | Installation / Repair - Commercial - Installation of transfer switch, NGR, protection relay, cable tray, and associated power and control cabling for to connect standby diesel generator to existing pump station switchgear. -This project is at an existing Metro Van sewage pump station, they are adding a semi-permanent backup diesel generator (it's a rental unit on a skid and expected to be in place for a few years while they design a permanent installation). We are installing a 3 way load bank/ 3rd source transfer switch outside at the genset along with a neutral grounding resistor/protection relay, all outdoor equipment is type 3R/4/4x.The generator feed gets tied into the existing automatic transfer switch inside the pump station (currently just a cam-lock connection box there now). For grounding and bonding the design calls for to ground the generator Neutral point to the existing grounding system/grid via a neutral grounding resistor. None of this work affects the existing utility service of the station. | Wynker Electric & Controls Ltd
NULL | NULL | NULL | Plumbing Permit | Residential | New | Draft | Residential - pluming | Killarney Mechanical Ltd
NULL | NULL | NULL | Sprinkler Permit | NULL | NULL | Draft | NULL | Frontier Fire Protection Ltd
NULL | NULL | NULL | Electrical Permit | Commercial | New | Draft | Interim - Commercial - Below grade groundwork, grounding, in slab conduits and cables. -Interim permit for EP-2023-06228 >BP: To construct a 6-storey residential building consisting of: 1st to 6th storey - 54 dwelling units; Amenity Room on Level 1 Roof - outdoor common amenity + private roof decks all over 2 levels of underground parking accessed from lane. *This permit has been reviewed under the provisions of VBBL 2019.* STAGED CONSTRUCTION Stage 1: Excavation only, to the extent of not involving shoring (S.Yoo, Feb. 8, 2023) Stage 1, Revision 1: Change in Registered Professional of Record (Geotechnical); Reissuance of Erosion & Sediment Control Plan (S.Yoo, Jun. 23, 2023) Stage 2: Excavation & Shoring (S.Yoo, Jun. 23, 2023) Stage 3: Full Construction - In review | Nightingale Electric Ltd
NULL | NULL | NULL | Mechanical Permit | NULL | NULL | Draft | NULL | NULL
NULL | NULL | NULL | Mechanical Permit | NULL | NULL | Draft | NULL | NULL
NULL | NULL | NULL | Plumbing Permit | NULL | NULL | Draft | NULL | Upstream Plumbing & Heating Ltd
NULL | NULL | NULL | Gas Permit | NULL | NULL | Draft | NULL | NULL
NULL | NULL | NULL | Mechanical Permit | NULL | NULL | Draft | NULL | NULL
NULL | NULL | NULL | Electrical Permit | NULL | NULL | Draft | NULL | NULL
NULL | NULL | NULL | Electrical Permit | Commercial | NULL | Draft | Annual / Operating | NULL
NULL | NULL | NULL | Electrical Permit | NULL | NULL | Draft | NULL | NULL
NULL | NULL | NULL | Electrical Permit | Residential | Addition | Draft | Installation / Repair - Residential - EV Charger circuit to front of house | Nelcan Electric Ltd
NULL | NULL | NULL | Electrical Permit | Residential | New | Withdrawn | Installation / Repair - Residential - Pool | NULL
NULL | NULL | NULL | Plumbing Permit | NULL | NULL | Draft | NULL | NULL
NULL | NULL | NULL | Plumbing Permit | NULL | NULL | Draft | NULL | Pacific Rim Fire Protection (2008) Ltd
NULL | NULL | NULL | Electrical Permit | NULL | NULL | Draft | NULL | NULL
EP-2023-09813 | 2023-11-09 | NULL | Electrical Permit | Commercial | New | Issued | Installation / Repair - Commercial - Installation of all u/g ducting and wiring for new 120/240 200a 1 phase metered service for new streetlight installations new 120/240 200A service 1 x 49W LED streetlight 2 x 83W LED streetlights 2 x 75W LED streetlights 3 x 24W LED streetlights 2 x 25W LED streetlights 5 x 143W LED streetlights | Trans-Western Electric Ltd
NULL | NULL | NULL | Plumbing Permit | Residential | New | Draft | Residential - Underslab and above slab DWV | Upstream Plumbing & Heating Ltd
EP-2023-09814 | 2023-11-09 | NULL | Electrical Permit | Commercial | New | Issued | Installation / Repair - Commercial - Install 3 x 36W LED streetlights / 2 x 48W LED streetlights tied to existing service Job is located on Fleming St. north of Kingsway | Trans-Western Electric Ltd
EP-2023-09817 | 2023-11-09 | NULL | Electrical Permit | Commercial | New | Issued | Installation / Repair - Commercial - Revise type C8 conduit to 2x53mm, 1x78mm and 1x103mm to match conduits from JB to casings. Kent Ave. North and New Road D (Rivergrass Dr.) | Trans-Western Electric Ltd
NULL | NULL | NULL | Electrical Permit | Commercial | Addition | Draft | Installation / Repair - Commercial - Installing wire for the sign | NULL
NULL | NULL | NULL | Electrical Permit | NULL | NULL | Draft | NULL | NULL
NULL | NULL | NULL | Electrical Permit | NULL | NULL | Draft | NULL | NULL
NULL | NULL | NULL | Electrical Permit | Commercial | Renovation | Draft | Installation / Repair - Commercial - work | NULL
NULL | NULL | NULL | Gas Permit | Residential | Renovation | Draft | Residential - replacement of boiler | NULL
NULL | NULL | NULL | Electrical Permit | NULL | NULL | Draft | NULL | NULL
NULL | NULL | NULL | Gas Permit | NULL | NULL | Draft | NULL | REAL LIGHTING & FIREPLACES LTD
NULL | NULL | NULL | Electrical Permit | NULL | NULL | Draft | NULL | NULL
NULL | NULL | NULL | Gas Permit | Residential | NULL | Draft | Residential | Torresan Plumbing & Heating Ltd
NULL | NULL | NULL | Electrical Permit | Commercial | Renovation | Withdrawn | Installation / Repair - Commercial - 21st floor common area washrooms reno. >BP: 21st floor - Common Washrooms Interior alterations to provide improvements to common washrooms only on the 21st floor of this existing commercial building. Scope of work: remove/construct partitions, finishes, fixtures, ceilings, flooring, lighting, electrical, plumbing, mechanical and sprinkler work. >BP: 21st floor - Common Washrooms Interior alterations to provide improvements to common washrooms only on the 21st floor of this existing commercial building. Scope of work: remove/construct finishes, fixtures, ceilings, flooring, lighting, electrical, plumbing, mechanical and sprinkler work. Mechanical Schedule B submitted by Eric Cresswell, P.Eng., ph: 604-684-5995 Energy checklist is currently no longer required with your Building Permit (BP) application. Some supporting documents are still required at BP stage, specifically Envelope and HVAC, if applicable. Service Water Heating and Lighting supporting documents, if applicable, must be submitted with your related trades permits (e.g. electrical and plumbing). | Vanrook Electric Ltd
NULL | NULL | NULL | Electrical Permit | Commercial | Tenant Improvement | Draft | Installation / Repair - Commercial - EAS system installation >BP: Interior alterations to provide tenant improvements on the ground floor for a new Retail tenant at this existing 1-storey building on this site. Scope of work includes: New non-load bearing interior partitions, new millwork and finishes new furniture and fixtures, and upgrades to the existing HVAC system. New tenant: Peak Performance | Sky Security Ltd
NULL | NULL | NULL | Plumbing Permit | Residential | Renovation | Draft | Residential - Adding a new laundrty and 2nd floor, replace tub at master bedroom to standing shower, replace standing shower to tub, replace all poly-b water line to pex pipe | NULL
EP-2023-09830 | 2023-10-30 | NULL | Electrical Permit | Commercial | NULL | Expired | Movie Set / Filming - To allow for Movie Set/Filming Applicant shall provide completed Contractor Declaration form, and dates of filming and associated location(s) to csinspection.clerks@vancouver.ca prior to the commencement of filming. Visit vancouver.ca/inspections for more details. Amend: Oct 31, 2023 change to movie set | Northkamp Enterprises Inc
NULL | NULL | NULL | Plumbing Permit | Residential | New | Draft | Residential - lawn irrigation work | NULL
NULL | NULL | NULL | Plumbing Permit | NULL | NULL | Draft | NULL | NULL
NULL | NULL | NULL | Electrical Permit | Commercial | Tenant Improvement | Draft | Installation / Repair - Commercial - EAS system installation >BP: Interior alterations to provide tenant improvements on the ground floor for a new Retail tenant at this existing 1-storey building on this site. Scope of work includes: New non-load bearing interior partitions, new millwork and finishes new furniture and fixtures, and upgrades to the existing HVAC system. New tenant: Peak Performance | Sky Security Ltd
NULL | NULL | NULL | Plumbing Permit | Commercial | New | Draft | Commercial - Plumbing rough-in, fixture and appliances installation and connections | NULL
EP-2023-09852 | 2023-10-31 | NULL | Electrical Permit | Commercial | NULL | Expired | Movie Set / Filming - To allow for Movie Set/Filming Applicant shall provide completed Contractor Declaration form, and dates of filming and associated location(s) to csinspection.clerks@vancouver.ca prior to the commencement of filming. Visit vancouver.ca/inspections for more details. | The Capital Media Company Inc
NULL | NULL | NULL | Electrical Permit | NULL | NULL | Withdrawn | NULL | NULL
NULL | NULL | NULL | Electrical Permit | Commercial | Addition | Withdrawn | Installation / Repair - Commercial - add CO detector | MILKYWAY INDUSTRY LTD
EP-2023-09854 | 2023-11-09 | NULL | Electrical Permit | Commercial | New | Completed | Installation / Repair - Commercial - Shaw pedestal power supply re & re conduit for BC Hydro in street area close to 921 Thurlow st & Haro st | Harbourview Electric Ltd
NULL | NULL | NULL | Electrical Permit | NULL | NULL | Draft | NULL | NULL
NULL | NULL | NULL | Electrical Permit | NULL | NULL | Draft | Installation / Repair - - To supply and install new Cat6 Commscope CS37 for Hostpital at Home office per PHSA specifications. Network request per site and email discussion below. (5) Printers (14) Workstations (1) Omnicell To supply and install power for Hospital at Home office per proposed floor plan drawing A1.01 and site discussions. Includes (4) new regular power circuits from Panel Board N1F Includes (8) new generator power circuits from Panel Board E1K | Sasco Contractors Ltd
NULL | NULL | NULL | Plumbing Permit | Residential | New | Draft | Residential - PLUMBING | NULL
NULL | NULL | NULL | Electrical Permit | NULL | NULL | Draft | Installation / Repair - | Protec Installations Group
NULL | NULL | NULL | Plumbing Permit | NULL | NULL | Draft | NULL | Paolo's Plumbing & Heating Ltd
EP-2023-09860 | 2023-10-31 | NULL | Electrical Permit | Commercial | NULL | Expired | Movie Set / Filming - To allow for Movie Set/Filming Applicant shall provide completed Contractor Declaration form, and dates of filming and associated location(s) to csinspection.clerks@vancouver.ca prior to the commencement of filming. Visit vancouver.ca/inspections for more details. | Filmgroup.tv Ltd
NULL | NULL | NULL | Mechanical Permit | NULL | NULL | Draft | NULL | NULL
NULL | NULL | NULL | Gas Permit | NULL | NULL | Draft | NULL | NULL
NULL | NULL | NULL | Gas Permit | NULL | NULL | Draft | NULL | NULL
NULL | NULL | NULL | Gas Permit | NULL | NULL | Draft | NULL | NULL
NULL | NULL | NULL | Plumbing Permit | NULL | NULL | Draft | NULL | McLaren Mechanical
NULL | NULL | NULL | Gas Permit | NULL | NULL | Draft | NULL | Modest Plumbing and Heating Ltd
NULL | NULL | NULL | Gas Permit | NULL | NULL | Draft | NULL | Modest Plumbing and Heating Ltd
NULL | NULL | NULL | Electrical Permit | NULL | NULL | Draft | NULL | NULL
NULL | NULL | NULL | Plumbing Permit | Commercial | Tenant Improvement | Withdrawn | Commercial - adding sink to current plumbing work | NULL
NULL | NULL | NULL | Electrical Permit | Commercial | Renovation | Draft | Installation / Repair - Commercial - LED upgrade lamp and ballast | Energy Network Services Inc
EP-2023-09876 | 2023-11-01 | NULL | Electrical Permit | Commercial | NULL | Expired | Movie Set / Filming - To allow for Movie Set/Filming Applicant shall provide completed Contractor Declaration form, and dates of filming and associated location(s) to csinspection.clerks@vancouver.ca prior to the commencement of filming. Visit vancouver.ca/inspections for more details. | 0772185 BC Ltd
NULL | NULL | NULL | Gas Permit | NULL | NULL | Draft | NULL | NULL
NULL | NULL | NULL | Electrical Permit | Commercial | NULL | Draft | Annual / Operating - Fire Panel Annual permit for maintenance throughout building. Valid: October 8, 2022 to October 7, 2023 EP-2021-07731: Expired | Centurion Electric Ltd
NULL | NULL | NULL | Electrical Permit | Commercial | NULL | Draft | Annual / Operating | NULL
NULL | NULL | NULL | Gas Permit | NULL | NULL | Draft | NULL | NULL
NULL | NULL | NULL | Plumbing Permit | Residential | New | Draft | Residential - DWV ROUGHIN | Upstream Plumbing & Heating Ltd
NULL | NULL | NULL | Sprinkler Permit | NULL | NULL | Draft | NULL | NULL
NULL | NULL | NULL | Plumbing Permit | Commercial | New | Draft | Commercial - rough in and finishing of 8 fixtures | NULL
NULL | NULL | NULL | Plumbing Permit | NULL | NULL | Draft | NULL | Upstream Plumbing & Heating Ltd
NULL | NULL | NULL | Plumbing Permit | Residential | New | Draft | Residential - New Coach House | NULL
NULL | NULL | NULL | Plumbing Permit | Residential | New | Draft | Residential - New coach house | NULL
NULL | NULL | NULL | Plumbing Permit | NULL | NULL | Draft | NULL | Vancity Electric Inc
NULL | NULL | NULL | Plumbing Permit | NULL | NULL | Draft | NULL | Vancity Electric Inc
NULL | NULL | NULL | Electrical Permit | NULL | NULL | Draft | NULL | NULL
NULL | NULL | NULL | Electrical Permit | NULL | NULL | Draft | Installation / Repair - - Distribution, UPS, minor Fire alarm, demo, minor lighting and controls | NULL
NULL | NULL | NULL | Electrical Permit | NULL | NULL | Draft | NULL | NULL
NULL | NULL | NULL | Plumbing Permit | Residential | New | Draft | Residential - Under slab for a 40 unit townhouse/condo site | McLaren Mechanical
NULL | NULL | NULL | Gas Permit | Residential | Renovation | Draft | Residential - Unused gas line for fire place at second floor need to cap | NULL
NULL | NULL | NULL | Electrical Permit | Commercial | Tenant Improvement | Draft | Installation / Repair - Commercial - Distribution, UPS, minor fire alarm, demo, minor lighting and controls | NULL
NULL | NULL | NULL | Electrical Permit | Commercial | NULL | Draft | Annual / Operating | NULL
NULL | NULL | NULL | Sprinkler Permit | NULL | NULL | Draft | NULL | NULL
NULL | NULL | NULL | Electrical Permit | Residential | New | Draft | Installation / Repair - Residential - Installation of security system | ADT Security Services Canada Inc
NULL | NULL | NULL | Electrical Permit | Residential | Renovation | Draft | Installation / Repair - Residential - Install Ceiling lights in two bedrooms and install 4-6 ceiling pot lights in living room and dining room | NULL
NULL | NULL | NULL | Mechanical Permit | NULL | NULL | Withdrawn | NULL | Performance Mechanical Inc
NULL | NULL | NULL | Plumbing Permit | Residential | Renovation - Dwelling Unit(s) only | Draft | Residential - add plumbing for new laundry washer | NULL
NULL | NULL | NULL | Electrical Permit | NULL | NULL | Draft | NULL | NULL
NULL | NULL | NULL | Mechanical Permit | NULL | NULL | Withdrawn | NULL | NULL
NULL | NULL | NULL | Electrical Permit | NULL | NULL | Withdrawn | NULL | NULL
NULL | NULL | NULL | Gas Permit | Residential | New | Draft | Residential - Run black iron gas line desired fixtures | NULL
NULL | NULL | NULL | Electrical Permit | NULL | NULL | Draft | NULL | NULL
NULL | NULL | NULL | Electrical Permit | NULL | NULL | Draft | NULL | NULL
NULL | NULL | NULL | Gas Permit | Residential | NULL | Draft | Residential - Re and Re Furnace | NULL
NULL | NULL | NULL | Electrical Permit | NULL | NULL | Withdrawn | NULL | NULL
PP-2023-03878 | 2023-11-03 | NULL | Plumbing Permit | Residential | New | Issued | Residential - Sump installation / storm & sani connections | Headwater Management Ltd
NULL | NULL | NULL | Electrical Permit | Commercial | New | Draft | Installation / Repair - Commercial - access control, enterphone and cameras >BP: To construct a six storey multiple dwelling, containing a total of 46 dwelling units, all over 2 levels of underground parking providing a total of 51 parking spaces having vehicular access lane. This permit has been reviewed under the 2019 Vancouver Building By-law (#12511). Building to be sprinklered to NFPA 13 requirements. Radio Antenna System to be installed in this building. STAGED CONSTRUCTION Stage 1 - Excavation and Shoring - issued January 28, 2022 Stage 2 - Foundation to Grade - issued March 16, 2022 Stage 3 - Full Construction - issued April 12, 2023 | First Choice Security & Audio Systems (2000) Ltd
NULL | NULL | NULL | Plumbing Permit | NULL | NULL | Withdrawn | NULL | NULL
NULL | NULL | NULL | Electrical Permit | NULL | NULL | Withdrawn | NULL | NULL
NULL | NULL | NULL | Electrical Permit | NULL | NULL | Draft | NULL | NULL
NULL | NULL | NULL | Gas Permit | NULL | NULL | Draft | NULL | Milani Plumbing Heating & Air Conditioning Ltd
NULL | NULL | NULL | Electrical Permit | Commercial | NULL | Draft | Installation / Repair - Commercial - Install infrastructure for EV Charger in parkade | MDE Enterprises Ltd
NULL | NULL | NULL | Electrical Permit | NULL | NULL | Draft | NULL | NULL
NULL | NULL | NULL | Electrical Permit | NULL | NULL | Draft | NULL | NULL
NULL | NULL | NULL | Mechanical Permit | NULL | NULL | Draft | NULL | NULL
NULL | NULL | NULL | Mechanical Permit | NULL | NULL | Draft | NULL | NULL
NULL | NULL | NULL | Electrical Permit | Commercial | NULL | Draft | Annual / Operating | NULL
NULL | NULL | NULL | Electrical Permit | Commercial | Tenant Improvement | Draft | Installation / Repair - Commercial - Pharmacy and medical offices all wiring and finishing (reference:-CF-2020-003892) >Permit Amendment Sep 19, 2023 -"Add extra low voltage on permit data cables" >BP: Interior renovation and change the use of this existing Laundromat unit (Major Occupancy Classification D) to a Small Scale Pharmacy operating in conjunction with a Health Care Office (Major Occupancy Classification D) in this existing one-storey Vancouver Heritage "B" building on this site. Notes: 1. Portion of the existing laundromat building is converted to Health Care office and the remaining portion is converted to Small Scale Pharmacy. The Health care office is the primary service provider in this site. 2. The application was reviewed for compliance with VBBL 2019. | H.L. ELECTRICAL LTD
NULL | NULL | NULL | Electrical Permit | NULL | NULL | Draft | NULL | NULL
NULL | NULL | NULL | Electrical Permit | Residential | Renovation | Draft | Installation / Repair - Residential - Rewire renovated basement area and upgrade service to 200 amps | NULL
NULL | NULL | NULL | Gas Permit | Residential | Renovation | Draft | Residential - Cap unused fireplace gas line | NULL
NULL | NULL | NULL | Gas Permit | NULL | NULL | Draft | NULL | NULL
NULL | NULL | NULL | Mechanical Permit | NULL | NULL | Draft | NULL | NULL
NULL | NULL | NULL | Electrical Permit | NULL | NULL | Draft | NULL | NULL
NULL | NULL | NULL | Electrical Permit | NULL | NULL | Draft | NULL | NULL
NULL | NULL | NULL | Mechanical Permit | NULL | NULL | Draft | NULL | NULL
NULL | NULL | NULL | Electrical Permit | NULL | NULL | Draft | NULL | NULL
NULL | NULL | NULL | Electrical Permit | NULL | NULL | Draft | NULL | NULL
NULL | NULL | NULL | Electrical Permit | Commercial | New | Draft | Temporary Power - Commercial - To provide temporary power. | NULL
NULL | NULL | NULL | Electrical Permit | Commercial | NULL | Withdrawn | Annual / Operating | NULL
EP-2023-09983 | 2023-11-06 | NULL | Electrical Permit | Commercial | Addition | Completed | Installation / Repair - Commercial - Repairing cell from other contractor for connection, will need to swap mast from liquid tight to teck cable and do code check. | Cobra Electric Regional Services Ltd
NULL | NULL | NULL | Electrical Permit | NULL | NULL | Draft | NULL | NULL
NULL | NULL | NULL | Electrical Permit | NULL | NULL | Withdrawn | NULL | NULL
NULL | NULL | NULL | Gas Permit | NULL | NULL | Draft | NULL | NULL
NULL | NULL | NULL | Electrical Permit | Residential | New | Withdrawn | Installation / Repair - Residential - Low Voltage telephone/Data and CATV cabling. Card Access System and Enterphone System. | Advance Connexions Inc
NULL | NULL | NULL | Plumbing Permit | NULL | NULL | Draft | NULL | Pipe Rite Mechanical Ltd
NULL | NULL | NULL | Plumbing Permit | Residential | New | Draft | Residential - PLUMBING | NULL
NULL | NULL | NULL | Plumbing Permit | Residential | New | Draft | Residential - Plumbing | NULL
NULL | NULL | NULL | Plumbing Permit | NULL | NULL | Draft | NULL | Pipe Rite Mechanical Ltd
NULL | NULL | NULL | Sprinkler Permit | NULL | NULL | Draft | NULL | Tyco Integrated Fire & Security Canada Inc/Tyco Feu Et Securite Integres Canada Inc
NULL | NULL | NULL | Electrical Permit | NULL | NULL | Draft | NULL | NULL
NULL | NULL | NULL | Electrical Permit | Commercial | New | Withdrawn | Installation / Repair - Commercial - Low Voltage Cabling and installation of Telephone/Data, Card Access and Enterphone. | NULL
NULL | NULL | NULL | Electrical Permit | NULL | NULL | Withdrawn | NULL | NULL
NULL | NULL | NULL | Electrical Permit | Commercial | NULL | Draft | Annual / Operating | NULL
NULL | NULL | NULL | Electrical Permit | NULL | NULL | Draft | NULL | NULL
NULL | NULL | NULL | Electrical Permit | Commercial | NULL | Draft | Annual / Operating | NULL
NULL | NULL | NULL | Electrical Permit | Commercial | NULL | Draft | Movie Set / Filming - To allow for Movie Set/Filming Applicant shall provide completed Contractor Declaration form, and dates of filming and associated location(s) to csinspection.clerks@vancouver.ca prior to the commencement of filming. Visit vancouver.ca/inspections for more details. | NULL
NULL | NULL | NULL | Mechanical Permit | NULL | NULL | Draft | NULL | NULL
NULL | NULL | NULL | Electrical Permit | Residential | New | Draft | Temporary Power - Residential - To provide temporary power. | NULL
NULL | NULL | NULL | Electrical Permit | NULL | NULL | Draft | NULL | NULL
NULL | NULL | NULL | Electrical Permit | NULL | NULL | Withdrawn | NULL | NULL
NULL | NULL | NULL | Electrical Permit | Residential | Renovation | Draft | Installation / Repair - Residential - Upgrade existing 125 amp service to 200 amp. Relocate counter receptacles in downstairs suite. Add circuits for an electric hot water tank, as well as a heat pump. | NULL
NULL | NULL | NULL | Mechanical Permit | NULL | NULL | Draft | NULL | NULL
NULL | NULL | NULL | Plumbing Permit | Residential | New | Draft | Residential - Adding a brew Sump for the storm and perimeter drain tiles | NULL
NULL | NULL | NULL | Plumbing Permit | Residential | New | Draft | Residential - installing new sump for storm and drain tiles water | Nicons Enterprises Ltd
NULL | NULL | NULL | Electrical Permit | NULL | NULL | Draft | NULL | NULL
NULL | NULL | NULL | Electrical Permit | NULL | NULL | Draft | NULL | NULL
NULL | NULL | NULL | Electrical Permit | NULL | NULL | Draft | NULL | NULL
NULL | NULL | NULL | Electrical Permit | Commercial | New | Draft | Installation / Repair - Commercial - alarm | NULL
NULL | NULL | NULL | Electrical Permit | NULL | NULL | Draft | NULL | NULL
NULL | NULL | NULL | Electrical Permit | Commercial | New | Draft | Installation / Repair - Commercial - alarm | NULL
NULL | NULL | NULL | Electrical Permit | NULL | NULL | Draft | NULL | NULL
NULL | NULL | NULL | Mechanical Permit | NULL | NULL | Draft | NULL | NULL
NULL | NULL | NULL | Electrical Permit | Commercial | Renovation | Withdrawn | Installation / Repair - Commercial - Install wiring for new mini split unit MP-2023-01771 | Wired Up Electrical Ltd
NULL | NULL | NULL | Electrical Permit | NULL | New | Withdrawn | Installation / Repair - - INSTALLATION OF EXTRA LOW VOLTAGE CAMERA SYSTEM | NULL
NULL | NULL | NULL | Gas Permit | NULL | NULL | Draft | NULL | NULL
NULL | NULL | NULL | Plumbing Permit | NULL | NULL | Draft | NULL | NULL
NULL | NULL | NULL | Plumbing Permit | NULL | NULL | Draft | NULL | NULL
NULL | NULL | NULL | Mechanical Permit | NULL | NULL | Draft | NULL | NULL
EP-2023-10045 | 2023-11-06 | NULL | Electrical Permit | Commercial | NULL | Expired | Movie Set / Filming - To allow for Movie Set/Filming Applicant shall provide completed Contractor Declaration form, and dates of filming and associated location(s) to csinspection.clerks@vancouver.ca prior to the commencement of filming. Visit vancouver.ca/inspections for more details. | B Negative Inc
NULL | NULL | NULL | Electrical Permit | Commercial | NULL | Draft | Annual / Operating | NULL
NULL | NULL | NULL | Plumbing Permit | NULL | NULL | Draft | NULL | Pitt Meadows Plumbing & Mechanical Systems (2001) Ltd
NULL | NULL | NULL | Gas Permit | Residential | New | Draft | Residential - Fireplace installation, venting and final hook-up. | EVERSHINE FIREPLACES LTD
NULL | NULL | NULL | Electrical Permit | NULL | NULL | Draft | NULL | NULL
EP-2023-10055 | 2023-11-07 | NULL | Electrical Permit | Commercial | NULL | Issued | Annual / Operating - Annual Operating Permit Renewal Lit Lamp Pole Decorations, Tree Lighting on City trees and Other Decor Installations on City Property for various Vancouver Business Improvement Associations. Renewal of EP-2022-10644 VALID: DEC 12/2023 TO DEC 11/2024 | Holidaylights.com Inc
NULL | NULL | NULL | Electrical Permit | Commercial | NULL | Withdrawn | Annual / Operating - Maintenance of existing operating electrical equipment. A 10 storey mixed-use building. Amend: Apr 5th, 2023 update our FSR to Shanti Vertolli 257930 | Ozz Electric BC Inc
NULL | NULL | NULL | Electrical Permit | Commercial | NULL | Withdrawn | Annual / Operating - Maintenance of existing operating electrical equipment. A 10 storey mixed-use building. Amend: Apr 5th, 2023 update our FSR to Shanti Vertolli 257930 | Ozz Electric BC Inc
NULL | NULL | NULL | Sprinkler Permit | NULL | NULL | Draft | NULL | RAHELU PLUMBING & HEATING LTD.
NULL | NULL | NULL | Gas Permit | NULL | NULL | Draft | NULL | Milani Plumbing Heating & Air Conditioning Ltd
NULL | NULL | NULL | Electrical Permit | NULL | Tenant Improvement | Draft | Installation / Repair - - smart car chargers for building tenants | Command Electric Ltd
NULL | NULL | NULL | Sprinkler Permit | NULL | NULL | Draft | NULL | Alco Fire Protection Ltd
NULL | NULL | NULL | Gas Permit | NULL | NULL | Draft | NULL | NULL
NULL | NULL | NULL | Electrical Permit | NULL | NULL | Draft | NULL | NULL
NULL | NULL | NULL | Mechanical Permit | NULL | NULL | Draft | NULL | JJ&A Mechanical LTD
NULL | NULL | NULL | Plumbing Permit | NULL | NULL | Draft | NULL | RAHELU PLUMBING & HEATING LTD.
NULL | NULL | NULL | Electrical Permit | Residential | New | Draft | Installation / Repair - Residential - Low Voltage Roughing and Finishing for cctv, alarm, data and tv | NULL
EP-2023-10080 | 2023-11-07 | NULL | Electrical Permit | Commercial | NULL | Expired | Movie Set / Filming - To allow for Movie Set/Filming Applicant shall provide completed Contractor Declaration form, and dates of filming and associated location(s) to csinspection.clerks@vancouver.ca prior to the commencement of filming. Visit vancouver.ca/inspections for more details. | The Capital Media Company Inc
NULL | NULL | NULL | Sprinkler Permit | NULL | NULL | Draft | Residential - Minor Sprinkler Alterations within the Amenity Room | NULL
NULL | NULL | NULL | Electrical Permit | NULL | NULL | Draft | NULL | NULL
NULL | NULL | NULL | Electrical Permit | Commercial | New | Draft | Temporary Power - Commercial - To provide temporary power. | NULL
NULL | NULL | NULL | Electrical Permit | NULL | NULL | Draft | NULL | NULL
NULL | NULL | NULL | Mechanical Permit | NULL | NULL | Draft | NULL | NULL
NULL | NULL | NULL | Plumbing Permit | Residential | New | Draft | Residential | NULL
NULL | NULL | NULL | Plumbing Permit | NULL | NULL | Draft | NULL | NULL
NULL | NULL | NULL | Electrical Permit | NULL | NULL | Draft | NULL | NULL
NULL | NULL | NULL | Plumbing Permit | NULL | NULL | Draft | NULL | NULL
NULL | NULL | NULL | Plumbing Permit | NULL | NULL | Draft | NULL | NULL
NULL | NULL | NULL | Electrical Permit | NULL | NULL | Draft | NULL | NULL
NULL | NULL | NULL | Plumbing Permit | NULL | NULL | Draft | NULL | NULL
NULL | NULL | NULL | Mechanical Permit | NULL | NULL | Withdrawn | NULL | NULL
NULL | NULL | NULL | Plumbing Permit | NULL | NULL | Draft | NULL | NULL
NULL | NULL | NULL | Plumbing Permit | NULL | NULL | Draft | NULL | NULL
NULL | NULL | NULL | Plumbing Permit | NULL | NULL | Draft | NULL | NULL
NULL | NULL | NULL | Plumbing Permit | NULL | NULL | Draft | NULL | NULL
NULL | NULL | NULL | Plumbing Permit | Residential | New | Draft | Residential - Plumbing and Radiant Heating | NULL
NULL | NULL | NULL | Plumbing Permit | NULL | NULL | Draft | NULL | NULL
NULL | NULL | NULL | Gas Permit | NULL | NULL | Withdrawn | NULL | NULL
EP-2023-10111 | 2023-11-07 | NULL | Electrical Permit | Commercial | NULL | Expired | Movie Set / Filming - To allow for Movie Set/Filming Applicant shall provide completed Contractor Declaration form, and dates of filming and associated location(s) to csinspection.clerks@vancouver.ca prior to the commencement of filming. Visit vancouver.ca/inspections for more details. | Means of Production Inc
NULL | NULL | NULL | Gas Permit | NULL | NULL | Draft | NULL | DAYLIGHT HEATING AND AIR CONDITIONING LTD
NULL | NULL | NULL | Electrical Permit | NULL | NULL | Draft | Installation / Repair - | NULL
NULL | NULL | NULL | Mechanical Permit | NULL | NULL | Draft | NULL | NULL
NULL | NULL | NULL | Plumbing Permit | NULL | NULL | Draft | NULL | Permanent Irrigation DBA: SUPREME SPRINKLERS INC.
NULL | NULL | NULL | Electrical Permit | NULL | NULL | Withdrawn | NULL | NULL
NULL | NULL | NULL | Gas Permit | NULL | NULL | Draft | NULL | NULL
NULL | NULL | NULL | Electrical Permit | NULL | NULL | Draft | NULL | NULL
NULL | NULL | NULL | Electrical Permit | NULL | NULL | Draft | NULL | NULL
NULL | NULL | NULL | Plumbing Permit | Residential | New | Draft | Residential - PLUMBING | NULL
NULL | NULL | NULL | Electrical Permit | Commercial | New | Draft | Installation / Repair - Commercial - fdsfd | Smart-Tek Communications Inc
NULL | NULL | NULL | Electrical Permit | Commercial | New | Draft | Installation / Repair - Commercial - fdsf | Smart-Tek Communications Inc
NULL | NULL | NULL | Gas Permit | Commercial | New | Draft | Commercial - REMOVE OLD FURNACE AND INSTALL NEW 2 PIPE HIGH EFFICIENCY FURNACE. | NULL
NULL | NULL | NULL | Electrical Permit | NULL | NULL | Draft | NULL | NULL
NULL | NULL | NULL | Plumbing Permit | NULL | NULL | Draft | NULL | NULL
NULL | NULL | NULL | Gas Permit | NULL | NULL | Withdrawn | NULL | NULL
NULL | NULL | NULL | Electrical Permit | Commercial | New | Draft | Installation / Repair - Commercial - low voltage security system >BP: To construction of a new 6 storey, combustible multi-family residential building consisting of 72 dwellings units and a single level of parkade. VBBL 2019 - NFPA 13 - SHORT Stage 1 - Excavation and Shoring issued on Dec. 9, 2021. Stage 2 - Full Construction issued on June 30, 2022. | Blue Mountain Technologies Inc
NULL | NULL | NULL | Plumbing Permit | NULL | NULL | Draft | NULL | BMS Plumbing & Mechanical Systems Ltd
NULL | NULL | NULL | Electrical Permit | Residential | New | Draft | Installation / Repair - Residential - Outdoor security Camera/equipment | 0777792 BC Ltd
EP-2023-10146 | 2023-11-08 | NULL | Electrical Permit | Commercial | NULL | Expired | Movie Set / Filming - To allow for Movie Set/Filming Applicant shall provide completed Contractor Declaration form, and dates of filming and associated location(s) to csinspection.clerks@vancouver.ca prior to the commencement of filming. Visit vancouver.ca/inspections for more details. | Means of Production Inc
NULL | NULL | NULL | Mechanical Permit | NULL | NULL | Draft | NULL | NULL
NULL | NULL | NULL | Electrical Permit | Commercial | New | Withdrawn | Installation / Repair - Commercial - Install 1 x L5-30R in Level-1 telecom room # FCC-B1A from Panel-K in adjacent electrical room and one data outlet in L-0 Room 339. | Houle Electric Limited
NULL | NULL | NULL | Electrical Permit | Commercial | NULL | Draft | Annual / Operating - annual operating permit | NULL
NULL | NULL | NULL | Electrical Permit | Residential | Renovation - Dwelling Unit(s) only | Draft | Installation / Repair - Residential - Replace existing gas boiler with an electric boiler and a domestic electric hot water tank | NULL
NULL | NULL | NULL | Electrical Permit | NULL | NULL | Draft | NULL | NULL
NULL | NULL | NULL | Gas Permit | Residential | New | Withdrawn | Residential - venting, installation & final hook up of gas fireplace. | Mainland Fireplaces Inc
NULL | NULL | NULL | Electrical Permit | Commercial | NULL | Draft | Annual / Operating - Annual Permit Renewal of EP-2021-08575 Valid: Nov 14/2022 to Nov 13/2023 | Corporate Electric Limited
NULL | NULL | NULL | Gas Permit | NULL | NULL | Draft | NULL | NULL
NULL | NULL | NULL | Gas Permit | Residential | Renovation | Draft | Residential | NULL
NULL | NULL | NULL | Mechanical Permit | NULL | NULL | Draft | NULL | NULL
NULL | NULL | NULL | Mechanical Permit | NULL | NULL | Draft | NULL | NULL
NULL | NULL | NULL | Electrical Permit | NULL | NULL | Draft | NULL | NULL
NULL | NULL | NULL | Mechanical Permit | NULL | NULL | Draft | NULL | NULL
NULL | NULL | NULL | Electrical Permit | NULL | NULL | Draft | Installation / Repair - - 44 | NULL
NULL | NULL | NULL | Plumbing Permit | NULL | NULL | Draft | NULL | NULL
NULL | NULL | NULL | Electrical Permit | Commercial | New | Draft | Installation / Repair - Commercial - dasfsf | NULL
NULL | NULL | NULL | Plumbing Permit | Residential | New | Draft | Residential - install storm sump | NULL
NULL | NULL | NULL | Electrical Permit | Commercial | Tenant Improvement | Draft | Installation / Repair - Commercial - xxxx | NULL
NULL | NULL | NULL | Electrical Permit | NULL | NULL | Draft | NULL | NULL
NULL | NULL | NULL | Plumbing Permit | Residential | New | Draft | Residential - Sump installation | NULL
NULL | NULL | NULL | Electrical Permit | Commercial | NULL | Draft | Annual / Operating - Maintenance of existing operating electrical equipment. Note: See Terms. This building contains a high voltage service; maintenance of equipment that operates at voltages over 750 V requires that the FSR has a Class A certificate of qualification. The Class B field safety representative named on this annual permit is only responsible for the equipment that is connected to the secondary side (750 V or less) of the transformer. To perform regular maintenance on the high voltage equipment, the owner must obtain services of a licensed electrical contractor who has a Class A certified FSR named on the licence under a permit, or other persons authorized under the Safety Standards Act. | Mac's Electric Ltd
NULL | NULL | NULL | Gas Permit | Residential | Renovation | Draft | Residential - 2 new gas connections , 1 gas connection has to move | NULL
NULL | NULL | NULL | Sprinkler Permit | NULL | NULL | Draft | Residential - New sprinkler system for entire house. | NULL
NULL | NULL | NULL | Electrical Permit | Commercial | Renovation | Withdrawn | Installation / Repair - Commercial - e-bike charger has received CSA certification and can now be connected to power. Power was roughed-in under Permit EP-2022-02822-01. | NULL
NULL | NULL | NULL | Mechanical Permit | NULL | NULL | Draft | NULL | NULL
PP-2023-03975 | 2023-11-10 | NULL | Plumbing Permit | Residential | Renovation | Issued | Residential - New plumbing in three floors please >BP: To construct a 2.5 storey single detached house ($478,250.00) with an open parking pad, providing 1 parking space, having vehicular access from the 20' Lane. 1. Covenant registered at the Land Title Office under CA9626830 2. No Strata Titling permitted 3. Rev#1: External Mechanical Unit Proposed (heat pump) – Exterior component located in rear yard, Interior component located in upper floor closet. 4. Bar sink not proposed. 5. Schedule B: (HENRY S.N HSU) P.eng (604-322-7158) – Structural + Geotechnical 6. HPO: Residential Builder- (Tang & Walker Construction Ltd.) Nov 10/2023-AMEND Correct fixture count from 35 to 15. >>>Amend: January 22nd, 2023 -address should be: 1375 W 26th and DB-2022-00452 | Aquaman Plumbing And Heating Ltd
NULL | NULL | NULL | Plumbing Permit | NULL | NULL | Draft | NULL | NULL
NULL | NULL | NULL | Plumbing Permit | Commercial | Renovation | Draft | Commercial - Installing DCVA | NULL
NULL | NULL | NULL | Gas Permit | NULL | NULL | Draft | NULL | NULL
NULL | NULL | NULL | Gas Permit | NULL | NULL | Draft | NULL | NULL
NULL | NULL | NULL | Gas Permit | NULL | NULL | Draft | NULL | NULL
NULL | NULL | NULL | Plumbing Permit | NULL | NULL | Draft | NULL | NULL
NULL | NULL | NULL | Electrical Permit | Commercial | Addition | Draft | Installation / Repair - Commercial - 111111 | NULL
NULL | NULL | NULL | Gas Permit | Residential | Renovation | Draft | Residential - Replace furnace | A1 Kam Plumbing Heating & Gas Ltd
NULL | NULL | NULL | Electrical Permit | NULL | NULL | Draft | NULL | NULL
NULL | NULL | NULL | Electrical Permit | Commercial | NULL | Draft | Annual / Operating | NULL
NULL | NULL | NULL | Electrical Permit | NULL | NULL | Draft | NULL | NULL
NULL | NULL | NULL | Electrical Permit | NULL | NULL | Draft | NULL | NULL
NULL | NULL | NULL | Mechanical Permit | NULL | NULL | Draft | NULL | NULL
NULL | NULL | NULL | Electrical Permit | NULL | NULL | Draft | NULL | NULL
NULL | NULL | NULL | Plumbing Permit | NULL | NULL | Draft | NULL | NULL
NULL | NULL | NULL | Gas Permit | NULL | NULL | Withdrawn | NULL | NULL
NULL | NULL | NULL | Electrical Permit | Commercial | NULL | Draft | Annual / Operating - ANNUAL OPERATING PERMIT Maintenance of EV-EMS system and infrastructure. | Berts Electric (2001) Ltd
NULL | NULL | NULL | Plumbing Permit | Commercial | Tenant Improvement | Withdrawn | Commercial - new washroom and kitchenette for new bank | NULL
NULL | NULL | NULL | Electrical Permit | Commercial | NULL | Draft | Annual / Operating - Maintenance of EV-EMS system & infrastructure Valid October 3/2022 until October 2/2023 | Berts Electric (2001) Ltd
NULL | NULL | NULL | Plumbing Permit | NULL | NULL | Draft | NULL | DAVIDSON BROS MECHANICAL CONTRACTORS
NULL | NULL | NULL | Mechanical Permit | NULL | NULL | Draft | NULL | NULL
NULL | NULL | NULL | Gas Permit | NULL | NULL | Draft | NULL | NULL
NULL | NULL | NULL | Electrical Permit | Residential | Renovation - Dwelling Unit(s) only | Draft | Installation / Repair - Residential - Remove gas boiler. Install electric hot water tank. Install electric boiler. | NULL
NULL | NULL | NULL | Plumbing Permit | NULL | NULL | Draft | NULL | NULL
NULL | NULL | NULL | Plumbing Permit | Commercial | Tenant Improvement | Draft | Commercial - Continue repiping in unit only. Install new tub, kitchen sink, lav and water closet | Hiatt Plumbing & Heating Inc
NULL | NULL | NULL | Gas Permit | NULL | NULL | Draft | NULL | NULL
NULL | NULL | NULL | Electrical Permit | Commercial | NULL | Draft | Annual / Operating | NULL
NULL | NULL | NULL | Plumbing Permit | NULL | NULL | Withdrawn | NULL | NULL
NULL | NULL | NULL | Plumbing Permit | NULL | NULL | Draft | NULL | NULL
NULL | NULL | NULL | Mechanical Permit | NULL | NULL | Draft | NULL | NULL
NULL | NULL | NULL | Plumbing Permit | Commercial | Tenant Improvement | Withdrawn | Commercial - tenant improvement for a restaurant | NULL
NULL | NULL | NULL | Plumbing Permit | Commercial | Tenant Improvement | Withdrawn | Commercial - Bring hot water tank up to code, move drainage for handicap sink to make it code compliant. Decommission 2 sinks, remove one sink and replace with a new sink, add an additional sink. >DB: Interior alterations and a change of use from School - Elementary or Secondary to Retail store to provide improvements for a new tenant at 785 W 16th Ave on the ground floor of this mixed-use building on this site. | Dogwood Maintenance Ltd
NULL | NULL | NULL | Plumbing Permit | Residential | New | Draft | Residential - 3 kitchens 3 laundry 5 bathrooms Dwv | NULL
NULL | NULL | NULL | Electrical Permit | NULL | NULL | Withdrawn | NULL | NULL
NULL | NULL | NULL | Electrical Permit | Commercial | Addition | Withdrawn | Installation / Repair - Commercial - Install line voltage supply for heat pump (disconnect) Replace main panel Replace baseboard heater | NULL
NULL | NULL | NULL | Gas Permit | Residential | Renovation | Draft | Residential - Installation of Navien NCB Combi Water heater | NULL
NULL | NULL | NULL | Gas Permit | NULL | NULL | Draft | NULL | NULL
NULL | NULL | NULL | Gas Permit | Residential | New | Draft | Residential - High efficiency boiler Installation | NULL
NULL | NULL | NULL | Gas Permit | NULL | NULL | Draft | NULL | NULL
NULL | NULL | NULL | Sprinkler Permit | NULL | NULL | Draft | Commercial - Install (8) new sprinkler heads Replace (5) upright heads with vertical sidewall heads. | NULL
NULL | NULL | NULL | Mechanical Permit | NULL | NULL | Draft | NULL | FAST ROUTE PLUMBING & REFRIGERATION MECHANICAL LTD
NULL | NULL | NULL | Electrical Permit | Residential | Renovation | Draft | Installation / Repair - Residential - Adding 3 new outlets. Different electrical company is doing different things in the application. We are only adding 3 outlets. | NULL
NULL | NULL | NULL | Gas Permit | NULL | NULL | Withdrawn | NULL | NULL
NULL | NULL | NULL | Gas Permit | Commercial | Renovation | Draft | Commercial - Replacement of 4 roof top units on top of the building. Old units and new units are the same size, capacity, and fuel type (natural gas). | NULL
NULL | NULL | NULL | Gas Permit | NULL | NULL | Draft | NULL | NULL
NULL | NULL | NULL | Plumbing Permit | NULL | NULL | Draft | NULL | NULL
NULL | NULL | NULL | Gas Permit | NULL | NULL | Draft | NULL | NULL
NULL | NULL | NULL | Electrical Permit | NULL | NULL | Draft | NULL | NULL
NULL | NULL | NULL | Plumbing Permit | NULL | NULL | Draft | NULL | NULL
NULL | NULL | NULL | Electrical Permit | Commercial | Renovation | Draft | Installation / Repair - Commercial - Replacement of a faulty 120/208V, 200A fused disconnect in electrical room | Franco Electric Ltd
NULL | NULL | NULL | Electrical Permit | Commercial | Renovation | Draft | Installation / Repair - Commercial - Replacement of a faulty 200A, 120/208V disconnect in the building’s main electrical room. | Franco Electric Ltd
EP-2023-10270 | 2023-11-14 | NULL | Electrical Permit | Commercial | NULL | Issued | Movie Set / Filming - To allow for Movie Set/Filming Applicant shall provide completed Contractor Declaration form, and dates of filming and associated location(s) to csinspection.clerks@vancouver.ca prior to the commencement of filming. Visit vancouver.ca/inspections for more details. Amend: 11/30/2023 Amending the Permit to reflect December 1, 2023 as our start date while we are starting work at 8275 Manitoba Street. | Animal Control TV Canada Inc
NULL | NULL | NULL | Mechanical Permit | NULL | NULL | Draft | NULL | NULL
NULL | NULL | NULL | Gas Permit | NULL | NULL | Draft | NULL | NULL
NULL | NULL | NULL | Gas Permit | Residential | Renovation | Withdrawn | Residential - Install boiler | NULL
NULL | NULL | NULL | Electrical Permit | Commercial | Renovation | Draft | Installation / Repair - Commercial - Extra low-voltage HVAC Control | Control Solutions Ltd
NULL | NULL | NULL | Electrical Permit | Commercial | NULL | Withdrawn | Annual / Operating - Misc work throughout | NULL
NULL | NULL | NULL | Plumbing Permit | NULL | New | Draft | - replacing old drainage pipe | NULL
NULL | NULL | NULL | Gas Permit | Residential | New | Draft | Residential - Install boiler | JOT MECHANICAL LTD
NULL | NULL | NULL | Electrical Permit | Commercial | Renovation | Draft | Installation / Repair - Commercial - Add lighting to office/mezzanine upper floor. Add some receptacles for equipment in warehouse area | Advanco Electric Ltd
NULL | NULL | NULL | Electrical Permit | NULL | NULL | Draft | NULL | NULL
NULL | NULL | NULL | Electrical Permit | NULL | NULL | Draft | NULL | NULL
NULL | NULL | NULL | Gas Permit | NULL | NULL | Draft | NULL | Han Appliances & Refrigeration Ltd
NULL | NULL | NULL | Electrical Permit | NULL | NULL | Draft | NULL | NULL
NULL | NULL | NULL | Gas Permit | Commercial | Renovation | Withdrawn | Commercial - Replacing 4 old roof top units for new ones. Same size, fuel, and capacity. | NULL
NULL | NULL | NULL | Gas Permit | NULL | NULL | Draft | NULL | NULL
NULL | NULL | NULL | Electrical Permit | Commercial | NULL | Draft | Annual / Operating | NULL
NULL | NULL | NULL | Electrical Permit | NULL | NULL | Draft | NULL | NULL
NULL | NULL | NULL | Plumbing Permit | NULL | NULL | Draft | NULL | NULL
NULL | NULL | NULL | Electrical Permit | Residential | Renovation | Withdrawn | Installation / Repair - Residential - Service upgrade to 200A Install EV charger circuit Install heat pump circuit Install hot tub circuit | Nelcan Electric Ltd
EP-2023-10402 | NULL | NULL | Electrical Permit | Residential | New | Withdrawn | Installation / Repair - Residential - Wire for laneway house. | Clay Electric Ltd
NULL | NULL | NULL | Mechanical Permit | NULL | NULL | Draft | NULL | NULL
NULL | NULL | NULL | Electrical Permit | Residential | New | Draft | Temporary Power - Residential - To provide temporary power. | NULL
NULL | NULL | NULL | Plumbing Permit | NULL | NULL | Draft | NULL | NULL
NULL | NULL | NULL | Electrical Permit | NULL | NULL | Draft | NULL | NULL
NULL | NULL | NULL | Electrical Permit | Commercial | NULL | Draft | Annual / Operating | NULL
NULL | NULL | NULL | Electrical Permit | NULL | New | Draft | Installation / Repair - - The house has 100 amp service. Old equipment, will install a new 200 amp service, new lovation, south side | NULL
NULL | NULL | NULL | Electrical Permit | NULL | NULL | Withdrawn | NULL | NULL
NULL | NULL | NULL | Mechanical Permit | NULL | NULL | Draft | NULL | One Degree HVAC Service Group Ltd.
NULL | NULL | NULL | Electrical Permit | Commercial | NULL | Draft | Annual / Operating | NULL
NULL | NULL | NULL | Mechanical Permit | NULL | NULL | Withdrawn | NULL | One Degree HVAC Service Group Ltd.
NULL | NULL | NULL | Electrical Permit | NULL | NULL | Withdrawn | NULL | NULL
EP-2023-10326 | 2023-11-15 | NULL | Electrical Permit | Commercial | New | Issued | Installation / Repair - Commercial - Installation of new underground raceway, junction boxes, pole bases, grounding, and electrical equipment to new RRFB (Rectangular Rapid Flashing Beacon) traffic signal at Laurel St and W. 16th Ave. Charge to SAP Network # CET1745426. | City of Vancouver
NULL | NULL | NULL | Gas Permit | NULL | NULL | Withdrawn | NULL | NULL
NULL | NULL | NULL | Electrical Permit | Commercial | NULL | Draft | Annual / Operating | NULL
NULL | NULL | NULL | Electrical Permit | NULL | NULL | Draft | NULL | NULL
NULL | NULL | NULL | Electrical Permit | Commercial | Tenant Improvement | Withdrawn | Installation / Repair - Commercial - work to be done: - demo of existing power in the unit - pull new circuits for lighting, power, and appliances - Install bell. tie into existing FA | NULL
NULL | NULL | NULL | Gas Permit | Residential | Renovation | Draft | Residential - Run an internal gas line from the mechanical room to the kitchen 1 boiler 200,000Btuh 1 Range 85,000Btuh | NULL
NULL | NULL | NULL | Sprinkler Permit | NULL | NULL | Draft | NULL | NULL
NULL | NULL | NULL | Gas Permit | NULL | NULL | Withdrawn | NULL | NULL
NULL | NULL | NULL | Plumbing Permit | NULL | NULL | Draft | NULL | NULL
NULL | NULL | NULL | Sprinkler Permit | NULL | NULL | Draft | NULL | NULL
NULL | NULL | NULL | Plumbing Permit | NULL | NULL | Draft | NULL | NULL
NULL | NULL | NULL | Plumbing Permit | NULL | NULL | Draft | NULL | NULL
NULL | NULL | NULL | Sprinkler Permit | NULL | NULL | Draft | NULL | NULL
NULL | NULL | NULL | Plumbing Permit | NULL | NULL | Draft | NULL | AKAL Plumbing & Heating Ltd
NULL | NULL | NULL | Electrical Permit | Commercial | NULL | Draft | Annual / Operating | NULL
EP-2023-10423 | 2023-11-20 | NULL | Electrical Permit | Commercial | NULL | Issued | Movie Set / Filming - To allow for Movie Set/Filming Applicant shall provide completed Contractor Declaration form, and dates of filming and associated location(s) to csinspection.clerks@vancouver.ca prior to the commencement of filming. Visit vancouver.ca/inspections for more details. | Pico Productions (BC) Ltd
NULL | NULL | NULL | Electrical Permit | NULL | NULL | Draft | NULL | NULL
NULL | NULL | NULL | Mechanical Permit | NULL | NULL | Draft | NULL | Milani Plumbing Heating & Air Conditioning Ltd
NULL | NULL | NULL | Gas Permit | NULL | NULL | Draft | NULL | Milani Plumbing Heating & Air Conditioning Ltd
NULL | NULL | NULL | Gas Permit | NULL | NULL | Draft | NULL | NULL
EP-2023-10482 | 2023-11-29 | NULL | Electrical Permit | Commercial | NULL | Issued | Movie Set / Filming - To allow for Movie Set/Filming Applicant shall provide completed Contractor Declaration form, and dates of filming and associated location(s) to csinspection.clerks@vancouver.ca prior to the commencement of filming. Visit vancouver.ca/inspections for more details. | SF FILMS INC
NULL | NULL | NULL | Gas Permit | NULL | NULL | Draft | NULL | NULL
NULL | NULL | NULL | Electrical Permit | NULL | NULL | Draft | Installation / Repair - - Install a new 200 amp service | NULL
NULL | NULL | NULL | Sprinkler Permit | NULL | NULL | Draft | Residential - test | NULL
NULL | NULL | NULL | Mechanical Permit | NULL | NULL | Draft | NULL | NULL
NULL | NULL | NULL | Mechanical Permit | NULL | NULL | Draft | NULL | NULL
NULL | NULL | NULL | Gas Permit | NULL | NULL | Draft | NULL | NULL
NULL | NULL | NULL | Plumbing Permit | NULL | NULL | Draft | NULL | NULL
NULL | NULL | NULL | Electrical Permit | NULL | NULL | Draft | NULL | NULL
NULL | NULL | NULL | Electrical Permit | Commercial | New | Withdrawn | Installation / Repair - Commercial - Triplex | NULL
NULL | NULL | NULL | Gas Permit | NULL | NULL | Draft | NULL | JOT MECHANICAL LTD
NULL | NULL | NULL | Sprinkler Permit | NULL | NULL | Draft | NULL | NULL
NULL | NULL | NULL | Plumbing Permit | NULL | NULL | Withdrawn | NULL | Headwater Management Ltd
NULL | NULL | NULL | Electrical Permit | Commercial | New | Draft | Installation / Repair - Commercial - dff | Smart-Tek Communications Inc
NULL | NULL | NULL | Gas Permit | Residential | Renovation | Draft | Residential - Install a new Tankless Water Heater | NULL
NULL | NULL | NULL | Electrical Permit | Commercial | Tenant Improvement | Draft | Installation / Repair - Commercial - Install 2 x 112.5kVA transformers. (No Change to Service) Install new panels with tie, disconnects, and breakers Install 2 Power meters Install new Feeder cables Conduit and Distribution wiring 15kVA to be installed in UPS room New panel 42 cct UPS room | Sasco Contractors Ltd
NULL | NULL | NULL | Electrical Permit | NULL | NULL | Draft | NULL | NULL
NULL | NULL | NULL | Electrical Permit | NULL | NULL | Draft | NULL | NULL
NULL | NULL | NULL | Plumbing Permit | Residential | New | Draft | Residential - two sumps without pump | NULL
NULL | NULL | NULL | Gas Permit | NULL | NULL | Draft | NULL | The LM Fireplace Warehouse Ltd.
NULL | NULL | NULL | Electrical Permit | NULL | NULL | Withdrawn | NULL | NULL
NULL | NULL | NULL | Electrical Permit | Commercial | Tenant Improvement | Draft | Installation / Repair - Commercial - install a UPS for customer - we are installing a UPS and electrical panel in the server room phase 1 there will be another phase in the future. the fire alarm has been removed from scope of work. EM already exists | COASTAL ELECTRICAL SYSTEMS LTD
NULL | NULL | NULL | Mechanical Permit | NULL | NULL | Withdrawn | NULL | NULL
NULL | NULL | NULL | Plumbing Permit | NULL | NULL | Withdrawn | NULL | NULL
NULL | NULL | NULL | Electrical Permit | NULL | NULL | Draft | NULL | NULL
NULL | NULL | NULL | Plumbing Permit | Commercial | Tenant Improvement | Draft | Commercial - Deleting venting pipes and moving them inside walls | Trifecta Plumbing & HVAC Ltd
NULL | NULL | NULL | Electrical Permit | Residential | Addition | Draft | Installation / Repair - Residential - Add a 240V 30A branch circuit for Daikin fit 3Ton heat pump | NULL
NULL | NULL | NULL | Gas Permit | NULL | NULL | Draft | NULL | NULL
NULL | NULL | NULL | Electrical Permit | NULL | NULL | Withdrawn | Installation / Repair - - | NULL
NULL | NULL | NULL | Gas Permit | NULL | NULL | Draft | NULL | NULL
NULL | NULL | NULL | Electrical Permit | Commercial | Renovation | Withdrawn | Temporary Power - Commercial - To provide temporary power. | NULL
NULL | NULL | NULL | Electrical Permit | NULL | NULL | Draft | NULL | NULL
NULL | NULL | NULL | Electrical Permit | NULL | NULL | Withdrawn | NULL | NULL
NULL | NULL | NULL | Electrical Permit | NULL | NULL | Draft | NULL | NULL
NULL | NULL | NULL | Plumbing Permit | Commercial | Renovation | Withdrawn | Commercial - Bringing existing pipelines, hot water tank handicap sink and condensation lines up to code decommissioning 2 sinks adding a kitchen sink | NULL
NULL | NULL | NULL | Electrical Permit | NULL | NULL | Withdrawn | NULL | NULL
NULL | NULL | NULL | Electrical Permit | Commercial | Tenant Improvement | Withdrawn | Installation / Repair - Commercial - Supply and install new lighting/power as per electrical drawings attached. | Wynn's Electrical Contractors Ltd
NULL | NULL | NULL | Gas Permit | Residential | Renovation | Draft | Residential - moved stove line 6' and will tie in new stove. | A & J GAS SERVICES LTD
NULL | NULL | NULL | Plumbing Permit | NULL | NULL | Draft | NULL | NULL
NULL | NULL | NULL | Plumbing Permit | Commercial | Renovation | Draft | Commercial - installaton for sinks GI and hot water tank one pump | NULL
NULL | NULL | NULL | Plumbing Permit | NULL | NULL | Draft | NULL | NULL
NULL | NULL | NULL | Plumbing Permit | NULL | NULL | Draft | NULL | Apple Mechanical Ltd
NULL | NULL | NULL | Electrical Permit | NULL | NULL | Draft | NULL | NULL
NULL | NULL | NULL | Electrical Permit | Commercial | NULL | Draft | Annual / Operating - Annual Electrical Operating Permit 2 walkthroughs per year with reports and worklog on site Valid October ,14/2022 Until October , 13/2023 Amend: Mar 14th, 2023 update FSR Mario Fata #219985 to Jason White #252323 | Nightingale Electric Ltd
NULL | NULL | NULL | Electrical Permit | NULL | NULL | Draft | NULL | NULL
NULL | NULL | NULL | Gas Permit | NULL | NULL | Withdrawn | NULL | NULL
NULL | NULL | NULL | Gas Permit | NULL | NULL | Draft | NULL | NULL
NULL | NULL | NULL | Mechanical Permit | NULL | NULL | Withdrawn | NULL | NULL
NULL | NULL | NULL | Plumbing Permit | Commercial | Tenant Improvement | Draft | Commercial - tenant improvement - >DB: CHANGE OF MAJOR OCCUPANCY. Interior alterations to provide tenant improvements for a new Restaurant (Group A2) in an existing retail limited food (Group E) CRU in this existing 1-storey commercial building. Separate Permits are required for outdoor patio. No work permitted over the Building Line. Scope of work includes Change of Major Occupancy, New accessible washroom and kitchen equipment. | Via Plumbing Heating and Drainage Ltd
NULL | NULL | NULL | Plumbing Permit | Commercial | New | Draft | Commercial - Installation of RPBA and DCVA as per city requirements CROSS CONNECTION LTR UPLOADED | Montalbano Plumbing Services Ltd
GP-2023-03598 | NULL | NULL | Gas Permit | Residential | New | Withdrawn | Residential - test | TEST IMBL - TEST ONLY
GP-2023-03599 | NULL | NULL | Gas Permit | Residential | Addition | Withdrawn | Residential - test | TEST IMBL - TEST ONLY
GP-2023-03600 | NULL | NULL | Gas Permit | Residential | Addition | Withdrawn | Residential - test | TEST IMBL - TEST ONLY
NULL | NULL | NULL | Electrical Permit | Commercial | New | Withdrawn | Installation / Repair - Commercial - In-suite Low Voltage cabling for Data/ Tel and CATV. Terminations for these suites. Cable and Installation for a Card reader and Enterphone system. | NULL
NULL | NULL | NULL | Gas Permit | NULL | NULL | Withdrawn | NULL | NULL
NULL | NULL | NULL | Gas Permit | Residential | New | Draft | Residential - Gas | NULL
NULL | NULL | NULL | Gas Permit | Residential | New | Draft | Residential - Re[placed old mid efficiency boiler with high efficiency boiler | NULL
NULL | NULL | NULL | Electrical Permit | Residential | NULL | Draft | Installation / Repair - Residential - LOW VOLTAGE INSTALLATION for laneway house: 5 DATA OUTLETS OF CAT6E, TWO BELL WIRING, ONE TELUS FIBER AND ONE SHAW rg6 cable. | NULL
EP-2023-10436 | NULL | NULL | Electrical Permit | Commercial | NULL | Application Incomplete | Special Event - Power to supply lights for commencement cerimonies 6331 Crecent road UBC Flag Pole Plaza | Riviers Electric Services Inc
NULL | NULL | NULL | Plumbing Permit | NULL | NULL | Draft | NULL | NULL
NULL | NULL | NULL | Electrical Permit | Commercial | Renovation | Withdrawn | Installation / Repair - Commercial - Installing new lights Installing new plugs switches Exit light | NULL
NULL | NULL | NULL | Electrical Permit | NULL | NULL | Withdrawn | NULL | NULL
NULL | NULL | NULL | Mechanical Permit | NULL | NULL | Withdrawn | NULL | NULL
NULL | NULL | NULL | Electrical Permit | NULL | NULL | Withdrawn | NULL | NULL
NULL | NULL | NULL | Mechanical Permit | NULL | NULL | Draft | NULL | NULL
NULL | NULL | NULL | Gas Permit | Residential | Renovation | Draft | Residential - replace a furnace | NULL
NULL | NULL | NULL | Mechanical Permit | NULL | NULL | Draft | NULL | NULL
NULL | NULL | NULL | Electrical Permit | NULL | NULL | Withdrawn | NULL | NULL
NULL | NULL | NULL | Plumbing Permit | Residential | Renovation | Draft | Residential - re-install 3 [c. washroom in basement | NULL
NULL | NULL | NULL | Gas Permit | NULL | NULL | Draft | NULL | NULL
NULL | NULL | NULL | Plumbing Permit | NULL | NULL | Withdrawn | NULL | NULL
NULL | NULL | NULL | Gas Permit | NULL | NULL | Draft | NULL | Mountain View Mechanical Ltd
NULL | NULL | NULL | Plumbing Permit | Commercial | Renovation | Draft | Commercial - Add one sink grease interceptor. | NULL
NULL | NULL | NULL | Electrical Permit | NULL | NULL | Draft | NULL | NULL
NULL | NULL | NULL | Gas Permit | NULL | NULL | Draft | NULL | NULL
NULL | NULL | NULL | Plumbing Permit | Residential | NULL | Draft | Residential | NULL
NULL | NULL | NULL | Electrical Permit | NULL | NULL | Draft | NULL | NULL
NULL | NULL | NULL | Gas Permit | NULL | NULL | Draft | NULL | NULL
NULL | NULL | NULL | Electrical Permit | Commercial | NULL | Draft | Annual / Operating | NULL
NULL | NULL | NULL | Gas Permit | NULL | NULL | Withdrawn | NULL | NULL
NULL | NULL | NULL | Electrical Permit | NULL | NULL | Draft | NULL | NULL
NULL | NULL | NULL | Mechanical Permit | NULL | NULL | Draft | NULL | NULL
NULL | NULL | NULL | Electrical Permit | NULL | NULL | Draft | NULL | NULL
NULL | NULL | NULL | Mechanical Permit | NULL | NULL | Withdrawn | NULL | NULL
NULL | NULL | NULL | Electrical Permit | NULL | NULL | Draft | NULL | NULL
NULL | NULL | NULL | Plumbing Permit | NULL | NULL | Withdrawn | NULL | NULL
NULL | NULL | NULL | Plumbing Permit | NULL | NULL | Draft | NULL | Ainsworth Inc
NULL | NULL | NULL | Electrical Permit | NULL | NULL | Withdrawn | NULL | NULL
NULL | NULL | NULL | Plumbing Permit | NULL | NULL | Draft | NULL | NULL
NULL | NULL | NULL | Electrical Permit | Commercial | NULL | Draft | Annual / Operating - Annual electrical permit renewal from EP-2021-08566 Valid: from Nov 23, 2022 to Nov 22nd 2023 General electrical work: ballasts, lamps, switches and receptacles | MDE Enterprises Ltd
NULL | NULL | NULL | Electrical Permit | Commercial | NULL | Draft | Annual / Operating - Annual electrical permit renewal from EP-2021-08566 Valid: from Nov 23, 2022 to Nov 22nd 2023 General electrical work: ballasts, lamps, switches and receptacles | MDE Enterprises Ltd
NULL | NULL | NULL | Electrical Permit | Residential | New | Draft | Installation / Repair - Residential - Rough wiring finishing and service | NULL
NULL | NULL | NULL | Gas Permit | NULL | NULL | Draft | NULL | NULL
NULL | NULL | NULL | Sprinkler Permit | NULL | NULL | Draft | Commercial - remove a head of sprinkler which was in a common corridor before it adding to a room .(as drawing) | Fire Pro Fire Protection Ltd.
NULL | NULL | NULL | Plumbing Permit | Residential | New | Draft | Residential - install irrigation system | Zhongmin Zhao DBA Colorful Garden
NULL | NULL | NULL | Electrical Permit | Commercial | New | Draft | Temporary Power - Commercial - RENEWAL OF TEMPORARY POWER VALID: OCT 28/2022 TO OCT 27/2023 EXPIRED PERMIT: EP-2021-08049 To provide temporary power. | THE PRIME TIME ELECTRIC LTD
NULL | NULL | NULL | Electrical Permit | Residential | Renovation | Draft | Installation / Repair - Residential - Renovation; addition of legal suite | NULL
NULL | NULL | NULL | Electrical Permit | Residential | New | Draft | Installation / Repair - Residential - Roughin and finishing for Data,Cable,Tel,Alarm,CCTV,Basic lighting automation | NULL
NULL | NULL | NULL | Electrical Permit | NULL | NULL | Draft | NULL | NULL
NULL | NULL | NULL | Electrical Permit | NULL | NULL | Draft | NULL | NULL
NULL | NULL | NULL | Mechanical Permit | NULL | NULL | Draft | NULL | NULL
NULL | NULL | NULL | Electrical Permit | Residential | Renovation | Draft | Installation / Repair - Residential - Home renovation, service upgrade. Installing new lighting and power throughout home. | NULL
NULL | NULL | NULL | Electrical Permit | Commercial | New | Withdrawn | Temporary Power - Commercial - To provide temporary power. -renewal of EP-2021-09133 -valid: Dec. 9, 2022 - Dec. 8, 2023 | Glenco Electric Ltd
NULL | NULL | NULL | Sprinkler Permit | NULL | NULL | Draft | Residential - moving one sprinkler head and installing one new sprinkler head to meet the fire code | NULL
NULL | NULL | NULL | Electrical Permit | Residential | New | Draft | Installation / Repair - Residential - security,chime,tel,tv,data,wiring & completion | Repel Security Systems Ltd
NULL | NULL | NULL | Gas Permit | NULL | NULL | Draft | NULL | NULL
NULL | NULL | NULL | Electrical Permit | NULL | NULL | Draft | NULL | NULL
NULL | NULL | NULL | Sprinkler Permit | NULL | NULL | Draft | Residential | Allright Sprinklers Ltd
NULL | NULL | NULL | Plumbing Permit | NULL | NULL | Draft | NULL | DMS Mechanical Ltd
NULL | NULL | NULL | Gas Permit | NULL | NULL | Draft | NULL | Four Lakes Mechanical
NULL | NULL | NULL | Electrical Permit | Residential | New | Draft | Installation / Repair - Residential - New house with 200 amp overhead service | NULL
NULL | NULL | NULL | Gas Permit | NULL | NULL | Draft | NULL | NULL
NULL | NULL | NULL | Electrical Permit | NULL | NULL | Draft | NULL | NULL
NULL | NULL | NULL | Sprinkler Permit | NULL | NULL | Draft | Residential - DUPLEX WITH NEW SPRINKLERS | NULL
NULL | NULL | NULL | Electrical Permit | NULL | NULL | Withdrawn | NULL | NULL
NULL | NULL | NULL | Electrical Permit | NULL | NULL | Draft | NULL | NULL
NULL | NULL | NULL | Plumbing Permit | NULL | NULL | Withdrawn | NULL | NULL
NULL | NULL | NULL | Electrical Permit | Commercial | NULL | Draft | Annual / Operating - e2qeq2 | NULL
NULL | NULL | NULL | Electrical Permit | Commercial | New | Draft | Installation / Repair - Commercial - 312312 | NULL
NULL | NULL | NULL | Plumbing Permit | Residential | Renovation - Dwelling Unit(s) only | Draft | Residential - I am having my bath/shower area retiled. I would like to update my tub/shower faucet kit at the same time. | NULL
NULL | NULL | NULL | Mechanical Permit | NULL | NULL | Draft | NULL | NULL
NULL | NULL | NULL | Gas Permit | NULL | NULL | Draft | NULL | NULL
NULL | NULL | NULL | Electrical Permit | Commercial | NULL | Draft | Movie Set / Filming - To allow for Movie Set/Filming Applicant shall provide completed Contractor Declaration form, and dates of filming and associated location(s) to csinspection.clerks@vancouver.ca prior to the commencement of filming. Visit vancouver.ca/inspections for more details. | NULL
NULL | NULL | NULL | Plumbing Permit | NULL | NULL | Withdrawn | NULL | NULL
NULL | NULL | NULL | Plumbing Permit | Residential | New | Draft | Residential - Single family dwelling and suite plumbing | NULL
NULL | NULL | NULL | Plumbing Permit | NULL | NULL | Draft | NULL | NULL
NULL | NULL | NULL | Mechanical Permit | NULL | NULL | Draft | NULL | NULL
NULL | NULL | NULL | Electrical Permit | Commercial | New | Draft | Temporary Power - Commercial - To provide temporary power. Renewal of EP-2021-07465 Valid: Oct 6, 2022 to Oct 7, 2023 | New-Way Electric Ltd
NULL | NULL | NULL | Gas Permit | Residential | New | Draft | Residential - LG 30" Gas Range Jennair 36" Gas Rangetop | Han Appliances & Refrigeration Ltd
NULL | NULL | NULL | Electrical Permit | NULL | NULL | Draft | NULL | NULL
NULL | NULL | NULL | Mechanical Permit | NULL | NULL | Draft | NULL | NULL
NULL | NULL | NULL | Plumbing Permit | Residential | Renovation | Withdrawn | Residential - Plumbing for the bathrooms and drain system | NULL
NULL | NULL | NULL | Plumbing Permit | Residential | Renovation | Draft | Residential - Plumbing and drain work | NULL
NULL | NULL | NULL | Electrical Permit | NULL | NULL | Draft | NULL | NULL
NULL | NULL | NULL | Electrical Permit | NULL | NULL | Draft | Temporary Power - - To provide temporary power. | NULL
NULL | NULL | NULL | Mechanical Permit | NULL | NULL | Draft | NULL | NULL
NULL | NULL | NULL | Gas Permit | NULL | NULL | Draft | NULL | NULL
NULL | NULL | NULL | Mechanical Permit | NULL | NULL | Draft | NULL | A1 Kam Plumbing Heating & Gas Ltd
NULL | NULL | NULL | Plumbing Permit | Residential | New | Draft | Residential - Storm water sumps | NULL
NULL | NULL | NULL | Plumbing Permit | NULL | NULL | Draft | NULL | NULL
NULL | NULL | NULL | Plumbing Permit | NULL | NULL | Draft | NULL | Red Leaf Mechanical Ltd
NULL | NULL | NULL | Electrical Permit | NULL | NULL | Draft | NULL | NULL
NULL | NULL | NULL | Electrical Permit | Commercial | New | Withdrawn | Installation / Repair - Commercial - Electrical work associated with boiler replacement *An approved mechanical permit may be required for the installation/ Contact plumbing dept at 311 | Just Mechanical Ltd
NULL | NULL | NULL | Plumbing Permit | NULL | NULL | Draft | NULL | NULL
NULL | NULL | NULL | Plumbing Permit | NULL | New | Draft | - y | NULL
NULL | NULL | NULL | Electrical Permit | NULL | NULL | Draft | NULL | NULL
NULL | NULL | NULL | Gas Permit | Residential | New | Draft | Residential | NULL
NULL | NULL | NULL | Plumbing Permit | Commercial | Renovation | Draft | Commercial - Replacing the main shutoff valve - eliminate a shower | NULL
NULL | NULL | NULL | Sprinkler Permit | NULL | NULL | Draft | NULL | Active Fire & Safety Services Ltd
NULL | NULL | NULL | Electrical Permit | NULL | NULL | Draft | NULL | NULL
NULL | NULL | NULL | Gas Permit | Residential | NULL | Withdrawn | Residential - venting and hookup only | REAL LIGHTING & FIREPLACES LTD
NULL | NULL | NULL | Gas Permit | Residential | Renovation | Draft | Residential - Furnace replacement and tankless water heater installation | NULL
NULL | NULL | NULL | Electrical Permit | NULL | NULL | Draft | NULL | NULL
NULL | NULL | NULL | Mechanical Permit | NULL | NULL | Draft | NULL | NULL
NULL | NULL | NULL | Plumbing Permit | Commercial | Renovation | Withdrawn | Commercial - We are fixing the plumbing pipes and installing new plumbing fixtures. | Lionsbay Plumbing & Heating Inc.
NULL | NULL | NULL | Plumbing Permit | NULL | NULL | Withdrawn | NULL | NULL
NULL | NULL | NULL | Electrical Permit | NULL | NULL | Withdrawn | NULL | NULL
NULL | NULL | NULL | Plumbing Permit | Commercial | Tenant Improvement | Withdrawn | Commercial - Provide improvements to the steam rooms at Robert Lee YMCA, include upgrading showers >BP: Interior alterations to provide improvements to three steam rooms on the first and second floor of the YMCA building on this site. Scope of work includes repair and upgrading of 3 existing steam rooms, new partition walls, fixtures, and membranes to improve accessibility of steam rooms. | Alpha Mechanical Contracting Ltd
NULL | NULL | NULL | Plumbing Permit | NULL | NULL | Draft | NULL | NULL
NULL | NULL | NULL | Sprinkler Permit | NULL | NULL | Draft | Commercial - Adjust sprinkler system as per drawings >BP: 1088 Robson St Interior alterations to demolish back to Retail (shell) this existing Retail unit 1088 Robson St on both ground and second floors at this existing commercial building on this site. | Fire Pro Fire Protection Ltd.
NULL | NULL | NULL | Plumbing Permit | Commercial | New | Draft | Commercial - Provide plumbing for new multiple dwelling 10 storey building (217 units) with 10 retail spaces and 4 underground levels of parking | Tap Roots Plumbing and Heating Ltd
NULL | NULL | NULL | Gas Permit | Residential | Renovation | Draft | Residential - Re & Re tankless | NULL
NULL | NULL | NULL | Sprinkler Permit | NULL | NULL | Draft | Commercial - For all sprinkler work to the 2019 VBBL; NFPA 13R, 2013; for work to install a sprinkler system in this new multiple conversion dwelling. Related Permits: SP-2023-00965 - Building #1 (MCD) SP-2023-00964 - Building #2 (Infill) Notes: 1 - Engineer of Record: Xiangyang Tan; 778-706-5858; tan@xtengineering.com Revision #1 - 23-11-07 Revised for the use of Victaulic VS1 flexible dry sprinkler head assemblies. | Hydroworks Contracting Ltd
NULL | NULL | NULL | Mechanical Permit | NULL | NULL | Draft | NULL | NULL
NULL | NULL | NULL | Electrical Permit | Residential | Renovation | Draft | Installation / Repair - Residential - Renovation | NULL
NULL | NULL | NULL | Electrical Permit | NULL | NULL | Draft | NULL | NULL
NULL | NULL | NULL | Sprinkler Permit | NULL | NULL | Draft | NULL | NULL
NULL | NULL | NULL | Plumbing Permit | NULL | NULL | Withdrawn | NULL | NULL
NULL | NULL | NULL | Plumbing Permit | NULL | NULL | Draft | NULL | Metro Plumbing Ltd
NULL | NULL | NULL | Plumbing Permit | NULL | NULL | Draft | NULL | Metro Plumbing Ltd
NULL | NULL | NULL | Electrical Permit | NULL | NULL | Withdrawn | NULL | NULL
NULL | NULL | NULL | Electrical Permit | Commercial | NULL | Withdrawn | Annual / Operating | NULL
NULL | NULL | NULL | Electrical Permit | Commercial | New | Withdrawn | Temporary Power - Commercial - To provide temporary power. | NULL
NULL | NULL | NULL | Plumbing Permit | NULL | NULL | Draft | NULL | NULL
NULL | NULL | NULL | Plumbing Permit | Residential | Renovation | Draft | Residential - plumbing | NULL
NULL | NULL | NULL | Electrical Permit | Commercial | New | Withdrawn | Temporary Power - Commercial - To provide temporary power. | NULL
NULL | NULL | NULL | Plumbing Permit | NULL | NULL | Draft | NULL | NULL
NULL | NULL | NULL | Plumbing Permit | NULL | NULL | Draft | NULL | WDR CONTRACTING LTD
NULL | NULL | NULL | Electrical Permit | Commercial | Renovation | Withdrawn | Installation / Repair - Commercial - relocate existing circuits for new front service area. Pull new circuits for new equipment. Pull and terminate data lines | NULL
NULL | NULL | NULL | Plumbing Permit | Residential | Renovation | Draft | Residential - installing sump for draintile system | NULL
NULL | NULL | NULL | Electrical Permit | Commercial | Addition | Draft | Installation / Repair - Commercial - Install wiring for & connect new A/C unit | Pattullo Electrical Installations Ltd
NULL | NULL | NULL | Electrical Permit | NULL | NULL | Draft | NULL | NULL
NULL | NULL | NULL | Electrical Permit | Commercial | Addition | Draft | Installation / Repair - Commercial - Install wiring to connect new A/C unit | Pattullo Electrical Installations Ltd
NULL | NULL | NULL | Electrical Permit | NULL | NULL | Draft | NULL | NULL
NULL | NULL | NULL | Mechanical Permit | NULL | NULL | Draft | NULL | NULL
NULL | NULL | NULL | Gas Permit | Residential | Renovation | Withdrawn | Residential - combi boiler | NULL
NULL | NULL | NULL | Electrical Permit | NULL | NULL | Draft | NULL | NULL
NULL | NULL | NULL | Gas Permit | Residential | NULL | Draft | Residential - J | The LM Fireplace Warehouse Ltd.
NULL | NULL | NULL | Plumbing Permit | Commercial | New | Draft | Commercial - INstallation of 1 DCVA for water filling station as per city inspection | NULL
NULL | NULL | NULL | Plumbing Permit | Commercial | Renovation | Draft | Commercial - eliminate a shower and replace the main water valve | Acetech Plumbing and Heating Ltd
NULL | NULL | NULL | Gas Permit | NULL | NULL | Draft | NULL | NULL
NULL | NULL | NULL | Mechanical Permit | NULL | NULL | Draft | NULL | MCKIM MECHANICAL
NULL | NULL | NULL | Mechanical Permit | NULL | NULL | Draft | NULL | MCKIM MECHANICAL
NULL | NULL | NULL | Plumbing Permit | NULL | NULL | Withdrawn | NULL | NULL
NULL | NULL | NULL | Plumbing Permit | Residential | Renovation | Draft | Residential - DWV Bathroom + Kitchen + Laundry plumbing and draining | NULL
NULL | NULL | NULL | Electrical Permit | NULL | NULL | Draft | NULL | NULL
NULL | NULL | NULL | Gas Permit | Residential | Renovation | Draft | Residential - replaced boiler | NULL
NULL | NULL | NULL | Plumbing Permit | NULL | NULL | Draft | NULL | NULL
NULL | NULL | NULL | Electrical Permit | NULL | NULL | Draft | NULL | NULL
NULL | NULL | NULL | Mechanical Permit | NULL | NULL | Draft | NULL | NULL
NULL | NULL | NULL | Electrical Permit | Commercial | New | Draft | Installation / Repair - Commercial - | NULL
NULL | NULL | NULL | Electrical Permit | NULL | NULL | Draft | NULL | NULL
NULL | NULL | NULL | Electrical Permit | Residential | NULL | Draft | Installation / Repair - Residential - Hello, I'm hoping to install an outdoor sauna operated by a 6 Kw or 9 Kw heater. I wonder if this requires a permit and if so, I'd love to apply for a permit. | NULL
NULL | NULL | NULL | Plumbing Permit | NULL | NULL | Draft | NULL | NULL
NULL | NULL | NULL | Mechanical Permit | NULL | NULL | Draft | NULL | NULL
NULL | NULL | NULL | Plumbing Permit | Commercial | New | Draft | Commercial - Water station | Westrim Plumbing & Heating Ltd
NULL | NULL | NULL | Gas Permit | NULL | NULL | Draft | NULL | NULL
NULL | NULL | NULL | Electrical Permit | NULL | NULL | Draft | NULL | NULL
NULL | NULL | NULL | Mechanical Permit | NULL | NULL | Draft | NULL | NULL
EP-2023-10716 | 2023-12-15 | NULL | Electrical Permit | Commercial | Renovation | Issued | Installation / Repair - Commercial - Relocate existing street light luminaire; install triplex from pole on Davie St to new location. Remove light pole and return to City works department | Alpine Electric Ltd
NULL | NULL | NULL | Plumbing Permit | NULL | NULL | Draft | NULL | NULL
NULL | NULL | NULL | Electrical Permit | NULL | NULL | Draft | NULL | NULL
EP-2023-10719 | 2023-11-29 | NULL | Electrical Permit | Commercial | New | Completed | Installation / Repair - Commercial - Shaw power supply on BC Hydro pole # 2306427 close to premises - 2221 Ontario st. | Harbourview Electric Ltd
NULL | NULL | NULL | Mechanical Permit | NULL | NULL | Draft | NULL | NULL
NULL | NULL | NULL | Electrical Permit | Commercial | New | Draft | Installation / Repair - Commercial - installing complete new 200A electrical service as per Drawings for the installation of New Rogers cellular pole. | Wesbell Technologies (West) Inc.
NULL | NULL | NULL | Plumbing Permit | NULL | NULL | Draft | NULL | Lucky Five Eight Plumbing & Heating Ltd
NULL | NULL | NULL | Gas Permit | Residential | Renovation - Dwelling Unit(s) only | Withdrawn | Residential - Replace existing natural gas furnace with new 96% efficiency natural gas furnace | NULL
NULL | NULL | NULL | Electrical Permit | NULL | NULL | Draft | NULL | NULL
NULL | NULL | NULL | Electrical Permit | NULL | NULL | Draft | NULL | NULL
PP-2023-04194 | NULL | NULL | Plumbing Permit | Residential | Renovation | Cancelled | Residential - ***USA*** 15' trench spot repair sewer line | Roto-Rooter Services Co
NULL | NULL | NULL | Sprinkler Permit | NULL | NULL | Draft | NULL | NULL
NULL | NULL | NULL | Plumbing Permit | NULL | NULL | Draft | NULL | NULL
NULL | NULL | NULL | Gas Permit | Residential | Renovation | Draft | Residential - Replacement of HWT | NULL
NULL | NULL | NULL | Electrical Permit | NULL | NULL | Draft | NULL | NULL
NULL | NULL | NULL | Plumbing Permit | NULL | NULL | Draft | NULL | NULL
NULL | NULL | NULL | Plumbing Permit | NULL | NULL | Draft | NULL | NULL
NULL | NULL | NULL | Gas Permit | NULL | NULL | Draft | NULL | Ashton Service Group/Ashton Mechanical Ltd.
NULL | NULL | NULL | Electrical Permit | Residential | NULL | Draft | Installation / Repair - Residential - Replace the broken cable between breaker and meter jar. | NULL
NULL | NULL | NULL | Sprinkler Permit | NULL | NULL | Draft | NULL | 0777792 BC Ltd
NULL | NULL | NULL | Mechanical Permit | NULL | NULL | Withdrawn | NULL | NULL
NULL | NULL | NULL | Plumbing Permit | NULL | NULL | Draft | NULL | NULL
NULL | NULL | NULL | Mechanical Permit | NULL | NULL | Draft | NULL | NULL
NULL | NULL | NULL | Mechanical Permit | NULL | NULL | Draft | NULL | NULL
NULL | NULL | NULL | Gas Permit | NULL | NULL | Draft | NULL | JOT MECHANICAL LTD
NULL | NULL | NULL | Gas Permit | NULL | NULL | Draft | NULL | NULL
NULL | NULL | NULL | Electrical Permit | Commercial | NULL | Draft | Installation / Repair - Commercial - Install wiring & connect new Heat Pump | Pattullo Electrical Installations Ltd
NULL | NULL | NULL | Plumbing Permit | Commercial | Renovation | Draft | Commercial - Replacing a shower base with mop sink and adding a new hand wash sink | NULL
NULL | NULL | NULL | Plumbing Permit | Residential | New | Draft | Residential - one outside sump | NULL
NULL | NULL | NULL | Electrical Permit | NULL | NULL | Draft | NULL | NULL
NULL | NULL | NULL | Sprinkler Permit | NULL | NULL | Draft | NULL | NULL
NULL | NULL | NULL | Sprinkler Permit | NULL | NULL | Draft | NULL | NULL
NULL | NULL | NULL | Electrical Permit | Residential | Renovation | Draft | Temporary Power - Residential - To provide temporary power. | NULL
NULL | NULL | NULL | Electrical Permit | NULL | NULL | Draft | NULL | NULL
NULL | NULL | NULL | Electrical Permit | NULL | NULL | Draft | NULL | NULL
NULL | NULL | NULL | Electrical Permit | NULL | NULL | Draft | NULL | NULL
NULL | NULL | NULL | Electrical Permit | Commercial | NULL | Draft | Annual / Operating - Annual electrical permit renewal from EP-2021-09056 Valid from Nov 29th, 2022 to Nov 29th, 2023 General electrical work through-out the building Small electrical jobs as: lights, ballasts, switches, lamps | MDE Enterprises Ltd
NULL | NULL | NULL | Electrical Permit | Commercial | NULL | Draft | Annual / Operating - Annual electrical permit renewal from EP-2021-09056 Valid from Nov 29th, 2022 to Nov 29th, 2023 General electrical work through-out the building Small electrical jobs as: lights, ballasts, switches, lamps | MDE Enterprises Ltd
NULL | NULL | NULL | Gas Permit | NULL | Renovation | Draft | - Furnace replacement and water heater replacement | NULL
NULL | NULL | NULL | Mechanical Permit | NULL | NULL | Draft | NULL | NULL
NULL | NULL | NULL | Mechanical Permit | NULL | NULL | Draft | NULL | NULL
NULL | NULL | NULL | Plumbing Permit | Residential | New | Draft | Residential - Install a backflow preventer at a new residential property | NULL
NULL | NULL | NULL | Plumbing Permit | NULL | NULL | Draft | NULL | NULL
NULL | NULL | NULL | Mechanical Permit | NULL | NULL | Withdrawn | NULL | NULL
NULL | NULL | NULL | Gas Permit | Residential | Renovation | Draft | Residential - Replacement of one gas insert | Bridge Woodworks Mfg Ltd
NULL | NULL | NULL | Gas Permit | Residential | Tenant Improvement | Draft | Residential - re and re | NULL
NULL | NULL | NULL | Electrical Permit | NULL | NULL | Draft | NULL | NULL
NULL | NULL | NULL | Gas Permit | NULL | NULL | Draft | NULL | NULL
NULL | NULL | NULL | Electrical Permit | NULL | NULL | Draft | NULL | NULL
NULL | NULL | NULL | Mechanical Permit | NULL | NULL | Draft | NULL | NULL
NULL | NULL | NULL | Gas Permit | NULL | NULL | Draft | NULL | NULL
NULL | NULL | NULL | Mechanical Permit | NULL | NULL | Draft | NULL | NULL
NULL | NULL | NULL | Electrical Permit | Commercial | Addition | Draft | Installation / Repair - Commercial - Installation of wiring for heat pump | Pattullo Electrical Installations Ltd
NULL | NULL | NULL | Electrical Permit | Commercial | NULL | Draft | Annual / Operating | NULL
NULL | NULL | NULL | Electrical Permit | Commercial | NULL | Draft | Annual / Operating | NULL
NULL | NULL | NULL | Electrical Permit | NULL | NULL | Draft | NULL | NULL
NULL | NULL | NULL | Plumbing Permit | Commercial | Renovation | Draft | Commercial - ground work rough in and finishing 50 GPM GI - 3-comp - mop >DB: Change of Use from Office (Group D) to Restaurant Class 1 (Group A2, Low occupant load, to be classified as Group D as per 3.1.2.6), and provide tenant improvement for the new tenant, Freshslice Pizza, in this existing mix-used building. Scope of work includes new kitchen operation and 18 seats in the dining area. Maximum occupant load cannot exceed 25 persons including staff. | JCHY Construction Ltd
NULL | NULL | NULL | Electrical Permit | NULL | NULL | Draft | NULL | NULL
NULL | NULL | NULL | Electrical Permit | NULL | NULL | Draft | NULL | NULL
NULL | NULL | NULL | Plumbing Permit | NULL | NULL | Draft | NULL | NULL
NULL | NULL | NULL | Plumbing Permit | NULL | NULL | Draft | NULL | NULL
NULL | NULL | NULL | Electrical Permit | Residential | NULL | Withdrawn | Installation / Repair - Residential - pigtailing all devices and safety check for insurance purposes | NULL
NULL | NULL | NULL | Electrical Permit | Residential | New | Draft | Installation / Repair - Residential - Electrical plan | NULL
EP-2023-10839 | 2023-12-01 | NULL | Electrical Permit | Commercial | Addition | Issued | Installation / Repair - Commercial - Installation of new underground raceway, junction boxes, kiosk pad, grounding, to existing traffic signal at Main St. and E. 41st Ave. Charge to SAP Network # CET1695433. | City of Vancouver
NULL | NULL | NULL | Plumbing Permit | NULL | NULL | Draft | NULL | NULL
EP-2023-10912 | 2023-12-05 | NULL | Electrical Permit | Commercial | NULL | Issued | Movie Set / Filming - To allow for Movie Set/Filming Applicant shall provide completed Contractor Declaration form, and dates of filming and associated location(s) to csinspection.clerks@vancouver.ca prior to the commencement of filming. Visit vancouver.ca/inspections for more details. | TB Productions Inc
EP-2023-10822 | 2023-12-01 | NULL | Electrical Permit | Commercial | NULL | Expired | Movie Set / Filming - To allow for Movie Set/Filming Applicant shall provide completed Contractor Declaration form, and dates of filming and associated location(s) to csinspection.clerks@vancouver.ca prior to the commencement of filming. Visit vancouver.ca/inspections for more details. | Circle Productions Ltd
NULL | NULL | NULL | Plumbing Permit | Residential | New | Draft | Residential - plumbing | NULL
NULL | NULL | NULL | Sprinkler Permit | NULL | NULL | Draft | NULL | NULL
NULL | NULL | NULL | Electrical Permit | NULL | NULL | Withdrawn | NULL | NULL
NULL | NULL | NULL | Electrical Permit | NULL | NULL | Draft | NULL | NULL
NULL | NULL | NULL | Electrical Permit | Commercial | New | Draft | Installation / Repair - Commercial - Installation of underground electrical and communication conduits | NULL
NULL | NULL | NULL | Electrical Permit | NULL | NULL | Draft | NULL | NULL
NULL | NULL | NULL | Gas Permit | Residential | Tenant Improvement | Draft | Residential - Install furnace | NULL
NULL | NULL | NULL | Electrical Permit | NULL | NULL | Draft | NULL | NULL
NULL | NULL | NULL | Plumbing Permit | NULL | New | Draft | NULL | NULL
NULL | NULL | NULL | Electrical Permit | NULL | NULL | Draft | NULL | NULL
NULL | NULL | NULL | Mechanical Permit | NULL | NULL | Draft | NULL | NULL
NULL | NULL | NULL | Mechanical Permit | NULL | NULL | Draft | NULL | Killarney Mechanical Ltd
NULL | NULL | NULL | Plumbing Permit | Commercial | Renovation | Draft | Commercial - Replacing shower base with mop sink and add new hand wash sink | NULL
NULL | NULL | NULL | Mechanical Permit | NULL | NULL | Draft | NULL | Apple Mechanical Ltd
NULL | NULL | NULL | Plumbing Permit | NULL | NULL | Withdrawn | NULL | NULL
NULL | NULL | NULL | Electrical Permit | NULL | NULL | Draft | NULL | NULL
NULL | NULL | NULL | Plumbing Permit | NULL | NULL | Draft | NULL | WDR CONTRACTING LTD
NULL | NULL | NULL | Electrical Permit | Residential | Renovation | Draft | Installation / Repair - Residential - Wiring for mini split heat pump unit. | Mountain Point Electrical Inc.
NULL | NULL | NULL | Mechanical Permit | NULL | NULL | Draft | NULL | DAYLIGHT HEATING AND AIR CONDITIONING LTD
NULL | NULL | NULL | Electrical Permit | Commercial | Tenant Improvement | Draft | Installation / Repair - Commercial - Low voltage wiring | NULL
NULL | NULL | NULL | Electrical Permit | Residential | New | Draft | Temporary Power - Residential - To provide temporary power. | Hitech Electric Inc
NULL | NULL | NULL | Sprinkler Permit | NULL | NULL | Draft | NULL | NULL
NULL | NULL | NULL | Electrical Permit | NULL | NULL | Draft | NULL | NULL
NULL | NULL | NULL | Electrical Permit | Commercial | Tenant Improvement | Draft | Installation / Repair - Commercial - lighting replace and switch install | NULL
NULL | NULL | NULL | Electrical Permit | Residential | Renovation - Dwelling Unit(s) only | Draft | Installation / Repair - Residential - Changing out an old panel in an apartment to a new panel of the same capacity | NULL
NULL | NULL | NULL | Plumbing Permit | NULL | NULL | Draft | NULL | NULL
NULL | NULL | NULL | Plumbing Permit | NULL | NULL | Draft | NULL | NULL
NULL | NULL | NULL | Electrical Permit | NULL | NULL | Withdrawn | Installation / Repair - | NULL
NULL | NULL | NULL | Plumbing Permit | NULL | NULL | Draft | NULL | NULL
NULL | NULL | NULL | Electrical Permit | NULL | NULL | Draft | NULL | NULL
NULL | NULL | NULL | Electrical Permit | NULL | NULL | Withdrawn | NULL | NULL
NULL | NULL | NULL | Electrical Permit | NULL | NULL | Draft | NULL | NULL
NULL | NULL | NULL | Electrical Permit | Residential | Renovation | Draft | Installation / Repair - Residential - Kitchen renovation | NULL
NULL | NULL | NULL | Plumbing Permit | NULL | NULL | Draft | NULL | NULL
NULL | NULL | NULL | Electrical Permit | Commercial | New | Draft | Installation / Repair - Commercial | NULL
NULL | NULL | NULL | Plumbing Permit | NULL | NULL | Draft | NULL | NULL
EP-2023-11241 | 2023-12-19 | NULL | Electrical Permit | Commercial | Addition | Issued | Installation / Repair - Commercial - Install underground raceway, bases, street light poles, luminaires, traffic signals on the block of Homer, W Georgia, Dumsmuir and Hamilton Full block of 349 W Georgia | Orion Electrical Systems
NULL | NULL | NULL | Electrical Permit | Commercial | Addition | Draft | Installation / Repair - Commercial - low voltage wiring | Vantech Electric Ltd
NULL | NULL | NULL | Sprinkler Permit | NULL | NULL | Draft | NULL | NULL
NULL | NULL | NULL | Plumbing Permit | Residential | New | Draft | Residential - plumbing | NULL
NULL | NULL | NULL | Electrical Permit | NULL | NULL | Draft | NULL | NULL
NULL | NULL | NULL | Electrical Permit | Residential | New | Draft | Temporary Power - Residential - To provide temporary power. | NULL
NULL | NULL | NULL | Electrical Permit | NULL | NULL | Draft | NULL | NULL
NULL | NULL | NULL | Electrical Permit | Commercial | Renovation | Draft | Installation / Repair - Commercial - install new data lines in unit | Chris Ovington dba O & H Services
NULL | NULL | NULL | Electrical Permit | NULL | NULL | Draft | NULL | NULL
NULL | NULL | NULL | Electrical Permit | Commercial | Renovation | Draft | Installation / Repair - Commercial - Installing Ceiling heaters at Patios of Chop Restaurant | NULL
EP-2023-10910 | 2023-12-06 | NULL | Electrical Permit | Commercial | NULL | Issued | Movie Set / Filming - To allow for Movie Set/Filming Applicant shall provide completed Contractor Declaration form, and dates of filming and associated location(s) to csinspection.clerks@vancouver.ca prior to the commencement of filming. Visit vancouver.ca/inspections for more details. | PICO PRODUCTIONS (BC) LIMITED
NULL | NULL | NULL | Electrical Permit | Commercial | NULL | Draft | Movie Set / Filming - To allow for Movie Set/Filming Applicant shall provide completed Contractor Declaration form, and dates of filming and associated location(s) to csinspection.clerks@vancouver.ca prior to the commencement of filming. Visit vancouver.ca/inspections for more details. | NULL
NULL | NULL | NULL | Electrical Permit | NULL | NULL | Withdrawn | NULL | NULL
NULL | NULL | NULL | Electrical Permit | NULL | Addition | Withdrawn | Installation / Repair - - NEW WIRING FOR ELECTRIC STOVE | NULL
NULL | NULL | NULL | Gas Permit | Residential | Renovation | Draft | Residential - Furnace and water heater replaced | Midtown Heating & Cooling Ltd
NULL | NULL | NULL | Sprinkler Permit | Commercial | Tenant Improvement | Withdrawn | Commercial - adding sprinklers >BP: Interior alterations to consolidate 2 CRU spaces into one, renovate and add a mezzanine in this existing industrial building; change of use from Food & Beverage Manufacturing (F2) to Miscellaneous Products Manufacturing Class B (F2) with ancillary Retail use. *This permit has been reviewed under the provisions of VBBL 2019.* REVISION 1: Revisions to the interior layout on Ground Floor (S.Yoo) ISSUED: Sept. 14, 2023 *****This application does not include any of the following: 1. Not more than 20 sprinklers (add, relocate, or remove), 2. hydraulic calculations, 3. change in occupancy and /or hazard classification, 4. warehouse storage arrangements, 5. mobile compact storage arrangements, 6. alternative solutions, 7. changes to the sprinkler system supply piping (e.g. valves, mains, cross-mains, branch-lines, etc.), or 8. flexible sprinkler pipe. | Real Tech Fire Protection Ltd
NULL | NULL | NULL | Mechanical Permit | NULL | NULL | Draft | NULL | NULL
NULL | NULL | NULL | Mechanical Permit | NULL | NULL | Draft | NULL | NULL
NULL | NULL | NULL | Electrical Permit | Commercial | Renovation | Draft | Installation / Repair - Commercial - Installing Patios Heaters system | NULL
NULL | NULL | NULL | Electrical Permit | NULL | NULL | Draft | NULL | NULL
NULL | NULL | NULL | Electrical Permit | NULL | NULL | Draft | NULL | NULL
NULL | NULL | NULL | Electrical Permit | NULL | NULL | Draft | NULL | NULL
NULL | NULL | NULL | Plumbing Permit | NULL | NULL | Draft | NULL | NULL
NULL | NULL | NULL | Plumbing Permit | Residential | Addition | Draft | Residential - Scope of work : - 1.) Construction of new powder room on main floor 2.) Construction of washroom on upper floor. | NULL
NULL | NULL | NULL | Electrical Permit | NULL | NULL | Draft | NULL | NULL
NULL | NULL | NULL | Sprinkler Permit | NULL | NULL | Draft | Commercial - Change 6 heads from pendent to upright position | NULL
NULL | NULL | NULL | Electrical Permit | Commercial | New | Draft | Installation / Repair - Commercial - electrical | Bay Hill Contracting Ltd
NULL | NULL | NULL | Electrical Permit | Commercial | Addition | Draft | Temporary Power - Commercial - To provide temporary power. | SUNVIEW ELECTRICAL LTD
NULL | NULL | NULL | Electrical Permit | Commercial | NULL | Draft | Annual / Operating - Annual Electrical Operating Permit Two (2) walkthrough and reports, maintenance worklog to be onsite VALID: NOV 11, 2021 to NOV 10, 2022 EP-2020-08698: Expired | Nightingale Electric Ltd
NULL | NULL | NULL | Gas Permit | Residential | Renovation | Draft | Residential - replacement of combination space heating and domestic hot water heating boler | NULL
NULL | NULL | NULL | Electrical Permit | Commercial | NULL | Draft | Annual / Operating - Annual Electrical Operating Permit Two (2) walkthrough and reports, maintenance worklog to be onsite VALID: NOV 11, 2021 to NOV 10, 2022 EP-2020-08698: Expired | Nightingale Electric Ltd
NULL | NULL | NULL | Electrical Permit | Residential | New | Withdrawn | Installation / Repair - Residential | NULL
NULL | NULL | NULL | Electrical Permit | Residential | Renovation | Draft | Installation / Repair - Residential - Kitchen renovation | NULL
NULL | NULL | NULL | Electrical Permit | NULL | NULL | Withdrawn | NULL | NULL
NULL | NULL | NULL | Electrical Permit | NULL | NULL | Draft | NULL | NULL
NULL | NULL | NULL | Electrical Permit | NULL | NULL | Draft | NULL | NULL
NULL | NULL | NULL | Electrical Permit | Residential | Renovation | Draft | Installation / Repair - Residential - installation of heat pump | NULL
NULL | NULL | NULL | Plumbing Permit | NULL | NULL | Draft | NULL | NULL
NULL | NULL | NULL | Gas Permit | NULL | NULL | Draft | NULL | NULL
NULL | NULL | NULL | Gas Permit | NULL | NULL | Draft | NULL | NULL
NULL | NULL | NULL | Electrical Permit | NULL | NULL | Draft | NULL | NULL
NULL | NULL | NULL | Plumbing Permit | Commercial | Addition | Draft | Commercial | NULL
NULL | NULL | NULL | Plumbing Permit | NULL | NULL | Draft | NULL | NULL
NULL | NULL | NULL | Plumbing Permit | NULL | NULL | Draft | NULL | NULL
NULL | NULL | NULL | Electrical Permit | Commercial | NULL | Draft | Annual / Operating - New Construction | NULL
NULL | NULL | NULL | Mechanical Permit | NULL | NULL | Withdrawn | NULL | NULL
NULL | NULL | NULL | Plumbing Permit | Residential | Renovation | Withdrawn | Residential - Remove poly B waterlines and install new pex waterlines | High End Plumbing & Heating Ltd
NULL | NULL | NULL | Plumbing Permit | Residential | New | Draft | Residential - Laneway house | Gateway Landscaping & Excavating Ltd
NULL | NULL | NULL | Mechanical Permit | NULL | NULL | Withdrawn | NULL | Deep Gas Fitting Ltd.
NULL | NULL | NULL | Plumbing Permit | NULL | NULL | Draft | NULL | WDR CONTRACTING LTD
NULL | NULL | NULL | Mechanical Permit | NULL | NULL | Draft | NULL | NULL
NULL | NULL | NULL | Plumbing Permit | NULL | NULL | Draft | NULL | NULL
NULL | NULL | NULL | Gas Permit | NULL | NULL | Draft | NULL | NULL
NULL | NULL | NULL | Mechanical Permit | NULL | NULL | Draft | NULL | NULL
NULL | NULL | NULL | Mechanical Permit | NULL | NULL | Draft | NULL | NULL
NULL | NULL | NULL | Electrical Permit | Residential | Renovation | Draft | Installation / Repair - Residential - Adding lights and receptacles to an unfinished storage area | Paul A Schipizky
NULL | NULL | NULL | Plumbing Permit | NULL | NULL | Draft | NULL | NULL
NULL | NULL | NULL | Gas Permit | NULL | NULL | Draft | NULL | BOILERS & BEYOND HEATING & COOLING LTD
NULL | NULL | NULL | Electrical Permit | Commercial | Renovation | Draft | Installation / Repair - Commercial - Install new panel, install pot lights, install new plug and switches, install new light fixtures and microwave oven combination unit. >BP: #101 Interior alterations to provide improvements to dwelling unit #101 on the ground floor of this multiple dwelling building on this site. OK for DTI per W. Wong October 24, 2023 Note: Structural Schedule B maybe required by building inspector to be determined on site. | Thunder Electrical Ltd
NULL | NULL | NULL | Electrical Permit | NULL | NULL | Draft | NULL | NULL
NULL | NULL | NULL | Gas Permit | NULL | NULL | Draft | NULL | NULL
NULL | NULL | NULL | Plumbing Permit | Commercial | New | Draft | Commercial - Underground scope including foundation and parkade construction for a 92-unit townhome development | NULL
NULL | NULL | NULL | Electrical Permit | Residential | Renovation | Draft | Installation / Repair - Residential - Kitchen renovation | Stay Current Contracting Ltd
NULL | NULL | NULL | Plumbing Permit | NULL | NULL | Draft | NULL | NULL
NULL | NULL | NULL | Plumbing Permit | Commercial | New | Withdrawn | Commercial - 28 story concrete building consisting of 258 suites, CRU and office spaces | NULL
NULL | NULL | NULL | Electrical Permit | Residential | Renovation | Draft | Installation / Repair - Residential - Kitchen renovation | Stay Current Contracting Ltd
NULL | NULL | NULL | Plumbing Permit | NULL | NULL | Draft | NULL | NULL
NULL | NULL | NULL | Plumbing Permit | NULL | NULL | Draft | NULL | NULL
NULL | NULL | NULL | Plumbing Permit | Residential | New | Draft | Residential - One sump out of the lane way house | Jewel Mini Excavating Ltd
NULL | NULL | NULL | Gas Permit | NULL | NULL | Withdrawn | NULL | NULL
NULL | NULL | NULL | Electrical Permit | Commercial | New | Draft | Temporary Power - Commercial - To provide temporary power. VALID: NOV 30/2022 TO NOV 29/2023 ** Amend 12/20/2022** . Amend electrical permit to reflect actual service characteristics (Should be single phase 3 wire instead of single phase 2 wire) | Ross Morrison Electrical Ltd
NULL | NULL | NULL | Mechanical Permit | NULL | NULL | Draft | NULL | NULL
NULL | NULL | NULL | Plumbing Permit | NULL | NULL | Draft | NULL | NULL
NULL | NULL | NULL | Electrical Permit | NULL | NULL | Withdrawn | NULL | NULL
NULL | NULL | NULL | Electrical Permit | Commercial | NULL | Withdrawn | Annual / Operating | NULL
NULL | NULL | NULL | Sprinkler Permit | NULL | NULL | Draft | NULL | Allright Sprinklers Ltd
NULL | NULL | NULL | Mechanical Permit | NULL | NULL | Draft | NULL | NULL
NULL | NULL | NULL | Gas Permit | Residential | Renovation | Draft | Residential - hot water tank replacement | Reid Brothers Plumbing & Heating Ltd
EP-2023-10967 | 2023-12-06 | NULL | Electrical Permit | Commercial | NULL | Expired | Movie Set / Filming - To allow for Movie Set/Filming Applicant shall provide completed Contractor Declaration form, and dates of filming and associated location(s) to csinspection.clerks@vancouver.ca prior to the commencement of filming. Visit vancouver.ca/inspections for more details. | The Capital Media Company Inc
NULL | NULL | NULL | Sprinkler Permit | NULL | NULL | Draft | Commercial - Two sprinkers heads to be added >BP: #2001 - 20th Floor Interior alterations to provide improvements to this existing office tenant on the 20th floor (#2001) in this existing commercial building on this site. Scope of work: Remove and replace walls, floors and doors. New millwork/kitchen, electrical and plumbing work to suit. *****This application does not include any of the following: 1. Not more than 20 sprinklers (add, relocate, or remove), 2. hydraulic calculations, 3. change in occupancy and /or hazard classification, 4. warehouse storage arrangements, 5. mobile compact storage arrangements, 6. alternative solutions, 7. changes to the sprinkler system supply piping (e.g. valves, mains, cross-mains, branch-lines, etc.), or 8. flexible sprinkler pipe. Dec 6/23-AMEND To cancel and request refund less admin fee | BC FIRE SPRINKLERS--Gordon Knight
NULL | NULL | NULL | Electrical Permit | NULL | NULL | Draft | NULL | NULL
NULL | NULL | NULL | Plumbing Permit | NULL | NULL | Draft | NULL | NULL
NULL | NULL | NULL | Electrical Permit | NULL | NULL | Draft | NULL | NULL
NULL | NULL | NULL | Electrical Permit | NULL | NULL | Draft | NULL | NULL
NULL | NULL | NULL | Plumbing Permit | Commercial | Addition | Draft | Commercial - Cross connection survey backflow installation | NULL
NULL | NULL | NULL | Gas Permit | NULL | NULL | Draft | NULL | NULL
NULL | NULL | NULL | Electrical Permit | NULL | NULL | Draft | NULL | NULL
NULL | NULL | NULL | Mechanical Permit | NULL | NULL | Draft | NULL | NULL
NULL | NULL | NULL | Mechanical Permit | NULL | NULL | Draft | NULL | NULL
NULL | NULL | NULL | Gas Permit | Commercial | Renovation | Draft | Commercial - 2 Boiler Installations | NULL
NULL | NULL | NULL | Electrical Permit | Commercial | New | Draft | Installation / Repair - Commercial - This is new construction multi family residential consisting of 87 units. >BP: To construct a 6 storey wood frame residential building (Heather Place Building B) consisting of 87 affordable rental dwelling units and a day care unit for 8 or less children at the 1 st floor, all over one level of underground parking, as approved under the DPMA DP-2021-00881. Note: This 6 storey Heather Place Building B is part of a larger development approved under the DE418891. The developer decided to split the work into two Phases: - Phase I includes only Building B - Phase II incudes only Building C. Building B and Building C share common entrance to underground parkade connected via a vehicle opening at the imaginary line separating Phase I and Phase II. Note: This is a combustible building constructed to 3.2.2.50 requirements per VBBL 2019. The childcare facility on the first floor is allowed to accommodate only 8 (eight) children in order to be considered group C major occupancy and to allow combustible construction. Any increase of capacity of the child care would classify this facility as A-2 major occupancy, and will require the child care to be separated by a fire separation with at least a 2 hr. fire-resistance rating constructed of concrete, masonry, or encapsulated mass timber. 12-June-2023 - Full Construction Stage issued. 13-Oct-2023 - Rev#1 issued. Changes to shoring arrangement to south wall. | Berts Electric (2001) Ltd
NULL | NULL | NULL | Mechanical Permit | NULL | NULL | Draft | NULL | NULL
EP-2023-10989 | 2023-12-08 | NULL | Electrical Permit | Commercial | NULL | Expired | Movie Set / Filming - To allow for Movie Set/Filming Applicant shall provide completed Contractor Declaration form, and dates of filming and associated location(s) to csinspection.clerks@vancouver.ca prior to the commencement of filming. Visit vancouver.ca/inspections for more details. | Eastcherry Media Inc
NULL | NULL | NULL | Electrical Permit | NULL | NULL | Draft | NULL | NULL
MP-2023-02184 | NULL | NULL | Mechanical Permit | NULL | NULL | Withdrawn | NULL | Microwind Contracting Ltd
NULL | NULL | NULL | Electrical Permit | Commercial | New | Draft | Installation / Repair - Commercial - Replace 5 ton cooling system. New breaker and teck cabling required. | NULL
NULL | NULL | NULL | Mechanical Permit | NULL | NULL | Draft | NULL | NULL
NULL | NULL | NULL | Mechanical Permit | NULL | NULL | Draft | NULL | Cool King Refrigeration Ltd
NULL | NULL | NULL | Electrical Permit | Commercial | NULL | Draft | Annual / Operating | NULL
EP-2023-10992 | 2023-12-08 | NULL | Electrical Permit | Commercial | Addition | Issued | Installation / Repair - Commercial - Supply and install conduit, base, junction box and wiring Supply and install Qty:1 streetlight 124W, Upgrade light fixture on Qty:2 poles 49W. | Bay Hill Contracting Ltd
NULL | NULL | NULL | Electrical Permit | Commercial | Renovation | Draft | Installation / Repair - Commercial - Renovation of repair facility | NULL
NULL | NULL | NULL | Gas Permit | Residential | Renovation | Draft | Residential - replacemnnt hot water tank | NULL
NULL | NULL | NULL | Plumbing Permit | NULL | NULL | Draft | NULL | NULL
NULL | NULL | NULL | Sprinkler Permit | NULL | NULL | Draft | NULL | NULL
NULL | NULL | NULL | Electrical Permit | Commercial | NULL | Withdrawn | Annual / Operating | NULL
NULL | NULL | NULL | Electrical Permit | Residential | Renovation | Withdrawn | Installation / Repair - Residential - New 200 amp Service mast with new bc hydro meter mounted on side of garage and installing two 100 amp sub panels. one new panel on top floor and refeed old 100amp panel. | NULL
NULL | NULL | NULL | Electrical Permit | NULL | NULL | Withdrawn | NULL | NULL
NULL | NULL | NULL | Electrical Permit | NULL | NULL | Withdrawn | NULL | NULL
NULL | NULL | NULL | Electrical Permit | Commercial | NULL | Withdrawn | Annual / Operating | NULL
NULL | NULL | NULL | Mechanical Permit | NULL | NULL | Draft | NULL | NULL
NULL | NULL | NULL | Mechanical Permit | NULL | NULL | Draft | NULL | NULL
NULL | NULL | NULL | Gas Permit | Residential | Addition | Withdrawn | Residential - re and re gas range | Christopher Sterling
EP-2023-11013 | 2023-12-08 | NULL | Electrical Permit | Commercial | NULL | Expired | Movie Set / Filming - To allow for Movie Set/Filming Applicant shall provide completed Contractor Declaration form, and dates of filming and associated location(s) to csinspection.clerks@vancouver.ca prior to the commencement of filming. Visit vancouver.ca/inspections for more details. | The Capital Media Company Inc
NULL | NULL | NULL | Mechanical Permit | NULL | NULL | Draft | NULL | NULL
NULL | NULL | NULL | Electrical Permit | NULL | NULL | Withdrawn | NULL | NULL
NULL | NULL | NULL | Gas Permit | Commercial | Renovation | Draft | Commercial | NULL
NULL | NULL | NULL | Electrical Permit | NULL | NULL | Draft | NULL | NULL
NULL | NULL | NULL | Mechanical Permit | NULL | NULL | Draft | NULL | BD Plumbing
NULL | NULL | NULL | Electrical Permit | Commercial | Renovation | Draft | Temporary Power - Commercial - To provide temporary power. VALID: NOV 30/2022 TO NOV 29/2023 ** Amend 12/20/2022** . Amend electrical permit to reflect actual service characteristics (Should be single phase 3 wire instead of single phase 2 wire) | Ross Morrison Electrical Ltd
NULL | NULL | NULL | Electrical Permit | Commercial | Addition | Draft | Temporary Power - Commercial - To provide temporary power. VALID NOV 30/2022 TO NOV 29/2023 | Ross Morrison Electrical Ltd
NULL | NULL | NULL | Electrical Permit | Commercial | Addition | Draft | Temporary Power - Commercial - To provide temporary power. VALID: NOV 30/2022 TO NOV 29/2023 | Ross Morrison Electrical Ltd
EP-2023-11040 | NULL | NULL | Electrical Permit | Commercial | Addition | Application Incomplete | Temporary Power - Commercial - To provide temporary power. VALID: NOV 30/2022 TO NOV 29/2023 ** Amend 12/20/2022** . Amend electrical permit to reflect actual service characteristics (Should be single phase 3 wire instead of single phase 2 wire) | Ross Morrison Electrical Ltd
NULL | NULL | NULL | Mechanical Permit | NULL | NULL | Draft | NULL | NULL
NULL | NULL | NULL | Plumbing Permit | Commercial | New | Draft | Commercial - Plumbing work. >BP: Interior alterations only to provide tenant improvements for this Retail Limited Food Store at 1696 Robson Street at this existing mixed-use building on site. Scope of work includes : wall removal, new walls, doors, equipment's, plumbing and electrical work. 1. Class 5 Cooking Operations (No Hood): 2. Appliances are less than or equal to 6 kW Schedule B Plumbing - Alex Z.Q. Li, P.Eng - 778-323-1368 - ali@liaengineering.com | Westin Plumbing & Heating Ltd
NULL | NULL | NULL | Electrical Permit | Commercial | NULL | Withdrawn | Annual / Operating - None | 0965676 BC Ltd
NULL | NULL | NULL | Plumbing Permit | NULL | NULL | Draft | NULL | NULL
NULL | NULL | NULL | Plumbing Permit | NULL | NULL | Draft | NULL | NULL
NULL | NULL | NULL | Plumbing Permit | NULL | NULL | Draft | NULL | NULL
NULL | NULL | NULL | Electrical Permit | Commercial | Renovation | Draft | Installation / Repair - Commercial - Relocating oven location which required to extend 10/2 BX to be extended by 6 meter. Installing low voltage strip lights in the bathroom. | NULL
NULL | NULL | NULL | Gas Permit | Residential | New | Withdrawn | Residential - To replace an old heating boiler. with a new Rinnai heating boiler. all associated work will comply with Vancouver city bylaw, gas code and manufacturer's installation guide.. | ALL TIME HEATING PLUMBING & AIR CONDITIONING
NULL | NULL | NULL | Electrical Permit | Commercial | Renovation | Draft | Installation / Repair - Commercial - Installing Patio heaters system | Shawn Electric Ltd
NULL | NULL | NULL | Electrical Permit | NULL | NULL | Draft | NULL | NULL
NULL | NULL | NULL | Electrical Permit | Residential | NULL | Draft | Installation / Repair - Residential - Island outlets, kitchen 9 pot lights, and move light switches for dining room, kitchen and living room lights. | A-Maximum & Sons Electrical And Contracting Co Ltd
NULL | NULL | NULL | Gas Permit | NULL | NULL | Draft | NULL | NULL
NULL | NULL | NULL | Gas Permit | NULL | NULL | Draft | NULL | NULL
NULL | NULL | NULL | Electrical Permit | Commercial | Renovation | Draft | Installation / Repair - Commercial - A renovation show room, wiring and install plugs, lighting system and emergency lights. | NULL
NULL | NULL | NULL | Electrical Permit | NULL | NULL | Withdrawn | NULL | NULL
NULL | NULL | NULL | Electrical Permit | Commercial | NULL | Draft | Annual / Operating - asdf | Pacific Powertech Inc
EP-2023-11081 | 2023-12-11 | NULL | Electrical Permit | Commercial | New | Issued | Installation / Repair - Commercial - Installation of new underground raceway, service cabinet pad, ground plates, junction boxes and 200A, 120/240V, 1-phase, 3W service cabinet for the new traffic signal project at Renfrew and Cambridge intersection. Charge #: CET1413066. | City of Vancouver
NULL | NULL | NULL | Gas Permit | NULL | NULL | Draft | NULL | Ultra Mechanical Ltd
NULL | NULL | NULL | Electrical Permit | NULL | NULL | Draft | NULL | NULL
NULL | NULL | NULL | Electrical Permit | NULL | NULL | Draft | NULL | NULL
NULL | NULL | NULL | Plumbing Permit | NULL | NULL | Draft | NULL | NULL
NULL | NULL | NULL | Electrical Permit | NULL | NULL | Withdrawn | NULL | NULL
NULL | NULL | NULL | Sprinkler Permit | NULL | NULL | Draft | NULL | NULL
NULL | NULL | NULL | Gas Permit | NULL | NULL | Draft | NULL | Westmount Heating Ltd
NULL | NULL | NULL | Sprinkler Permit | NULL | NULL | Draft | NULL | NULL
NULL | NULL | NULL | Electrical Permit | NULL | NULL | Draft | NULL | NULL
EP-2023-11091 | 2023-12-11 | NULL | Electrical Permit | Commercial | NULL | Expired | Movie Set / Filming - To allow for Movie Set/Filming Applicant shall provide completed Contractor Declaration form, and dates of filming and associated location(s) to csinspection.clerks@vancouver.ca prior to the commencement of filming. Visit vancouver.ca/inspections for more details. | Means of Production Inc
NULL | NULL | NULL | Electrical Permit | Commercial | NULL | Withdrawn | Annual / Operating | NULL
NULL | NULL | NULL | Sprinkler Permit | NULL | NULL | Draft | NULL | NULL
NULL | NULL | NULL | Sprinkler Permit | NULL | NULL | Withdrawn | NULL | NULL
NULL | NULL | NULL | Gas Permit | Residential | Renovation | Withdrawn | Residential | NULL
NULL | NULL | NULL | Plumbing Permit | NULL | NULL | Draft | NULL | NULL
NULL | NULL | NULL | Sprinkler Permit | NULL | NULL | Draft | NULL | Metro City Fire Protection Ltd
NULL | NULL | NULL | Gas Permit | Residential | Renovation | Withdrawn | Residential - Upgrade from minigas to viessmann boiler | NULL
NULL | NULL | NULL | Sprinkler Permit | NULL | NULL | Draft | Commercial - Relocate sprinkler heads | NULL
NULL | NULL | NULL | Electrical Permit | NULL | NULL | Draft | NULL | NULL
NULL | NULL | NULL | Electrical Permit | Commercial | Tenant Improvement | Draft | Installation / Repair - Commercial - Installation of 2 light box signs | NULL
NULL | NULL | NULL | Plumbing Permit | Commercial | New | Draft | Commercial - Le Grand Residences Backflow Devices Installation | MLM NATIONAL PLUMBING.COM INC
NULL | NULL | NULL | Electrical Permit | Residential | New | Draft | Installation / Repair - Residential - 221212.3 | TDR Electric Inc
NULL | NULL | NULL | Gas Permit | Residential | Renovation - Dwelling Unit(s) only | Withdrawn | Residential - gas permit inspection | NULL
NULL | NULL | NULL | Plumbing Permit | NULL | NULL | Draft | NULL | Pitt Meadows Plumbing & Mechanical Systems (2001) Ltd
NULL | NULL | NULL | Plumbing Permit | Commercial | NULL | Draft | Commercial | NULL
NULL | NULL | NULL | Electrical Permit | NULL | NULL | Draft | NULL | NULL
NULL | NULL | NULL | Electrical Permit | NULL | NULL | Draft | NULL | NULL
NULL | NULL | NULL | Electrical Permit | Commercial | Tenant Improvement | Draft | Installation / Repair - Commercial - v | Sasco Contractors Ltd
NULL | NULL | NULL | Electrical Permit | NULL | NULL | Draft | NULL | NULL
NULL | NULL | NULL | Gas Permit | Residential | Renovation | Withdrawn | Residential - remove old mini gas boiler, install the Viessman boiler, new vent, connection of gas, electric and condensation lines | NULL
NULL | NULL | NULL | Electrical Permit | Commercial | NULL | Draft | Annual / Operating | NULL
NULL | NULL | NULL | Electrical Permit | Commercial | NULL | Draft | Annual / Operating - a | Wespac Electrical Contractor Ltd
NULL | NULL | NULL | Electrical Permit | NULL | NULL | Draft | NULL | NULL
NULL | NULL | NULL | Sprinkler Permit | NULL | NULL | Draft | NULL | NULL
EP-2023-11113 | 2023-12-12 | NULL | Electrical Permit | Commercial | NULL | Expired | Movie Set / Filming - To allow for Movie Set/Filming Applicant shall provide completed Contractor Declaration form, and dates of filming and associated location(s) to csinspection.clerks@vancouver.ca prior to the commencement of filming. Visit vancouver.ca/inspections for more details. | Oliver Rappard
NULL | NULL | NULL | Electrical Permit | NULL | NULL | Draft | NULL | NULL
EP-2024-00395 | 2024-01-17 | NULL | Electrical Permit | Commercial | NULL | Issued | Movie Set / Filming - To allow for Movie Set/Filming Applicant shall provide completed Contractor Declaration form, and dates of filming and associated location(s) to csinspection.clerks@vancouver.ca prior to the commencement of filming. Visit vancouver.ca/inspections for more details. | Graymail Productions Inc
NULL | NULL | NULL | Electrical Permit | Commercial | NULL | Withdrawn | Annual / Operating | NULL
NULL | NULL | NULL | Electrical Permit | NULL | NULL | Draft | NULL | NULL
NULL | NULL | NULL | Plumbing Permit | NULL | NULL | Draft | NULL | Ainsworth Inc
NULL | NULL | NULL | Electrical Permit | NULL | NULL | Draft | NULL | NULL
NULL | NULL | NULL | Electrical Permit | Commercial | NULL | Draft | Annual / Operating | NULL
NULL | NULL | NULL | Electrical Permit | NULL | NULL | Withdrawn | NULL | NULL
EP-2023-11123 | NULL | NULL | Electrical Permit | NULL | NULL | Withdrawn | Interim - | NULL
NULL | NULL | NULL | Sprinkler Permit | NULL | NULL | Draft | Commercial - Add one (1) sprinkler to the garbage chute. | Viking Fire Protection Inc
NULL | NULL | NULL | Gas Permit | NULL | Renovation | Draft | - hot water tank replacement | NULL
NULL | NULL | NULL | Sprinkler Permit | NULL | NULL | Draft | Residential - Changing old sprinkler heads with new sprinkler heads with same K factor. | Advantage Fire Protection Ltd
NULL | NULL | NULL | Mechanical Permit | NULL | NULL | Draft | NULL | NULL
NULL | NULL | NULL | Plumbing Permit | Commercial | Tenant Improvement | Draft | Commercial - Add handwash sink and inspect un permitted bathroom original owner built. My client just purchased the place and it was existing. | NULL
NULL | NULL | NULL | Electrical Permit | Commercial | NULL | Draft | Annual / Operating | NULL
NULL | NULL | NULL | Electrical Permit | NULL | Renovation | Draft | Installation / Repair - - recepticle | NULL
NULL | NULL | NULL | Gas Permit | Residential | Tenant Improvement | Draft | Residential - Remove old HWT and install Tankless water heater | NULL
NULL | NULL | NULL | Mechanical Permit | NULL | NULL | Draft | NULL | NULL
NULL | NULL | NULL | Plumbing Permit | Commercial | Addition | Draft | Commercial - Add new 100 gpm GI , 4 FD and two hand wash sink | Acetech Plumbing and Heating Ltd
NULL | NULL | NULL | Mechanical Permit | NULL | NULL | Draft | NULL | NULL
NULL | NULL | NULL | Electrical Permit | NULL | NULL | Draft | NULL | NULL
NULL | NULL | NULL | Electrical Permit | Residential | Addition | Draft | Installation / Repair - Residential - install service upgrade overhead 200A | Electrocity Electrical Service Ltd
NULL | NULL | NULL | Electrical Permit | Residential | New | Withdrawn | Installation / Repair - Residential - Installation of a low voltage E-Comm 2-way radio system running off a UPS connected to an existing plug in the communications room. This system includes installation of 14 antennas within the building and coax cabling to them. | NULL
NULL | NULL | NULL | Plumbing Permit | Commercial | New | Draft | Commercial - Per City of Vancouver notice - Need to install two new backflows to prevent contamination of the city water supply from the building due to back pressure or back siphonage. Need to install premises isolation (DCVA) and boiler (RPBA). | Ashton Service Group/Ashton Mechanical Ltd.
NULL | NULL | NULL | Electrical Permit | NULL | NULL | Draft | Installation / Repair - | Sasco Contractors Ltd
NULL | NULL | NULL | Gas Permit | NULL | NULL | Draft | NULL | KC's Plumbing & Heating
NULL | NULL | NULL | Electrical Permit | Commercial | NULL | Draft | Annual / Operating | NULL
NULL | NULL | NULL | Electrical Permit | NULL | NULL | Draft | NULL | NULL
NULL | NULL | NULL | Electrical Permit | NULL | NULL | Draft | NULL | NULL
NULL | NULL | NULL | Electrical Permit | NULL | NULL | Draft | Installation / Repair - - Laundry Freight Elevator: Replace the following with new - elevator disconnect, cab light disconnect, machine room lighting, machine room receptacles, pit receptacle, pit lighting. New phone line from demark, new power for heat pump. New ground from main ground. Garbage Freight Elevator: Replace the following with new - elevator fuses and wiring, cab light fuses and wiring, machine room lighting, pit receptacle, pit lighting. New phone line from demark, new power for heat pump. New ground from main ground. New battery pack in machine room. 120v for lobby panel. New 120v/30A disconnect in machine room. 5 relays in machine room for FEO. New smoke detector in 3rd fl lobby and pit. Garbage Compactor: Replace lighting in 3rd floor tipper area. Replace 30A disconnect to new tipper. Install 2" rigid conduit to compactor. Replace 100A disconnects for compactors. Reuse and reconnect PLC panel alarms | Sasco Contractors Ltd
EP-2023-11154 | 2023-12-13 | NULL | Electrical Permit | Commercial | Renovation | Completed | Installation / Repair - Commercial - Remove existing traffic signal pole and base / install new signal pole and base Location: Intersection of E 12th Ave and Commercial Drive | Trans-Western Electric Ltd
NULL | NULL | NULL | Electrical Permit | NULL | NULL | Draft | NULL | NULL
NULL | NULL | NULL | Electrical Permit | Commercial | Addition | Draft | Installation / Repair - Commercial - Installing 3 EV chargers with a data point. Separate 40A ccts for each EV charger. | Reliable Electrical Contracting Ltd
NULL | NULL | NULL | Electrical Permit | NULL | NULL | Draft | NULL | NULL
NULL | NULL | NULL | Electrical Permit | Residential | Renovation | Draft | Installation / Repair - Residential - Panel change | NULL
NULL | NULL | NULL | Gas Permit | Residential | Renovation | Draft | Residential - Re and re fireplace | NULL
NULL | NULL | NULL | Gas Permit | Residential | Renovation | Draft | Residential - Re and re fireplace | NULL
NULL | NULL | NULL | Electrical Permit | Residential | New | Withdrawn | Installation / Repair - Residential - 200amp service upgrade. Currently a 150amp service to the detached garage. 150amp feed from meter base on detached garage to 150amp panel in house. New 200amp rated service in existing location on detached garage. New 200amp panel in detached garage. Entering existing 150amp house feed into new 200amp panel protected by a CHOM2150BB breaker. New system grounding (ground plate). Installation 50amp receptacle protected by 50amp breaker in detached garage for future EV charger. | NULL
NULL | NULL | NULL | Sprinkler Permit | NULL | NULL | Draft | Commercial - Add 3 sprinkler heads for tenant improvement | Cloverdale Fire Protection & Life Safety Inc
NULL | NULL | NULL | Electrical Permit | NULL | NULL | Draft | NULL | NULL
NULL | NULL | NULL | Plumbing Permit | Residential | New | Withdrawn | Residential - New construction plumbing | High End Plumbing & Heating Ltd
NULL | NULL | NULL | Plumbing Permit | NULL | Tenant Improvement | Draft | - Backflow installations | NULL
NULL | NULL | NULL | Electrical Permit | NULL | NULL | Draft | NULL | NULL
NULL | NULL | NULL | Plumbing Permit | Commercial | Renovation | Draft | Commercial | NULL
NULL | NULL | NULL | Plumbing Permit | NULL | NULL | Withdrawn | NULL | NULL
NULL | NULL | NULL | Sprinkler Permit | NULL | NULL | Draft | NULL | NULL
NULL | NULL | NULL | Mechanical Permit | NULL | NULL | Draft | NULL | NULL
NULL | NULL | NULL | Gas Permit | NULL | NULL | Draft | NULL | RAHELU PLUMBING & HEATING LTD.
NULL | NULL | NULL | Gas Permit | NULL | NULL | Draft | NULL | NULL
NULL | NULL | NULL | Electrical Permit | Residential | New | Draft | Temporary Power - Residential - To provide temporary power. | Nikata Enterprises Ltd
NULL | NULL | NULL | Electrical Permit | Commercial | Renovation | Withdrawn | Interim - Commercial - Supply and install - Lighting Fixtures, exits - Lighting Control - Seismic Inspection & BX drops - Devices and Data drops - Circuits and Home runs - One small Panel & feeders Feeds and connections | NULL
NULL | NULL | NULL | Electrical Permit | Commercial | NULL | Draft | Annual / Operating | NULL
NULL | NULL | NULL | Electrical Permit | Commercial | Renovation | Draft | Installation / Repair - Commercial - Installing power for a 19.5A Split Air Unit with 2 heads. | NULL
NULL | NULL | NULL | Electrical Permit | NULL | NULL | Draft | NULL | NULL
NULL | NULL | NULL | Gas Permit | NULL | NULL | Draft | NULL | The LM Fireplace Warehouse Ltd.
NULL | NULL | NULL | Electrical Permit | Residential | Renovation | Withdrawn | Installation / Repair - Residential - 1 | NULL
NULL | NULL | NULL | Gas Permit | NULL | NULL | Draft | NULL | Ultra Mechanical Ltd
NULL | NULL | NULL | Electrical Permit | Commercial | NULL | Draft | Annual / Operating - Electrical installation of new construction | NULL
NULL | NULL | NULL | Electrical Permit | Commercial | Tenant Improvement | Draft | Installation / Repair - Commercial - Re & Re light fixtures on main sales floor | NULL
NULL | NULL | NULL | Electrical Permit | Commercial | NULL | Draft | Annual / Operating | NULL
NULL | NULL | NULL | Gas Permit | NULL | NULL | Draft | NULL | RAHELU PLUMBING & HEATING LTD.
NULL | NULL | NULL | Mechanical Permit | NULL | NULL | Withdrawn | NULL | NULL
NULL | NULL | NULL | Electrical Permit | Commercial | Renovation | Draft | Installation / Repair - Commercial - upgrade the service from 125A single phase to 150A 3P for the shop; | ShaoJun Li / Glee Electric Contractor Ltd
NULL | NULL | NULL | Mechanical Permit | NULL | NULL | Withdrawn | NULL | NULL
NULL | NULL | NULL | Electrical Permit | Residential | New | Draft | Temporary Power - Residential - To provide temporary power. | NULL
NULL | NULL | NULL | Electrical Permit | NULL | NULL | Draft | NULL | NULL
NULL | NULL | NULL | Gas Permit | NULL | NULL | Draft | NULL | Ashton Service Group/Ashton Mechanical Ltd.
NULL | NULL | NULL | Gas Permit | NULL | NULL | Draft | NULL | Ashton Service Group/Ashton Mechanical Ltd.
NULL | NULL | NULL | Gas Permit | NULL | NULL | Draft | NULL | Ashton Service Group/Ashton Mechanical Ltd.
NULL | NULL | NULL | Gas Permit | Residential | Renovation | Draft | Residential - Boiler replacement | Ashton Service Group/Ashton Mechanical Ltd.
NULL | NULL | NULL | Electrical Permit | Residential | Addition | Draft | Installation / Repair - Residential - service upgrade 100A to 200A | NULL
NULL | NULL | NULL | Electrical Permit | NULL | New | Withdrawn | Installation / Repair - - 1 | NULL
NULL | NULL | NULL | Plumbing Permit | NULL | NULL | Draft | NULL | NULL
NULL | NULL | NULL | Gas Permit | Residential | Tenant Improvement | Draft | Residential - Re and re furnace and water heater | NULL
NULL | NULL | NULL | Plumbing Permit | NULL | NULL | Draft | NULL | NULL
NULL | NULL | NULL | Plumbing Permit | NULL | NULL | Draft | NULL | NULL
NULL | NULL | NULL | Plumbing Permit | NULL | NULL | Draft | NULL | NULL
EP-2023-11211 | 2023-12-15 | NULL | Electrical Permit | Commercial | NULL | Expired | Movie Set / Filming - To allow for Movie Set/Filming Applicant shall provide completed Contractor Declaration form, and dates of filming and associated location(s) to csinspection.clerks@vancouver.ca prior to the commencement of filming. Visit vancouver.ca/inspections for more details. | Scouts Honour Inc
NULL | NULL | NULL | Mechanical Permit | NULL | NULL | Draft | NULL | NULL
NULL | NULL | NULL | Electrical Permit | NULL | NULL | Draft | NULL | NULL
NULL | NULL | NULL | Electrical Permit | Commercial | Renovation | Draft | Installation / Repair - Commercial - upgrade service from 125A single phase to 150A 3Phase for the shop; | NULL
NULL | NULL | NULL | Plumbing Permit | NULL | NULL | Withdrawn | NULL | NULL
NULL | NULL | NULL | Plumbing Permit | Residential | Renovation | Draft | Residential - Interior alterations to existing single detached house with secondary suite. Scope of work includes construction of new powder room and layout alterations on main floor, construction of washroom and conversion of existing storage space to new habitable space on upper floor. | NULL
NULL | NULL | NULL | Plumbing Permit | NULL | NULL | Draft | NULL | NULL
NULL | NULL | NULL | Mechanical Permit | NULL | NULL | Draft | NULL | NULL
NULL | NULL | NULL | Electrical Permit | NULL | NULL | Draft | NULL | NULL
NULL | NULL | NULL | Electrical Permit | Commercial | Tenant Improvement | Draft | Installation / Repair - Commercial - 1) to install 7 of 250V 15amp. receptacle & 7 of 120V 15amp. receptacle for Sewing Machines 2) to remove and relocate 4 of high bay LED lighting fixtures 3) to add 2 of exit / Emergency combination unit for front door & 1 of emergency light in washroom | NULL
NULL | NULL | NULL | Electrical Permit | Commercial | NULL | Draft | Annual / Operating | NULL
NULL | NULL | NULL | Electrical Permit | NULL | NULL | Draft | NULL | NULL
NULL | NULL | NULL | Electrical Permit | Commercial | Renovation | Draft | Installation / Repair - Commercial - 1) to install 7 of 250V 15amp receptacle and 7 of 120V 15amp. receptacle for sewing machines 2) to remove and relocate 4 of high bay LED lighting fixtures 3) to add 2 of Exit / Emergency combo unit above 2 of front door 4) to install a Emergency light unit fin washroom | NULL
NULL | NULL | NULL | Electrical Permit | NULL | NULL | Draft | NULL | NULL
NULL | NULL | NULL | Electrical Permit | NULL | NULL | Draft | NULL | NULL
NULL | NULL | NULL | Plumbing Permit | NULL | NULL | Draft | NULL | NULL
NULL | NULL | NULL | Gas Permit | NULL | NULL | Withdrawn | NULL | NULL
NULL | NULL | NULL | Electrical Permit | NULL | New | Draft | Installation / Repair - - ABC | NULL
NULL | NULL | NULL | Plumbing Permit | NULL | NULL | Draft | NULL | NULL
NULL | NULL | NULL | Electrical Permit | NULL | NULL | Draft | NULL | NULL
NULL | NULL | NULL | Plumbing Permit | NULL | NULL | Draft | NULL | S & S Plumbing Hot Water Heating Ltd
NULL | NULL | NULL | Plumbing Permit | NULL | NULL | Draft | NULL | Superstar Plumbing Heating & Sprinkler Supplies Ltd
NULL | NULL | NULL | Gas Permit | NULL | NULL | Draft | NULL | Superstar Plumbing Heating & Sprinkler Supplies Ltd
NULL | NULL | NULL | Gas Permit | Residential | Tenant Improvement | Draft | Residential - Re and Re Water Heater | NULL
NULL | NULL | NULL | Electrical Permit | NULL | NULL | Withdrawn | NULL | NULL
NULL | NULL | NULL | Mechanical Permit | NULL | NULL | Draft | NULL | NULL
NULL | NULL | NULL | Plumbing Permit | Residential | Renovation | Withdrawn | Residential - To rough in and install 1 shower | Paolo's Plumbing & Heating Ltd
NULL | NULL | NULL | Plumbing Permit | NULL | NULL | Draft | NULL | NULL
NULL | NULL | NULL | Plumbing Permit | Residential | Addition | Draft | Residential - Installing two 3/4" backflow preventers | Permanent Irrigation DBA: SUPREME SPRINKLERS INC.
NULL | NULL | NULL | Gas Permit | NULL | NULL | Draft | NULL | NULL
NULL | NULL | NULL | Plumbing Permit | NULL | NULL | Withdrawn | NULL | NULL
NULL | NULL | NULL | Gas Permit | NULL | NULL | Draft | NULL | 1st Aid Mechanical Ltd
NULL | NULL | NULL | Plumbing Permit | NULL | NULL | Withdrawn | NULL | Allstar Mechanical Ltd
NULL | NULL | NULL | Gas Permit | Residential | Tenant Improvement | Draft | Residential - Install furnace | NULL
NULL | NULL | NULL | Gas Permit | NULL | NULL | Draft | NULL | NULL
NULL | NULL | NULL | Electrical Permit | NULL | NULL | Draft | NULL | NULL
NULL | NULL | NULL | Electrical Permit | NULL | NULL | Draft | NULL | NULL
NULL | NULL | NULL | Gas Permit | NULL | NULL | Withdrawn | NULL | NULL
NULL | NULL | NULL | Plumbing Permit | Residential | Addition | Draft | Residential - Interior alterations to existing single detached house with secondary suite. Scope of work includes construction of new powder room and layout alterations on main floor, construction of washroom and conversion of existing storage space to new habitable space on upper floor. Structural Sched B/comfort letter submitted by Thomas Antonius van Wermeskerken - 604 728 5657 REUP submitted by Flynn Dixon Murdock | NULL
NULL | NULL | NULL | Electrical Permit | NULL | NULL | Draft | NULL | NULL
NULL | NULL | NULL | Electrical Permit | NULL | NULL | Draft | Installation / Repair - - test | NULL
NULL | NULL | NULL | Electrical Permit | NULL | NULL | Draft | NULL | NULL
NULL | NULL | NULL | Plumbing Permit | NULL | NULL | Draft | NULL | NULL
NULL | NULL | NULL | Plumbing Permit | NULL | NULL | Draft | NULL | NULL
NULL | NULL | NULL | Electrical Permit | NULL | NULL | Draft | NULL | NULL
NULL | NULL | NULL | Electrical Permit | Commercial | NULL | Draft | Annual / Operating - To construct a 8-storey mixed-use building consisting of 1st storey - retail/restaurant (class 1) (shell space only) 2nd to 8th storey - 62 dwelling units all over two levels of underground parking accessed from the lane | NULL
NULL | NULL | NULL | Plumbing Permit | NULL | NULL | Draft | NULL | NULL
NULL | NULL | NULL | Electrical Permit | NULL | NULL | Withdrawn | NULL | NULL
NULL | NULL | NULL | Electrical Permit | Commercial | Tenant Improvement | Draft | Installation / Repair - Commercial - >BP: Unit #111 Interior alterations to provide improvements and change the use from Wholesale Class A (F2) to Clothing Manufacturing (F2) in this existing industrial building on this site. Scope of work includes lighting and electrical work . Ok for DTI as per Kirat Kang - Sept. 5, 2023 | Gou Electric Ltd
NULL | NULL | NULL | Mechanical Permit | NULL | NULL | Draft | NULL | NULL
NULL | NULL | NULL | Plumbing Permit | Commercial | New | Draft | Commercial - Four new lavatory rough-in and installation. One new kitchen rough-in and installation. One new mop sink rough-in and installation. One new washer rough-in and installation. One new electric HTW rough-in and installation. -One kitchen sink >BP: Interior alterations to provide improvements for Health Enhancement Centre tenant at 1237 W Broadway in this existing mixed-use (commercial and residential) building. Scope of work installing a new hot water tank, two washers and dryers and air conditioning unit. No exterior alterations proposed. | DHP PLUMBING & MECHANICAL LTD
NULL | NULL | NULL | Gas Permit | Residential | New | Draft | Residential - replacement of non functioning furnace with new | NULL
NULL | NULL | NULL | Gas Permit | NULL | NULL | Draft | NULL | NULL
NULL | NULL | NULL | Gas Permit | Residential | Renovation | Draft | Residential - Furnace Replacement | NULL
NULL | NULL | NULL | Plumbing Permit | Commercial | New | Draft | Commercial - ****UNDERGROUND**** New Parkade >BP: To construct a 6-storey (Z/D 5-Storey) mixed-use building consisting of commercial uses at 2-storey, 33 residential units above with a residential amenity space on the 6-storey, all over 2 levels of underground parking having vehicular access from the lane. Level P1 is First Storey Schedule A, Scott M. Kennedy, P.Eng. Schedule B (Architectural), Simon Richards, AIBC Schedule D, Patrick Cuthbert, P.Eng. Schedule B (Structural), Eric Man, P.Eng., Struct. Eng., Schedule B (Mechanical & Plumbing), Kashito Raiva, P.Eng. Schedule B (Geotechnical) Matt Kokan, P.Eng. and Schedule B (Electrical), Steven Nemetz, P.Eng. provided for this project. Building Review Notes: 1. This permit has been reviewed under the requirement of VBBL #12511 (2019) 2. Building to be sprinklered to NFPA 13 all levels, including wood frame balconies. 3. Radio Antenna to be installed in this building | ALI & ALI PLUMBING & HEATING LTD
NULL | NULL | NULL | Sprinkler Permit | NULL | NULL | Draft | NULL | NULL
NULL | NULL | NULL | Electrical Permit | NULL | NULL | Draft | NULL | NULL
NULL | NULL | NULL | Gas Permit | Residential | New | Draft | Residential - Rough in gas piping 1 underground gas line | NULL
NULL | NULL | NULL | Gas Permit | Residential | Renovation | Draft | Residential - decommission and remove old gas boiler and install new boiler | Ashton Service Group/Ashton Mechanical Ltd.
NULL | NULL | NULL | Gas Permit | Residential | Renovation | Draft | Residential - Decommission and remove old gas furnace and install new furnace and Heat pump | Ashton Service Group/Ashton Mechanical Ltd.
NULL | NULL | NULL | Gas Permit | Residential | Tenant Improvement | Draft | Residential - Re and Re Furnace | NULL
NULL | NULL | NULL | Plumbing Permit | NULL | NULL | Withdrawn | NULL | NULL
NULL | NULL | NULL | Sprinkler Permit | NULL | NULL | Draft | NULL | Frontier Fire Protection Ltd
NULL | NULL | NULL | Sprinkler Permit | NULL | NULL | Draft | NULL | Frontier Fire Protection Ltd
NULL | NULL | NULL | Sprinkler Permit | NULL | NULL | Draft | NULL | Frontier Fire Protection Ltd
NULL | NULL | NULL | Sprinkler Permit | NULL | NULL | Draft | NULL | NULL
NULL | NULL | NULL | Electrical Permit | Commercial | NULL | Draft | Annual / Operating | NULL
NULL | NULL | NULL | Electrical Permit | NULL | NULL | Draft | NULL | NULL
NULL | NULL | NULL | Electrical Permit | Residential | New | Draft | Installation / Repair - Residential - Low voltage for TV, telephone, data, speakers, intercom, cameras and alarm rough-wiring | Techway Secuirty & Communication Ltd
NULL | NULL | NULL | Plumbing Permit | Commercial | Renovation | Draft | Commercial - Replacing shower base with mop sink and adding new hand wash sink | Urgent Plumbing Ltd
NULL | NULL | NULL | Plumbing Permit | Commercial | New | Draft | Commercial - ****UNDERGROUND**** New Parkade >BP: To construct a 6-storey (Z/D 5-Storey) mixed-use building consisting of commercial uses at 2-storey, 33 residential units above with a residential amenity space on the 6-storey, all over 2 levels of underground parking having vehicular access from the lane. Level P1 is First Storey Schedule A, Scott M. Kennedy, P.Eng. Schedule B (Architectural), Simon Richards, AIBC Schedule D, Patrick Cuthbert, P.Eng. Schedule B (Structural), Eric Man, P.Eng., Struct. Eng., Schedule B (Mechanical & Plumbing), Kashito Raiva, P.Eng. Schedule B (Geotechnical) Matt Kokan, P.Eng. and Schedule B (Electrical), Steven Nemetz, P.Eng. provided for this project. Building Review Notes: 1. This permit has been reviewed under the requirement of VBBL #12511 (2019) 2. Building to be sprinklered to NFPA 13 all levels, including wood frame balconies. 3. Radio Antenna to be installed in this building | ALI & ALI PLUMBING & HEATING LTD
NULL | NULL | NULL | Electrical Permit | Residential | New | Withdrawn | Installation / Repair - Residential - duplex | Apex Electrical 2011 Ltd.
NULL | NULL | NULL | Electrical Permit | Residential | New | Withdrawn | Installation / Repair - Residential - New house construction | Apex Electrical 2011 Ltd.
NULL | NULL | NULL | Electrical Permit | NULL | NULL | Draft | NULL | NULL
NULL | NULL | NULL | Electrical Permit | Commercial | Addition | Withdrawn | Installation / Repair - Commercial - Add L6-30R Twist lok receptacle and necessary power to laser hair removal machine in a facial health spa. After discussion with Jason Rowley on the requirements of this machine I have included a letter from the owner stating that no contact will be made between the machine and the patient. | Western Summit Electric Ltd
NULL | NULL | NULL | Electrical Permit | NULL | NULL | Draft | NULL | NULL
NULL | NULL | NULL | Electrical Permit | Commercial | NULL | Withdrawn | Annual / Operating - Misc work throughout | NULL
NULL | NULL | NULL | Electrical Permit | NULL | NULL | Withdrawn | NULL | NULL
NULL | NULL | NULL | Gas Permit | NULL | NULL | Draft | NULL | NULL
NULL | NULL | NULL | Plumbing Permit | NULL | NULL | Draft | NULL | NULL
NULL | NULL | NULL | Gas Permit | NULL | NULL | Draft | NULL | NULL
NULL | NULL | NULL | Gas Permit | NULL | NULL | Draft | NULL | NULL
NULL | NULL | NULL | Gas Permit | Residential | Renovation | Draft | Residential - installing new, on demand tankless water heater | NULL
NULL | NULL | NULL | Gas Permit | Residential | Renovation | Draft | Residential - change existing hot water tank for an on-demand tankless water heater | NULL
NULL | NULL | NULL | Sprinkler Permit | NULL | NULL | Draft | NULL | NULL
NULL | NULL | NULL | Sprinkler Permit | NULL | NULL | Draft | NULL | Escape Fire Protection Ltd
NULL | NULL | NULL | Electrical Permit | Commercial | NULL | Draft | Annual / Operating - VIUB | NULL
NULL | NULL | NULL | Gas Permit | Residential | Renovation | Draft | Residential - replacement gas hot water tank | NULL
NULL | NULL | NULL | Sprinkler Permit | NULL | NULL | Draft | NULL | Frontier Fire Protection Ltd
NULL | NULL | NULL | Electrical Permit | Commercial | Addition | Withdrawn | Installation / Repair - Commercial - Demolition on the existing fluroescents Supply & Install - Lighting Fixtures, exits & Lighting Control - Fire Alarm Speakers - Outlets, Floor boxes and Workstations - Panel with a feeder - Connections and feeders - Data cablings - No Grounding/Bonding - Two fire alarm Speakers are added >BP: #1280 - 12th Floor Interior alterations to provide tenant improvement to this new office tenant on the 12th floor (#1280) of this existing commercial building on site. Scope of work: Demolish select office partitions, plumbing fixtures, millwork, existing doors and carpet. New millwork, new partitions to suit new layout, electrical, plumbing and sprinkler work. TENANT: Lysander Capital Real Estate Ltd Letters of Assurance submitted: Schedule A and Architectural Schedule B by Andrew Igel, Architect, AIBC., 778.839.4280 Electrical Schedule B by Cameron Ballard, P.Eng., 604.347.9722 Plumbing/Mechanical Schedule B by Raymond Cho, P.Eng., 778.956.8555 Building Sprinklered – Separate sprinkler permit required for proposed sprinkler work. Energy checklist is currently no longer required with your Building Permit (BP) application. Some supporting documents are still required at BP stage, specifically Envelope and HVAC, if applicable. Service Water Heating and Lighting supporting documents, if applicable, must be submitted with your related trades permits (e.g. electrical and plumbing). | Mott Electric General Partnership
NULL | NULL | NULL | Electrical Permit | Commercial | Renovation | Withdrawn | Interim - Commercial - Supply and install - Lighting Fixtures, exits - Lighting Control - Seismic Inspection & BX drops - Devices and Data drops - Circuits and Home runs - One small Panel & feeders Feeds and connections | NULL
NULL | NULL | NULL | Electrical Permit | Commercial | Addition | Withdrawn | Installation / Repair - Commercial - Demolition on the existing fluroescents Supply & Install - Lighting Fixtures, exits & Lighting Control - Fire Alarm Speakers - Outlets, Floor boxes and Workstations - Panel with a feeder - Connections and feeders - Data cablings - No Grounding/Bonding - Two fire alarm Speakers are added >BP: #1280 - 12th Floor Interior alterations to provide tenant improvement to this new office tenant on the 12th floor (#1280) of this existing commercial building on site. Scope of work: Demolish select office partitions, plumbing fixtures, millwork, existing doors and carpet. New millwork, new partitions to suit new layout, electrical, plumbing and sprinkler work. TENANT: Lysander Capital Real Estate Ltd Letters of Assurance submitted: Schedule A and Architectural Schedule B by Andrew Igel, Architect, AIBC., 778.839.4280 Electrical Schedule B by Cameron Ballard, P.Eng., 604.347.9722 Plumbing/Mechanical Schedule B by Raymond Cho, P.Eng., 778.956.8555 Building Sprinklered – Separate sprinkler permit required for proposed sprinkler work. Energy checklist is currently no longer required with your Building Permit (BP) application. Some supporting documents are still required at BP stage, specifically Envelope and HVAC, if applicable. Service Water Heating and Lighting supporting documents, if applicable, must be submitted with your related trades permits (e.g. electrical and plumbing). | Mott Electric General Partnership
NULL | NULL | NULL | Gas Permit | NULL | NULL | Draft | NULL | NULL
NULL | NULL | NULL | Electrical Permit | Commercial | NULL | Draft | Annual / Operating | NULL
NULL | NULL | NULL | Electrical Permit | NULL | NULL | Draft | NULL | NULL
NULL | NULL | NULL | Plumbing Permit | NULL | NULL | Draft | NULL | NULL
NULL | NULL | NULL | Electrical Permit | NULL | NULL | Draft | NULL | NULL
NULL | NULL | NULL | Electrical Permit | Residential | New | Draft | Installation / Repair - Residential - security alarm, tel/tv/data, camera rough in only | NULL
NULL | NULL | NULL | Gas Permit | Residential | Tenant Improvement | Draft | Residential - Furnace replacement Hot Water Tank replacement | NULL
NULL | NULL | NULL | Sprinkler Permit | NULL | NULL | Draft | Commercial - Add 2 pendant sprinkler heads and 1 upright sprinkler head All heads are Victaulic 5.6 k heads >BP: 533 W 8th Ave Interior alterations to provide improvements for a new Retail (Limited Food Service) at the existing Retail (Shell) unit 533 W 8th Ave on the ground floor of this commercial building on this site. No translucent or opaque film, artwork, posters, shelving, display cases or similar elements are to be installed on or directly outside or inside of the approved glazing frontages and windows so that the interior of the premises is visible at all times from the sidewalk First TI >>>*****This application does not include any of the following: 1. Not more than 20 sprinklers (add, relocate, or remove), 2. hydraulic calculations, 3. change in occupancy and /or hazard classification, 4. warehouse storage arrangements, 5. mobile compact storage arrangements, 6. alternative solutions, 7. changes to the sprinkler system supply piping (e.g. valves, mains, cross-mains, branch-lines, etc.), or 8. flexible sprinkler pipe. | Cloverdale Fire Protection & Life Safety Inc
NULL | NULL | NULL | Electrical Permit | NULL | NULL | Draft | NULL | NULL
NULL | NULL | NULL | Electrical Permit | NULL | NULL | Withdrawn | NULL | NULL
NULL | NULL | NULL | Plumbing Permit | Residential | Renovation | Draft | Residential - Interior alterations to existing single detached house with secondary suite. Scope of work includes construction of new powder room and layout alterations on main floor, construction of washroom and conversion of existing storage space to new habitable space on upper floor. | NULL
NULL | NULL | NULL | Electrical Permit | NULL | NULL | Draft | NULL | NULL
NULL | NULL | NULL | Gas Permit | NULL | NULL | Draft | NULL | Any Kind Plumbing & Heating Ltd
NULL | NULL | NULL | Plumbing Permit | Residential | Tenant Improvement | Draft | Residential - Drainage Renewal with gravity fed sump | NULL
NULL | NULL | NULL | Electrical Permit | NULL | NULL | Withdrawn | NULL | NULL
NULL | NULL | NULL | Gas Permit | NULL | NULL | Draft | NULL | NULL
NULL | NULL | NULL | Plumbing Permit | Commercial | Renovation | Draft | Commercial - UNIT #103 - Owner has requested a handicap shower be installed in her bathroom. - Remove old bathtub and install walk in shower with schluter drain line. PLEASE NOTE: Should the Fire Separation be breached the District Plumbing Inspector may request a Building Permit. | Elias J Galpin
NULL | NULL | NULL | Plumbing Permit | NULL | NULL | Draft | NULL | NULL
NULL | NULL | NULL | Plumbing Permit | Residential | New | Draft | Residential | NULL
NULL | NULL | NULL | Electrical Permit | NULL | NULL | Draft | NULL | NULL
NULL | NULL | NULL | Electrical Permit | NULL | NULL | Draft | NULL | NULL
NULL | NULL | NULL | Electrical Permit | Commercial | Renovation | Draft | Installation / Repair - Commercial - Electrical work in ground floor in this restaurant: Reroute and wiring along east wall, install new piping across the ceiling into the wall and reconnect with the underground pipes. After that pull all the wiring back into the new pipes and spice and reconnect all circuits, pulled single conductors into new pipes and reroute the wires. >BP: Interior alterations to the ground level of 16 W Hastings for a new Restaurant Class 1 Tenant at this existing Mixed Use Municipally Designated Mixed Use Residential Building on this site. Okay for Field review A. Cashato. Schedule B Plumbing - Kevin Hill, P. Eng - 604-888-7779, kevin.hill@rpeng.ca Note: 1. Class 5 Cooking Operations (No Hood): 2. K3 Form provided by Tenant - East Van Roasters. 3. No roasting of coffee beans or baking is permitted on site. 4. No exterior alterations proposed, including any new exterior penetrations. AMEND: AUG 24/2023 CHANGE FSR TO: CHRISTOPHER MORRISON | Lux Electric Group Ltd
NULL | NULL | NULL | Gas Permit | NULL | NULL | Draft | NULL | NULL
NULL | NULL | NULL | Gas Permit | NULL | NULL | Draft | NULL | Starline Mechanicals Ltd
NULL | NULL | NULL | Electrical Permit | NULL | NULL | Withdrawn | NULL | NULL
NULL | NULL | NULL | Electrical Permit | Commercial | Renovation | Withdrawn | Installation / Repair - Commercial - Demolition of existing wires in wall that is being taken down. New circuits for patient care room, and inside the unit. Relocating lighting fixtures, New under cabinet strip lighting. | NULL
NULL | NULL | NULL | Gas Permit | NULL | NULL | Draft | NULL | NULL
NULL | NULL | NULL | Electrical Permit | Commercial | Addition | Draft | Installation / Repair - Commercial - Installing 10x Customer supplied Chargers. Infrastructure done by others. Already load calc'd | Trudel, Daniel, DBA: Electrum Charging Solutions Inc.
NULL | NULL | NULL | Electrical Permit | Residential | New | Draft | Temporary Power - Residential - To provide temporary power. | NULL
NULL | NULL | NULL | Electrical Permit | NULL | NULL | Draft | NULL | NULL
NULL | NULL | NULL | Electrical Permit | NULL | NULL | Withdrawn | NULL | NULL
NULL | NULL | NULL | Mechanical Permit | NULL | NULL | Withdrawn | NULL | NULL
GP-2023-04209 | NULL | NULL | Gas Permit | Residential | Renovation | Application Incomplete | Residential - 1 Boiler Defective boiler tore down and replaced with new high effiency boiler | Starline Mechanicals Ltd
NULL | NULL | NULL | Electrical Permit | Residential | Addition | Draft | Installation / Repair - Residential - Installation of two level 2 chargers onto existing EV infrastructure. Stalls 65 and 74 | Trudel, Daniel, DBA: Electrum Charging Solutions Inc.
NULL | NULL | NULL | Plumbing Permit | NULL | NULL | Draft | NULL | NULL
NULL | NULL | NULL | Plumbing Permit | Residential | Addition | Draft | Residential - deck drain | NULL
NULL | NULL | NULL | Gas Permit | Residential | Renovation | Draft | Residential | Ashton Service Group/Ashton Mechanical Ltd.
NULL | NULL | NULL | Mechanical Permit | NULL | NULL | Draft | NULL | NULL
NULL | NULL | NULL | Electrical Permit | NULL | NULL | Withdrawn | NULL | NULL
NULL | NULL | NULL | Electrical Permit | Commercial | NULL | Withdrawn | Annual / Operating | NULL
NULL | NULL | NULL | Gas Permit | NULL | NULL | Withdrawn | NULL | NULL
NULL | NULL | NULL | Electrical Permit | Commercial | Renovation | Draft | Installation / Repair - Commercial - Replacing Ceiling tiles, removing lights and re installing lights | Shawn Electric Ltd
NULL | NULL | NULL | Gas Permit | NULL | NULL | Draft | NULL | NULL
NULL | NULL | NULL | Electrical Permit | NULL | NULL | Draft | NULL | NULL
NULL | NULL | NULL | Electrical Permit | NULL | NULL | Draft | NULL | NULL
NULL | NULL | NULL | Plumbing Permit | NULL | NULL | Draft | NULL | NULL
NULL | NULL | NULL | Electrical Permit | Commercial | NULL | Withdrawn | Annual / Operating | NULL
NULL | NULL | NULL | Electrical Permit | NULL | NULL | Draft | NULL | NULL
NULL | NULL | NULL | Gas Permit | Residential | NULL | Draft | Residential - Emergency no heat | NULL
NULL | NULL | NULL | Gas Permit | Residential | New | Draft | Residential - Replace furnace emergency no heat | NULL
NULL | NULL | NULL | Gas Permit | NULL | NULL | Draft | NULL | NULL
NULL | NULL | NULL | Electrical Permit | NULL | NULL | Withdrawn | NULL | NULL
NULL | NULL | NULL | Gas Permit | NULL | NULL | Draft | NULL | NULL
NULL | NULL | NULL | Electrical Permit | NULL | NULL | Draft | NULL | NULL
NULL | NULL | NULL | Gas Permit | NULL | NULL | Draft | NULL | NULL
NULL | NULL | NULL | Electrical Permit | Commercial | Renovation | Draft | Installation / Repair - Commercial - Replacement of the existing fire alarm panel with FA-1000 as the existing panel is obsolete | NULL
NULL | NULL | NULL | Plumbing Permit | Residential | New | Draft | Residential | NULL
NULL | NULL | NULL | Electrical Permit | Commercial | NULL | Draft | Annual / Operating | NULL
NULL | NULL | NULL | Electrical Permit | NULL | NULL | Draft | NULL | NULL
NULL | NULL | NULL | Electrical Permit | Commercial | NULL | Draft | Annual / Operating - Inspection and maintenance of existing electrical system. Includes but is not limited to power distribution panels, lighting fixtures, wiring networks, and emergency backup systems. Any necessary repairs, replacements, or upgrades will be executed to guarantee optimal performance. | HighAngle Electrical Inc
NULL | NULL | NULL | Electrical Permit | Residential | New | Withdrawn | Installation / Repair - Residential - Security Alarm, Intercom, Internet, TV, Tel. | NULL
NULL | NULL | NULL | Gas Permit | Residential | New | Draft | Residential - to install 1 range 1 bbq 1 fireplace 1 patio heater fireplace piping only | NULL
NULL | NULL | NULL | Sprinkler Permit | NULL | NULL | Draft | NULL | NULL
NULL | NULL | NULL | Gas Permit | NULL | NULL | Draft | NULL | NULL
NULL | NULL | NULL | Electrical Permit | NULL | NULL | Withdrawn | NULL | NULL
NULL | NULL | NULL | Electrical Permit | Residential | New | Draft | Installation / Repair - Residential - New house wiring installation that includes: - Overhead Service entrance - Distribution Panel | NULL
NULL | NULL | NULL | Electrical Permit | NULL | NULL | Withdrawn | NULL | NULL
NULL | NULL | NULL | Electrical Permit | Residential | Renovation | Draft | Installation / Repair - Residential - Removing the wiring from partition bedroom wall | NULL
NULL | NULL | NULL | Plumbing Permit | NULL | NULL | Draft | NULL | NULL
NULL | NULL | NULL | Plumbing Permit | NULL | NULL | Draft | NULL | NULL
NULL | NULL | NULL | Plumbing Permit | NULL | NULL | Draft | NULL | NULL
NULL | NULL | NULL | Electrical Permit | Commercial | Renovation | Draft | Installation / Repair - Commercial - Installation of 4 of EV Chargers at Leve D Parking, with power sharing for 4 EV Chargers of two branch circuits rated 30 A, 208 V, one phase. There are two 100A subpanel at level D parking, Panel W is for Lighting and common plug load of level D, existing load is about 3 kW, we’ll add one 40A, 208V, one phase outlet for set of two EV Chargers, Panel S is for Lighting and common plug load of stairs, existing load is about 3 kW, we’ll add one 40 A, 208 V, one phase outlet for set of two EV Chargers. Service is not affected. Panel W and S are subpanels. | Shawn Electric Ltd
NULL | NULL | NULL | Electrical Permit | NULL | NULL | Draft | NULL | NULL
NULL | NULL | NULL | Electrical Permit | NULL | NULL | Draft | Installation / Repair - | NULL
NULL | NULL | NULL | Electrical Permit | NULL | NULL | Draft | NULL | NULL
NULL | NULL | NULL | Electrical Permit | Commercial | NULL | Withdrawn | Annual / Operating | NULL
NULL | NULL | NULL | Plumbing Permit | NULL | NULL | Draft | NULL | NULL
NULL | NULL | NULL | Gas Permit | NULL | NULL | Withdrawn | NULL | BC Care Heating Services Ltd
NULL | NULL | NULL | Electrical Permit | NULL | NULL | Draft | NULL | NULL
NULL | NULL | NULL | Plumbing Permit | NULL | NULL | Withdrawn | NULL | Lanefab Design Build Ltd
EP-2024-00143 | 2024-01-05 | NULL | Electrical Permit | Commercial | NULL | Expired | Movie Set / Filming - To allow for Movie Set/Filming Applicant shall provide completed Contractor Declaration form, and dates of filming and associated location(s) to csinspection.clerks@vancouver.ca prior to the commencement of filming. Visit vancouver.ca/inspections for more details. | Corner Content Inc
NULL | NULL | NULL | Electrical Permit | Residential | New | Draft | Temporary Power - Residential - To provide temporary power. | NULL
NULL | NULL | NULL | Plumbing Permit | Commercial | Addition | Draft | Commercial - Installation of expresso machine | Afstar Mechanical Ltd
NULL | NULL | NULL | Electrical Permit | Residential | New | Draft | Installation / Repair - Residential - Temp pole permit | NULL
NULL | NULL | NULL | Plumbing Permit | NULL | NULL | Draft | NULL | Ridgeway Mechanical Ltd
NULL | NULL | NULL | Sprinkler Permit | NULL | NULL | Draft | NULL | NULL
NULL | NULL | NULL | Plumbing Permit | NULL | New | Draft | - Plumbing to 5 storey mixed use building. | Ridgeway Mechanical Ltd
NULL | NULL | NULL | Electrical Permit | Residential | NULL | Draft | Temporary Power - Residential - To provide temporary power. | NULL
NULL | NULL | NULL | Electrical Permit | Residential | New | Draft | Installation / Repair - Residential - Temp service over head | NULL
NULL | NULL | NULL | Electrical Permit | NULL | NULL | Withdrawn | NULL | NULL
NULL | NULL | NULL | Electrical Permit | NULL | NULL | Draft | NULL | NULL
NULL | NULL | NULL | Electrical Permit | Commercial | NULL | Withdrawn | Annual / Operating - Maintenance of building | NULL
NULL | NULL | NULL | Plumbing Permit | Commercial | Renovation | Draft | Commercial - Apartment building residence Add Washer box/ laundry sink Replace Tub with shower | NULL
NULL | NULL | NULL | Electrical Permit | NULL | NULL | Draft | NULL | NULL
NULL | NULL | NULL | Electrical Permit | Commercial | NULL | Draft | Annual / Operating - Annual Operating Permit | Ino-Tek Electric Ltd.
NULL | NULL | NULL | Electrical Permit | Commercial | Addition | Withdrawn | Installation / Repair - Commercial | NULL
NULL | NULL | NULL | Electrical Permit | NULL | NULL | Draft | NULL | NULL
NULL | NULL | NULL | Electrical Permit | Residential | Renovation | Draft | Installation / Repair - Residential - basement suite | NULL
NULL | NULL | NULL | Electrical Permit | Commercial | NULL | Draft | Annual / Operating - guyvu | NULL
NULL | NULL | NULL | Electrical Permit | NULL | NULL | Draft | Installation / Repair - - various exterior lighting repairs and additions | NULL
EP-2024-00103 | 2024-01-04 | NULL | Electrical Permit | Commercial | NULL | Expired | Movie Set / Filming - To allow for Movie Set/Filming Applicant shall provide completed Contractor Declaration form, and dates of filming and associated location(s) to csinspection.clerks@vancouver.ca prior to the commencement of filming. Visit vancouver.ca/inspections for more details. | Means of Production Inc
NULL | NULL | NULL | Plumbing Permit | NULL | NULL | Draft | NULL | NULL
NULL | NULL | NULL | Plumbing Permit | Commercial | Addition | Draft | Commercial | NULL
NULL | NULL | NULL | Plumbing Permit | Commercial | New | Draft | Commercial - underground plumbing | NULL
NULL | NULL | NULL | Electrical Permit | NULL | NULL | Draft | NULL | NULL
NULL | NULL | NULL | Plumbing Permit | Commercial | Renovation | Draft | Commercial - We will be installing 10 water closets, 2 urinal, 8 lavatories >BP: 2nd and 3rd floor washrooms. Interior alteration only to renovate the washrooms on the 2nd and 3rd floor of this existing institutional building on this site. No changes to the number of toilets and urinals. | MGM Mechanical Ltd
NULL | NULL | NULL | Electrical Permit | Commercial | NULL | Draft | Annual / Operating | NULL
NULL | NULL | NULL | Electrical Permit | Commercial | NULL | Draft | Annual / Operating - ***Annual Operating Permit*** Valid December 20, 2022 to December 19, 2023 Renewal of EP-2021-00073 | Villa Electric (1980) Ltd
NULL | NULL | NULL | Electrical Permit | Commercial | NULL | Draft | Annual / Operating - ***Annual Operating Permit*** Valid December 20, 2022 to December 19, 2023 Renewal of EP-2021-00073 | Villa Electric (1980) Ltd
NULL | NULL | NULL | Plumbing Permit | NULL | NULL | Draft | NULL | NULL
NULL | NULL | NULL | Plumbing Permit | Residential | New | Draft | Residential - Sump without pump | NULL
NULL | NULL | NULL | Electrical Permit | NULL | NULL | Draft | NULL | NULL
NULL | NULL | NULL | Sprinkler Permit | Commercial | Tenant Improvement | Withdrawn | Commercial - add one new sprinkler head for existing closet under the stairs | NULL
NULL | NULL | NULL | Electrical Permit | Commercial | Addition | Withdrawn | Installation / Repair - Commercial - Pull 1 category and 1 speaker line in boardroom, from behind display to ceiling. Both ft6 cables, approx 50 feet. | Applied Electronics Limited
NULL | NULL | NULL | Plumbing Permit | Residential | New | Draft | Residential - Sump without pump | NULL
NULL | NULL | NULL | Plumbing Permit | Residential | New | Draft | Residential - Sump | NULL
NULL | NULL | NULL | Mechanical Permit | NULL | NULL | Draft | NULL | NULL
NULL | NULL | NULL | Sprinkler Permit | NULL | NULL | Draft | NULL | NULL
NULL | NULL | NULL | Plumbing Permit | Residential | New | Draft | Residential - Plumbing new house | NULL
NULL | NULL | NULL | Sprinkler Permit | NULL | NULL | Draft | NULL | NULL
NULL | NULL | NULL | Electrical Permit | NULL | NULL | Draft | NULL | NULL
NULL | NULL | NULL | Electrical Permit | Commercial | NULL | Draft | Movie Set / Filming - To allow for Movie Set/Filming Applicant shall provide completed Contractor Declaration form, and dates of filming and associated location(s) to csinspection.clerks@vancouver.ca prior to the commencement of filming. Visit vancouver.ca/inspections for more details. | NULL
NULL | NULL | NULL | Sprinkler Permit | NULL | NULL | Draft | Commercial - I need a special sprinkler permit for under 20 heads to return to vanilla shell space | Evolution Fire Suppression Ltd
NULL | NULL | NULL | Electrical Permit | Residential | Renovation - Dwelling Unit(s) only | Draft | Installation / Repair - Residential - Need a jb moved and two pass throughs for a new fire separation in a garage going in | Vancity Electric Inc
EP-2024-00151 | 2024-01-05 | NULL | Electrical Permit | Commercial | Addition | Completed | Installation / Repair - Commercial - relocation of 2 wooden poles c/w fixtures fed overhead with triplex / removal of 3 wooden poles from field Location: temporary streetlights on River District Crossing south of East Kent Avenue N | Trans-Western Electric Ltd
NULL | NULL | NULL | Electrical Permit | NULL | NULL | Draft | NULL | NULL
NULL | NULL | NULL | Gas Permit | NULL | NULL | Draft | NULL | NULL
NULL | NULL | NULL | Plumbing Permit | NULL | NULL | Draft | NULL | NULL
NULL | NULL | NULL | Plumbing Permit | NULL | NULL | Draft | NULL | NULL
NULL | NULL | NULL | Plumbing Permit | Residential | Renovation | Withdrawn | Residential - Changing pipes for waterlines and DWV and reinstalling fixtures | PHD PLUMBING HEATING & DRAINAGE LTD
NULL | NULL | NULL | Mechanical Permit | NULL | NULL | Draft | NULL | NULL
NULL | NULL | NULL | Gas Permit | NULL | NULL | Draft | NULL | NULL
NULL | NULL | NULL | Gas Permit | NULL | NULL | Withdrawn | NULL | NULL
NULL | NULL | NULL | Gas Permit | Residential | Renovation | Draft | Residential - relocated gas line for new boiler location. replace old boiler | NULL
NULL | NULL | NULL | Electrical Permit | NULL | NULL | Draft | NULL | NULL
NULL | NULL | NULL | Electrical Permit | NULL | NULL | Draft | NULL | NULL
NULL | NULL | NULL | Mechanical Permit | NULL | NULL | Draft | NULL | NULL
NULL | NULL | NULL | Plumbing Permit | Residential | Renovation | Draft | Residential - Alteration to kitchen Adding a fridge water line | NULL
NULL | NULL | NULL | Gas Permit | Residential | Tenant Improvement | Draft | Residential - Furnace replacement/ tankless water heater replacement | NULL
NULL | NULL | NULL | Gas Permit | Residential | Renovation - Dwelling Unit(s) only | Draft | Residential - Re/re gas stove | NULL
NULL | NULL | NULL | Plumbing Permit | NULL | NULL | Draft | NULL | NULL
NULL | NULL | NULL | Sprinkler Permit | NULL | NULL | Draft | Commercial - Fire sprinkler system installation | NULL
NULL | NULL | NULL | Sprinkler Permit | NULL | NULL | Draft | Residential - new sprinkler system laneway | NULL
NULL | NULL | NULL | Gas Permit | NULL | NULL | Draft | NULL | NULL
NULL | NULL | NULL | Electrical Permit | NULL | NULL | Withdrawn | NULL | NULL
EP-2024-00196 | 2024-01-09 | NULL | Electrical Permit | Commercial | NULL | Expired | Movie Set / Filming - To allow for Movie Set/Filming Applicant shall provide completed Contractor Declaration form, and dates of filming and associated location(s) to csinspection.clerks@vancouver.ca prior to the commencement of filming. Visit vancouver.ca/inspections for more details. | Holiday Films Inc
NULL | NULL | NULL | Electrical Permit | NULL | NULL | Draft | NULL | NULL
NULL | NULL | NULL | Electrical Permit | Commercial | Tenant Improvement | Draft | Installation / Repair - Commercial - voice and data cabling | 4th Utility Inc
NULL | NULL | NULL | Electrical Permit | NULL | NULL | Withdrawn | Installation / Repair - | Protec Installations Group
NULL | NULL | NULL | Electrical Permit | NULL | NULL | Draft | NULL | NULL
NULL | NULL | NULL | Electrical Permit | Commercial | New | Draft | Installation / Repair - Commercial - telephone/data/CATV/enterphone/access control/CCTV rough in and finish. | NexGen Technologies Inc
NULL | NULL | NULL | Electrical Permit | Commercial | NULL | Withdrawn | Annual / Operating | NULL
NULL | NULL | NULL | Plumbing Permit | NULL | NULL | Withdrawn | NULL | NULL
NULL | NULL | NULL | Electrical Permit | NULL | NULL | Draft | NULL | NULL
NULL | NULL | NULL | Gas Permit | NULL | NULL | Draft | NULL | NULL
NULL | NULL | NULL | Plumbing Permit | NULL | NULL | Draft | NULL | Urban Plumbing & Heating Ltd
NULL | NULL | NULL | Electrical Permit | Commercial | Tenant Improvement | Draft | Installation / Repair - Commercial - Relocate lighting and relocate branch circuit plug | NULL
NULL | NULL | NULL | Gas Permit | NULL | NULL | Draft | NULL | NULL
NULL | NULL | NULL | Electrical Permit | NULL | NULL | Draft | NULL | NULL
NULL | NULL | NULL | Electrical Permit | NULL | NULL | Draft | NULL | NULL
NULL | NULL | NULL | Gas Permit | Residential | Tenant Improvement | Draft | Residential - CAP GAS AND DECOMISSION | NULL
NULL | NULL | NULL | Gas Permit | Residential | Renovation - Dwelling Unit(s) only | Draft | Residential | NULL
NULL | NULL | NULL | Gas Permit | Residential | Tenant Improvement | Draft | Residential - Re and re furnace | NULL
NULL | NULL | NULL | Electrical Permit | Residential | New | Draft | Installation / Repair - Residential - complete alarm system, network, speaker wiring and door bell | NULL
NULL | NULL | NULL | Mechanical Permit | NULL | NULL | Draft | NULL | NULL
NULL | NULL | NULL | Electrical Permit | NULL | NULL | Withdrawn | NULL | NULL
NULL | NULL | NULL | Gas Permit | Residential | Renovation - Dwelling Unit(s) only | Draft | Residential - Boiler replacement. I do not know what type of work should I choose | NULL
NULL | NULL | NULL | Electrical Permit | Commercial | Tenant Improvement | Draft | Installation / Repair - Commercial - ¦ MURB- EV ¦ smart car charger for tenants | Command Electric Ltd
NULL | NULL | NULL | Gas Permit | NULL | NULL | Withdrawn | NULL | NULL
NULL | NULL | NULL | Gas Permit | Residential | New | Withdrawn | Residential - instal gas lines | NULL
NULL | NULL | NULL | Gas Permit | Residential | Tenant Improvement | Draft | Residential - Furnace and tankless replacement | NULL
NULL | NULL | NULL | Electrical Permit | NULL | NULL | Draft | NULL | NULL
NULL | NULL | NULL | Gas Permit | NULL | NULL | Withdrawn | NULL | NULL
NULL | NULL | NULL | Gas Permit | Residential | Tenant Improvement | Draft | Residential - Furnace:/tankless replacement | NULL
NULL | NULL | NULL | Gas Permit | NULL | NULL | Draft | NULL | NULL
NULL | NULL | NULL | Gas Permit | Residential | Tenant Improvement | Draft | Residential - Furnace replacement | NULL
NULL | NULL | NULL | Plumbing Permit | NULL | NULL | Withdrawn | NULL | NULL
NULL | NULL | NULL | Electrical Permit | NULL | NULL | Draft | NULL | NULL
NULL | NULL | NULL | Mechanical Permit | NULL | NULL | Withdrawn | NULL | NULL
NULL | NULL | NULL | Electrical Permit | Commercial | Addition | Draft | Installation / Repair - Commercial - Installation of ground grid , conduits entering the new cement pad and assembly of the new 1500 kva 12.5/25 kv unit sub , The existing transformer inside the building is being replaced. | NULL
NULL | NULL | NULL | Sprinkler Permit | NULL | NULL | Draft | NULL | NULL
EP-2024-00230 | 2024-01-09 | NULL | Electrical Permit | Commercial | Addition | Issued | Installation / Repair - Commercial - Installation of new conduits, junction box and wiring for Bus shelter. Amend: Feb 2, 2024 It is based on work for City of Vancouver Operations / Streetlighting for a Bus shelter on 2100 Kingsway at Gladstone. Could we please amend the permit to “Streetlighting” | Ozz Electric BC Inc
NULL | NULL | NULL | Electrical Permit | NULL | NULL | Draft | NULL | NULL
NULL | NULL | NULL | Sprinkler Permit | NULL | NULL | Draft | Commercial - Installation New Sprinkler Heads | Viking Fire Protection Inc
NULL | NULL | NULL | Electrical Permit | NULL | NULL | Draft | NULL | NULL
NULL | NULL | NULL | Electrical Permit | NULL | NULL | Draft | Installation / Repair - - Sprinkler pipe heat trace wiring | NULL
NULL | NULL | NULL | Electrical Permit | Commercial | Renovation | Draft | Installation / Repair - Commercial - Relocation of 5 ton air handler | Just Mechanical Ltd
NULL | NULL | NULL | Electrical Permit | Commercial | NULL | Draft | Annual / Operating | NULL
NULL | NULL | NULL | Electrical Permit | Commercial | Renovation | Draft | Installation / Repair - Commercial - replace the existing fire alarm panel with FA-1000 as the existing panel is obsolete. | NULL
NULL | NULL | NULL | Electrical Permit | Commercial | NULL | Draft | Annual / Operating | NULL
NULL | NULL | NULL | Gas Permit | NULL | NULL | Draft | NULL | Four Lakes Mechanical
NULL | NULL | NULL | Gas Permit | NULL | NULL | Draft | NULL | NULL
NULL | NULL | NULL | Gas Permit | NULL | NULL | Draft | - Replacement condensing gas furnace | NULL
NULL | NULL | NULL | Gas Permit | NULL | NULL | Draft | NULL | Four Lakes Mechanical
NULL | NULL | NULL | Electrical Permit | Commercial | NULL | Draft | Annual / Operating | NULL
NULL | NULL | NULL | Electrical Permit | Residential | New | Draft | Installation / Repair - Residential | NULL
NULL | NULL | NULL | Gas Permit | Residential | New | Draft | Residential | NULL
NULL | NULL | NULL | Electrical Permit | Residential | Renovation | Draft | Installation / Repair - Residential - moving switch to another location and change traditional lights to pot light | NULL
NULL | NULL | NULL | Electrical Permit | NULL | NULL | Draft | NULL | NULL
NULL | NULL | NULL | Gas Permit | NULL | NULL | Draft | NULL | NULL
NULL | NULL | NULL | Electrical Permit | Residential | Renovation | Draft | Installation / Repair - Residential - move 1 switch to new location and change traditional lights to pot lights | NULL
NULL | NULL | NULL | Electrical Permit | Commercial | NULL | Draft | Annual / Operating | NULL
NULL | NULL | NULL | Plumbing Permit | Residential | Renovation | Draft | Residential - Install complete plumbing system for duplex | NULL
NULL | NULL | NULL | Electrical Permit | Residential | Addition | Draft | Installation / Repair - Residential - One heat pump power supply circuit installation | NULL
NULL | NULL | NULL | Mechanical Permit | NULL | NULL | Draft | NULL | NULL
NULL | NULL | NULL | Mechanical Permit | NULL | NULL | Draft | NULL | NULL
NULL | NULL | NULL | Gas Permit | NULL | NULL | Draft | NULL | NULL
NULL | NULL | NULL | Electrical Permit | Residential | New | Draft | Installation / Repair - Residential - Telephone and tv wiring only | NULL
NULL | NULL | NULL | Plumbing Permit | Commercial | New | Draft | Commercial - Installation of plumbing fixtures | Four Lakes Mechanical
NULL | NULL | NULL | Electrical Permit | NULL | NULL | Draft | NULL | NULL
NULL | NULL | NULL | Electrical Permit | Commercial | NULL | Draft | Annual / Operating | NULL
EP-2024-00259 | 2024-01-12 | NULL | Electrical Permit | Commercial | New | Issued | Installation / Repair - Commercial - REPLACING FINALIZED PERMIT EP-2023-09854 to Amend the Service connection from 347/600 1ph 3 wire to 347/600 3ph 4 wire only. Work is already inspected and completed by Rob Palmer. BC Hydro require this to happen. | Harbourview Electric Ltd
NULL | NULL | NULL | Plumbing Permit | Commercial | Renovation | Draft | Commercial - Supply and install of new plumbing fixtures | NULL
NULL | NULL | NULL | Electrical Permit | Commercial | Renovation | Draft | Temporary Power - Commercial - To provide temporary power. Renewal of EP-2021-09465 Valid: Dec 20, 2022 to Dec 19, 2023 | Deltec Electric Ltd
NULL | NULL | NULL | Electrical Permit | Commercial | NULL | Draft | Annual / Operating | NULL
NULL | NULL | NULL | Gas Permit | NULL | NULL | Withdrawn | NULL | NULL
NULL | NULL | NULL | Electrical Permit | NULL | NULL | Draft | NULL | NULL
NULL | NULL | NULL | Electrical Permit | Commercial | Renovation | Draft | Installation / Repair - Commercial - Install customer supplied lights in new vallance. | NULL
NULL | NULL | NULL | Gas Permit | Residential | Renovation | Draft | Residential - Install new gas lines for 2 x gas ranges and 1 x HWT. HWT is a Re & Re existing tank. | NULL
NULL | NULL | NULL | Plumbing Permit | Commercial | Renovation | Withdrawn | Commercial - The toilet and vanity should be removed from existing room and move to the new location in adjacent room. The kitchen sink will be installed in place that the existing vanity has installed. | Neo Mechanical limited
NULL | NULL | NULL | Electrical Permit | NULL | NULL | Draft | NULL | NULL
NULL | NULL | NULL | Gas Permit | Residential | Renovation - Dwelling Unit(s) only | Draft | Residential - rere | NULL
NULL | NULL | NULL | Gas Permit | Residential | Renovation - Dwelling Unit(s) only | Draft | Residential - replacement | CoStar Home Energy Ltd
NULL | NULL | NULL | Electrical Permit | Commercial | NULL | Draft | Annual / Operating | NULL
NULL | NULL | NULL | Electrical Permit | Commercial | NULL | Draft | Movie Set / Filming - To allow for Movie Set/Filming Applicant shall provide completed Contractor Declaration form, and dates of filming and associated location(s) to csinspection.clerks@vancouver.ca prior to the commencement of filming. Visit vancouver.ca/inspections for more details. | NULL
NULL | NULL | NULL | Electrical Permit | NULL | New | Withdrawn | Temporary Power - - To provide temporary power. | NULL
NULL | NULL | NULL | Electrical Permit | NULL | NULL | Draft | NULL | NULL
NULL | NULL | NULL | Electrical Permit | NULL | NULL | Draft | NULL | NULL
NULL | NULL | NULL | Electrical Permit | NULL | NULL | Draft | NULL | NULL
NULL | NULL | NULL | Electrical Permit | Commercial | New | Draft | Temporary Power - Commercial - To provide temporary power. | Advanco Electric Ltd
NULL | NULL | NULL | Electrical Permit | NULL | NULL | Draft | NULL | NULL
NULL | NULL | NULL | Mechanical Permit | NULL | NULL | Draft | NULL | NULL
NULL | NULL | NULL | Electrical Permit | NULL | NULL | Draft | NULL | NULL
NULL | NULL | NULL | Electrical Permit | Residential | Renovation | Draft | Installation / Repair - Residential - Service upgrade 100 to 200 amps Installation of new mast, meter, and loadcenter | NULL
NULL | NULL | NULL | Electrical Permit | NULL | NULL | Draft | NULL | NULL
NULL | NULL | NULL | Electrical Permit | Commercial | New | Draft | Installation / Repair - Commercial - enterphone/access control/CCTV | NexGen Technologies Inc
EP-2024-00334 | 2024-01-12 | NULL | Electrical Permit | Commercial | NULL | Expired | Movie Set / Filming - To allow for Movie Set/Filming Applicant shall provide completed Contractor Declaration form, and dates of filming and associated location(s) to csinspection.clerks@vancouver.ca prior to the commencement of filming. Visit vancouver.ca/inspections for more details. | AVRON FILM MEDIA INC
EP-2024-00305 | 2024-01-12 | NULL | Electrical Permit | Commercial | NULL | Issued | Movie Set / Filming - To allow for Movie Set/Filming Applicant shall provide completed Contractor Declaration form, and dates of filming and associated location(s) to csinspection.clerks@vancouver.ca prior to the commencement of filming. Visit vancouver.ca/inspections for more details. | TNG Television Productions Ltd
NULL | NULL | NULL | Electrical Permit | Commercial | NULL | Draft | Movie Set / Filming - To allow for Movie Set/Filming Applicant shall provide completed Contractor Declaration form, and dates of filming and associated location(s) to csinspection.clerks@vancouver.ca prior to the commencement of filming. Visit vancouver.ca/inspections for more details. | NULL
NULL | NULL | NULL | Mechanical Permit | NULL | NULL | Draft | NULL | NULL
NULL | NULL | NULL | Electrical Permit | NULL | NULL | Draft | NULL | NULL
NULL | NULL | NULL | Electrical Permit | NULL | NULL | Draft | NULL | NULL
NULL | NULL | NULL | Electrical Permit | Residential | Renovation | Withdrawn | Installation / Repair - Residential - Emergency re/connection of service after lines downed in storm | NULL
NULL | NULL | NULL | Sprinkler Permit | NULL | NULL | Draft | Commercial - relocate 6 sprinkler heads | Mountain Fire Protection Ltd
NULL | NULL | NULL | Gas Permit | Residential | Renovation | Draft | Residential - Add gas range | NULL
NULL | NULL | NULL | Mechanical Permit | NULL | NULL | Draft | NULL | Fred Van Hunenstijn
NULL | NULL | NULL | Plumbing Permit | NULL | NULL | Draft | NULL | NULL
NULL | NULL | NULL | Electrical Permit | NULL | NULL | Draft | NULL | NULL
NULL | NULL | NULL | Electrical Permit | Commercial | NULL | Draft | Annual / Operating - Anual operating permit and required maintenance | NULL
NULL | NULL | NULL | Electrical Permit | Commercial | NULL | Withdrawn | Annual / Operating - EV charging on a networked EVEMS | Greater Vancouver Electric Inc.
NULL | NULL | NULL | Electrical Permit | NULL | NULL | Draft | NULL | NULL
NULL | NULL | NULL | Electrical Permit | Commercial | NULL | Withdrawn | Annual / Operating | NULL
NULL | NULL | NULL | Electrical Permit | Commercial | New | Draft | Temporary Power - Commercial - To provide temporary power. | NULL
NULL | NULL | NULL | Electrical Permit | Commercial | New | Draft | Temporary Power - Commercial - To provide temporary power. | NULL
NULL | NULL | NULL | Sprinkler Permit | NULL | NULL | Withdrawn | NULL | NULL
NULL | NULL | NULL | Electrical Permit | Commercial | Tenant Improvement | Draft | Installation / Repair - Commercial - Installation of Distribution, Lighting, Branch Wiring, Fire Alarm Devices, Data. Adding smokes detectors, speakers and strobes to existing simplex 4100ES System. >BP: interior alterations and a change of Major Occupancy from a School - Arts/Self Improvement (group A2) to a Health Care Office (group D) on the ground level of this existing high rise building on this site. CRP: Vjekica Sucic Hruskovec, Architect, 604-669-9460 Email: info@cta.bc.ca Tenant: Vancouver Coastal Health Customer proposed 47 new plumbing fixtures. Related to DP-2023-00601 (issued Nov. 2, 2023) Building Review Branch note: 1) Sprinkler Commitment Letters submitted and on file. (Dec. 12, 2023) Note: “Reviewed under the provisions of VBBL 2019 (#12511).” | Action Electric Ltd
NULL | NULL | NULL | Plumbing Permit | NULL | Renovation - Dwelling Unit(s) only | Draft | - test | NULL
NULL | NULL | NULL | Plumbing Permit | Residential | Renovation | Draft | Residential - Re and re of one tub ,and one shower | NULL
NULL | NULL | NULL | Gas Permit | Commercial | Tenant Improvement | Draft | Commercial - Connecting two deep fryers >BP: Interior alterations to provide improvements to this existing Retail (limited food service-group E) tenant at 5772 Fraser St on the ground floor of this commercial building on this site. (note: relocating existing kitchen exhaust hood with an extra deep fryer proposed, using existing exhaust vents) *own meter and total load is 254,000BTU* | Oakdale Plumbing and Heating Ltd
NULL | NULL | NULL | Plumbing Permit | Residential | Renovation | Draft | Residential - Tub and shower install (same location) | NULL
NULL | NULL | NULL | Gas Permit | NULL | NULL | Draft | NULL | NULL
NULL | NULL | NULL | Electrical Permit | Commercial | Renovation | Draft | Installation / Repair - Commercial - Installation of new sub feed from main switch gear to existing switchboard . High voltage substation will be completed by separate high voltage contractor and permit . | NULL
NULL | NULL | NULL | Mechanical Permit | NULL | NULL | Withdrawn | NULL | NULL
EP-2024-00349 | 2024-01-19 | NULL | Electrical Permit | Commercial | NULL | Issued | Movie Set / Filming - To allow for Movie Set/Filming Applicant shall provide completed Contractor Declaration form, and dates of filming and associated location(s) to csinspection.clerks@vancouver.ca prior to the commencement of filming. Visit vancouver.ca/inspections for more details. | Debta Productions Inc
NULL | NULL | NULL | Plumbing Permit | Commercial | Tenant Improvement | Draft | Commercial - Reroute existing plumbing drainage to accomodate new layout and new coffee and smoothis machines Run waterlines from existing filter system for all equipment | NULL
NULL | NULL | NULL | Plumbing Permit | NULL | NULL | Draft | NULL | NULL
NULL | NULL | NULL | Electrical Permit | NULL | NULL | Withdrawn | Installation / Repair - - Emergency repair. Brownout, loose connection on customer side of meter base confirmed by BC Hydro. | NULL
NULL | NULL | NULL | Sprinkler Permit | NULL | NULL | Draft | NULL | Haven Fire Protection Ltd
NULL | NULL | NULL | Plumbing Permit | NULL | NULL | Draft | NULL | NULL
NULL | NULL | NULL | Electrical Permit | NULL | NULL | Draft | NULL | NULL
NULL | NULL | NULL | Electrical Permit | Residential | New | Draft | Installation / Repair - Residential - Extra low voltage wiring and completion of security system , data , tel , intercom | NULL
NULL | NULL | NULL | Electrical Permit | Residential | New | Withdrawn | Installation / Repair - Residential - Extra low voltage wiring and completion Security systems , cameras, data, tel , tv, door bell | NULL
NULL | NULL | NULL | Plumbing Permit | NULL | NULL | Draft | NULL | NULL
NULL | NULL | NULL | Plumbing Permit | NULL | NULL | Draft | NULL | NULL
NULL | NULL | NULL | Mechanical Permit | NULL | NULL | Withdrawn | NULL | FAST ROUTE PLUMBING & REFRIGERATION MECHANICAL LTD
NULL | NULL | NULL | Electrical Permit | NULL | NULL | Withdrawn | NULL | NULL
NULL | NULL | NULL | Electrical Permit | NULL | NULL | Withdrawn | NULL | NULL
NULL | NULL | NULL | Electrical Permit | NULL | NULL | Withdrawn | NULL | NULL
NULL | NULL | NULL | Electrical Permit | NULL | NULL | Withdrawn | NULL | NULL
NULL | NULL | NULL | Electrical Permit | NULL | NULL | Withdrawn | NULL | NULL
NULL | NULL | NULL | Electrical Permit | Residential | New | Draft | Installation / Repair - Residential - security,cctv and data | NULL
NULL | NULL | NULL | Sprinkler Permit | NULL | NULL | Draft | Commercial - Additon of a sprinkler system to a residential project that is having its use changes to a commercial daycare. | NULL
NULL | NULL | NULL | Electrical Permit | Residential | Addition | Draft | Installation / Repair - Residential - Kk | NULL
NULL | NULL | NULL | Sprinkler Permit | NULL | NULL | Draft | NULL | NULL
NULL | NULL | NULL | Plumbing Permit | NULL | NULL | Draft | NULL | CURAFLO OF BRITISH COLUMBIA LTD
NULL | NULL | NULL | Sprinkler Permit | NULL | NULL | Draft | NULL | NULL
NULL | NULL | NULL | Sprinkler Permit | NULL | NULL | Withdrawn | NULL | NULL
NULL | NULL | NULL | Gas Permit | Residential | Renovation | Draft | Residential - Replacement of hot water tank | NULL
NULL | NULL | NULL | Electrical Permit | Commercial | New | Draft | Temporary Power - Commercial - To provide temporary power. | NULL
NULL | NULL | NULL | Electrical Permit | NULL | NULL | Withdrawn | NULL | NULL
NULL | NULL | NULL | Electrical Permit | NULL | NULL | Draft | NULL | NULL
NULL | NULL | NULL | Electrical Permit | NULL | NULL | Draft | NULL | NULL
NULL | NULL | NULL | Electrical Permit | NULL | NULL | Draft | NULL | NULL
NULL | NULL | NULL | Gas Permit | Residential | Renovation | Draft | Residential - Replace Hot Water Tank | NULL
NULL | NULL | NULL | Sprinkler Permit | NULL | NULL | Draft | NULL | NULL
NULL | NULL | NULL | Electrical Permit | Commercial | NULL | Draft | Annual / Operating - annual operating permit | NULL
NULL | NULL | NULL | Electrical Permit | NULL | NULL | Draft | NULL | NULL
NULL | NULL | NULL | Plumbing Permit | Residential | Renovation - Dwelling Unit(s) only | Draft | Residential - TI to convert office space to hotel on levels 3, 4 and 5 | NULL
NULL | NULL | NULL | Sprinkler Permit | Commercial | New | Withdrawn | Commercial - New sprinkler system | Phaser Fire Protection Ltd
NULL | NULL | NULL | Electrical Permit | Commercial | New | Withdrawn | Installation / Repair - Commercial - Connectting power to the Rogers cellular site and City of Vancouver light pole | NULL
NULL | NULL | NULL | Electrical Permit | Commercial | Renovation | Withdrawn | Installation / Repair - Commercial | NULL
EP-2024-00409 | 2024-01-16 | NULL | Electrical Permit | Commercial | NULL | Expired | Movie Set / Filming - To allow for Movie Set/Filming Applicant shall provide completed Contractor Declaration form, and dates of filming and associated location(s) to csinspection.clerks@vancouver.ca prior to the commencement of filming. Visit vancouver.ca/inspections for more details. | The Capital Media Company Inc
NULL | NULL | NULL | Electrical Permit | NULL | NULL | Withdrawn | NULL | NULL
NULL | NULL | NULL | Electrical Permit | NULL | NULL | Draft | NULL | NULL
NULL | NULL | NULL | Electrical Permit | Commercial | Renovation | Draft | Installation / Repair - Commercial - Electrical conduits and wiring from new switch gear to main electrical room . | NULL
NULL | NULL | NULL | Electrical Permit | Commercial | Addition | Draft | Installation / Repair - Commercial - Low voltage security system installation (Fire Panel Monitoring System) | NULL
NULL | NULL | NULL | Electrical Permit | Commercial | NULL | Draft | Annual / Operating - Low voltage security/fire panel monitoring system installation | NULL
NULL | NULL | NULL | Electrical Permit | NULL | NULL | Draft | NULL | NULL
NULL | NULL | NULL | Plumbing Permit | NULL | NULL | Draft | NULL | NULL
NULL | NULL | NULL | Gas Permit | NULL | NULL | Draft | NULL | NULL
NULL | NULL | NULL | Electrical Permit | Residential | New | Draft | Installation / Repair - Residential - Re-wire house Move service location | NULL
NULL | NULL | NULL | Gas Permit | NULL | NULL | Draft | NULL | Milani Plumbing Heating & Air Conditioning Ltd
NULL | NULL | NULL | Plumbing Permit | Residential | Renovation | Draft | Residential - Renovation Plumbing | NULL
NULL | NULL | NULL | Plumbing Permit | Commercial | Renovation | Draft | Commercial | NULL
NULL | NULL | NULL | Mechanical Permit | NULL | NULL | Draft | NULL | NULL
NULL | NULL | NULL | Mechanical Permit | NULL | NULL | Draft | NULL | NULL
NULL | NULL | NULL | Plumbing Permit | Residential | Renovation | Draft | Residential - Install complete plumbing system for duplex | NULL
NULL | NULL | NULL | Electrical Permit | NULL | NULL | Draft | NULL | NULL
NULL | NULL | NULL | Plumbing Permit | NULL | NULL | Draft | NULL | NULL
NULL | NULL | NULL | Mechanical Permit | NULL | NULL | Draft | NULL | NULL
NULL | NULL | NULL | Electrical Permit | Commercial | Tenant Improvement | Draft | Installation / Repair - Commercial - Check out the space to make sure that it is electrically safe for BC Hydro to re-install a BC Hydro meter as the space has been vacant for many years. Space has been checked and looks safe to energize | Mott Electric General Partnership
NULL | NULL | NULL | Electrical Permit | NULL | NULL | Draft | NULL | NULL
NULL | NULL | NULL | Mechanical Permit | NULL | NULL | Draft | NULL | FAST ROUTE PLUMBING & REFRIGERATION MECHANICAL LTD
NULL | NULL | NULL | Plumbing Permit | NULL | NULL | Draft | NULL | NULL
NULL | NULL | NULL | Electrical Permit | NULL | NULL | Draft | NULL | NULL
NULL | NULL | NULL | Electrical Permit | NULL | NULL | Draft | NULL | NULL
NULL | NULL | NULL | Electrical Permit | NULL | NULL | Draft | NULL | NULL
NULL | NULL | NULL | Electrical Permit | NULL | NULL | Draft | NULL | NULL
NULL | NULL | NULL | Electrical Permit | Commercial | NULL | Draft | Annual / Operating | NULL
NULL | NULL | NULL | Mechanical Permit | NULL | NULL | Withdrawn | NULL | 365 Mechanical
NULL | NULL | NULL | Plumbing Permit | Commercial | Renovation | Draft | Commercial - We are installing two sink fixtures and the plumbing piping is already has been ran in the wall. >BP: #538 - 5th floor (combining #536 & #538) Interior alterations to the 5th floor to combine units #536 & #538 (retain #538) and provide a first tenant Improvement for a new office tenant in this existing commercial building. Scope of work; remove a portion of wall between two units and stall double glass doors, new partition walls, doors, millwork to create an entry vestibule, private office, 2 kitchenettes. Electrical, plumbing, & sprinklers to suit. | Lionsbay Plumbing & Heating Inc.
NULL | NULL | NULL | Electrical Permit | Commercial | Renovation | Draft | Installation / Repair - Commercial - Install second gate front entry | NULL
EP-2024-00452 | NULL | NULL | Electrical Permit | Commercial | NULL | Application Incomplete | Movie Set / Filming - To allow for Movie Set/Filming Applicant shall provide completed Contractor Declaration form, and dates of filming and associated location(s) to csinspection.clerks@vancouver.ca prior to the commencement of filming. Visit vancouver.ca/inspections for more details. | Frozen Man Inc
NULL | NULL | NULL | Electrical Permit | NULL | NULL | Draft | NULL | NULL
NULL | NULL | NULL | Electrical Permit | Commercial | Renovation | Draft | Installation / Repair - Commercial - Wiring and install some Plugs and Lihghts | NULL
NULL | NULL | NULL | Sprinkler Permit | NULL | NULL | Draft | NULL | NULL
NULL | NULL | NULL | Sprinkler Permit | NULL | NULL | Draft | NULL | NULL
NULL | NULL | NULL | Plumbing Permit | NULL | NULL | Draft | NULL | NULL
NULL | NULL | NULL | Gas Permit | Residential | Renovation | Draft | Residential - Decommission and remove the old gas heating source and install new Combination Boiler | Ashton Service Group/Ashton Mechanical Ltd.
EP-2024-00686 | 2024-02-02 | NULL | Electrical Permit | Commercial | New | Issued | Installation / Repair - Commercial - Installing a new replacement lamp post cell site combination and related junction boxes -The site requires installing 2 junction boxes in the ground to bring the power connections from the old lamp post over to the new lamp post | Wesbell Technologies (West) Inc.
NULL | NULL | NULL | Plumbing Permit | NULL | NULL | Draft | NULL | NULL
NULL | NULL | NULL | Electrical Permit | Commercial | Addition | Withdrawn | Installation / Repair - Commercial - Addition of emergency lights in shop | NULL
NULL | NULL | NULL | Electrical Permit | Commercial | New | Draft | Temporary Power - Commercial - To provide temporary power. | NULL
NULL | NULL | NULL | Sprinkler Permit | NULL | NULL | Draft | Residential - New sprinkler system | NULL
NULL | NULL | NULL | Mechanical Permit | NULL | NULL | Draft | NULL | NULL
NULL | NULL | NULL | Electrical Permit | Commercial | Tenant Improvement | Draft | Installation / Repair - Commercial - Check out the space to make sure that it is electrically safe for BC Hydro to re-install a BC Hydro meter as the space has been vacant for many years. Space has been checked and looks safe to energize | Mott Electric General Partnership
NULL | NULL | NULL | Electrical Permit | Commercial | Renovation | Draft | Installation / Repair - Commercial - Re-located a receptcal | Fox Electric Canada Inc
NULL | NULL | NULL | Electrical Permit | Commercial | NULL | Withdrawn | Annual / Operating - Maintenance of existing operating electrical equipment. Minor electrical installation, repair and maintenance. | Berts Electric (2001) Ltd
NULL | NULL | NULL | Electrical Permit | NULL | NULL | Draft | NULL | NULL
NULL | NULL | NULL | Electrical Permit | Residential | New | Draft | Installation / Repair - Residential - electrical wirings and installations | NULL
NULL | NULL | NULL | Electrical Permit | Residential | Renovation | Draft | Installation / Repair - Residential - Throughout building | NULL
NULL | NULL | NULL | Electrical Permit | NULL | NULL | Draft | NULL | NULL
NULL | NULL | NULL | Plumbing Permit | NULL | NULL | Draft | NULL | NULL
NULL | NULL | NULL | Plumbing Permit | NULL | NULL | Draft | NULL | NULL
NULL | NULL | NULL | Plumbing Permit | NULL | NULL | Draft | NULL | NULL
NULL | NULL | NULL | Gas Permit | NULL | NULL | Draft | NULL | NULL
NULL | NULL | NULL | Electrical Permit | NULL | NULL | Withdrawn | NULL | NULL
NULL | NULL | NULL | Plumbing Permit | NULL | NULL | Draft | NULL | NULL
NULL | NULL | NULL | Electrical Permit | Commercial | Tenant Improvement | Draft | Installation / Repair - Commercial - Upgrade the lights in shop and add 4 outlets. >BP: Interior alterations to provide improvements for a new Retail (butcher shop) tenant at this existing Retail unit 3638 W 4th Ave on the ground floor of this mixed use building on this site. No translucent or opaque film, artwork, posters, shelving, display cases or similar elements are to be installed on or directly outside or inside of the approved glazing frontages and windows so that the interior of the premises is visible at all times from the sidewalk. Accessible washroom to comply with VBBL 3.8.3.12 Separate sign permit required for all related work. | Volt Masters Electrical Ltd
NULL | NULL | NULL | Electrical Permit | Commercial | New | Draft | Temporary Power - Commercial - To provide temporary power. | NULL
NULL | NULL | NULL | Electrical Permit | NULL | NULL | Draft | NULL | NULL
NULL | NULL | NULL | Electrical Permit | Commercial | Renovation | Draft | Installation / Repair - Commercial - Relocate existing cash desk in Winners / Homesense. Re use existing feeds, disconect and re connect recepticals after new desk moves in place | NULL
NULL | NULL | NULL | Electrical Permit | Commercial | Renovation | Draft | Installation / Repair - Commercial - Re Re existing cash desk with new desk. (replace receptacles, re use existing circuits | NULL
NULL | NULL | NULL | Electrical Permit | Commercial | Addition | Draft | Temporary Power - Commercial - To provide temporary power. | Trans-Western Electric Ltd
NULL | NULL | NULL | Plumbing Permit | NULL | NULL | Draft | NULL | NULL
NULL | NULL | NULL | Plumbing Permit | NULL | NULL | Draft | NULL | NULL
NULL | NULL | NULL | Plumbing Permit | NULL | NULL | Draft | NULL | NULL
NULL | NULL | NULL | Mechanical Permit | NULL | NULL | Draft | NULL | NULL
NULL | NULL | NULL | Electrical Permit | Commercial | New | Withdrawn | Interim - Commercial | NULL
EP-2024-00509 | 2024-01-19 | NULL | Electrical Permit | Commercial | NULL | Issued | Movie Set / Filming - To allow for Movie Set/Filming Applicant shall provide completed Contractor Declaration form, and dates of filming and associated location(s) to csinspection.clerks@vancouver.ca prior to the commencement of filming. Visit vancouver.ca/inspections for more details. | Timelapse Film Media House Inc
NULL | NULL | NULL | Electrical Permit | Commercial | Renovation - Dwelling Unit(s) only | Draft | Installation / Repair - Commercial - We will be adding a circuit for a heat pump | NULL
NULL | NULL | NULL | Mechanical Permit | NULL | NULL | Draft | NULL | NULL
NULL | NULL | NULL | Electrical Permit | Commercial | NULL | Draft | Movie Set / Filming - To allow for Movie Set/Filming Applicant shall provide completed Contractor Declaration form, and dates of filming and associated location(s) to csinspection.clerks@vancouver.ca prior to the commencement of filming. Visit vancouver.ca/inspections for more details. | NULL
NULL | NULL | NULL | Electrical Permit | Commercial | Renovation | Withdrawn | Installation / Repair - Commercial - Add infrastructure for 13 EV Charger Ready parking spaces. Consists of new 200A Main Breaker Panel off of added 400 splitter from Metered House Power. Add 7 new 2 pole 40 amp circuits from panel to 7 wall mounted JBs to feed 13 future Networked EV chargers with built in Networked Load Sharing at a Ratio of 2 Chargers per 1 circuit. Install new Wireless Network in the parking area. Install 7 level 2 Networked Chargers | Greater Vancouver Electric Inc.
NULL | NULL | NULL | Plumbing Permit | Commercial | Addition | Draft | Commercial - Install a new hand wash sink lobby area | Across Town Plumbing & Heating (2017) Ltd
NULL | NULL | NULL | Mechanical Permit | NULL | NULL | Draft | NULL | NULL
NULL | NULL | NULL | Gas Permit | Residential | New | Draft | Residential | NULL
EP-2024-00510 | 2024-01-19 | NULL | Electrical Permit | Commercial | NULL | Issued | Movie Set / Filming - To allow for Movie Set/Filming Applicant shall provide completed Contractor Declaration form, and dates of filming and associated location(s) to csinspection.clerks@vancouver.ca prior to the commencement of filming. Visit vancouver.ca/inspections for more details. | The Capital Media Company Inc
NULL | NULL | NULL | Electrical Permit | Commercial | NULL | Draft | Annual / Operating - Attend to any service on the building | NULL
NULL | NULL | NULL | Gas Permit | NULL | NULL | Draft | NULL | NULL
NULL | NULL | NULL | Electrical Permit | Commercial | Addition | Draft | Installation / Repair - Commercial - Install generator connection box and manual transfer switch. | NULL
EP-2024-00520 | 2024-01-19 | NULL | Electrical Permit | Commercial | NULL | Issued | Movie Set / Filming - To allow for Movie Set/Filming Applicant shall provide completed Contractor Declaration form, and dates of filming and associated location(s) to csinspection.clerks@vancouver.ca prior to the commencement of filming. Visit vancouver.ca/inspections for more details. | Circle Productions Ltd
NULL | NULL | NULL | Electrical Permit | Residential | Addition | Draft | Installation / Repair - Residential | NULL
NULL | NULL | NULL | Electrical Permit | NULL | NULL | Draft | NULL | NULL
NULL | NULL | NULL | Electrical Permit | Commercial | Renovation | Draft | Installation / Repair - Commercial - Upgrading 100 Amps 3 Phase Service and Panel to 200 Amps | NULL
NULL | NULL | NULL | Plumbing Permit | Commercial | Renovation | Draft | Commercial | NULL
NULL | NULL | NULL | Plumbing Permit | Commercial | Renovation | Draft | Commercial - re and re grease trap re and re hand sink re and re prep sink and pot sink | NULL
NULL | NULL | NULL | Plumbing Permit | Commercial | Renovation | Draft | Commercial - re and re grease trap re and re pot sink re and re hand sink | NULL
NULL | NULL | NULL | Electrical Permit | NULL | NULL | Draft | NULL | NULL
NULL | NULL | NULL | Electrical Permit | NULL | NULL | Draft | NULL | NULL
NULL | NULL | NULL | Plumbing Permit | Residential | New | Draft | Residential - New home plumbing rough in and finishing | NULL
NULL | NULL | NULL | Plumbing Permit | Residential | New | Draft | Residential - Plumbing rough in and finishing | NULL
EP-2024-00524 | NULL | NULL | Electrical Permit | Residential | Renovation | Application Incomplete | Installation / Repair - Residential - The electrical service is very old. The wires emerging from the conduit where they connect to the CV Hydro lines are in bad shape and need replacing. We will replace the wires and upgrade the grounding and bonding. -The service is being repaired. The conductors inside the conduit must be replaced with new ones. We will provide new grounding and bonding as well. | Clay Electric Ltd
NULL | NULL | NULL | Plumbing Permit | Residential | Renovation | Withdrawn | Residential - Relocate Washer Dryer from main floor kitchen to upper floor storage closet | NULL
NULL | NULL | NULL | Electrical Permit | NULL | NULL | Withdrawn | NULL | NULL
NULL | NULL | NULL | Plumbing Permit | Commercial | Renovation | Draft | Commercial - re and re hand sink re and re pot sink re and re grease trap | NULL
NULL | NULL | NULL | Electrical Permit | Commercial | Tenant Improvement | Draft | Installation / Repair - Commercial - Safety check | NULL
NULL | NULL | NULL | Electrical Permit | Commercial | Tenant Improvement | Draft | Installation / Repair - Commercial - Safety check | NULL
NULL | NULL | NULL | Plumbing Permit | Residential | Renovation | Withdrawn | Residential - Move electrical and plumbing for relocating washer dryer | NULL
NULL | NULL | NULL | Electrical Permit | NULL | NULL | Draft | NULL | NULL
NULL | NULL | NULL | Mechanical Permit | NULL | NULL | Draft | NULL | NULL
NULL | NULL | NULL | Electrical Permit | Commercial | NULL | Draft | Annual / Operating - Electrical annual permit Valid from January 21st, 2023 to January 20st, 2024 Renew from EP-2022-00030 Small electrical jobs like change ballasts, switches, receptacles, lamps, ect... | MDE Enterprises Ltd
NULL | NULL | NULL | Plumbing Permit | NULL | NULL | Draft | NULL | NULL
NULL | NULL | NULL | Plumbing Permit | NULL | NULL | Draft | NULL | Drips & Drains Plumbing and Heating Ltd
NULL | NULL | NULL | Electrical Permit | Commercial | New | Draft | Temporary Power - Commercial - To provide temporary power. >>>AMEND: Oct. 12th -BC Hydro does not have 800A available in this area Please change amperage from 800A to 400A Correct service size: 400A 347/600V | Alpine Electric Ltd
NULL | NULL | NULL | Electrical Permit | NULL | NULL | Draft | NULL | NULL
NULL | NULL | NULL | Electrical Permit | NULL | NULL | Draft | Installation / Repair - - Safety check | RBM Electric Ltd
NULL | NULL | NULL | Electrical Permit | Commercial | Renovation | Withdrawn | Installation / Repair - Commercial - Pulling cable for nurse call devices | NULL
NULL | NULL | NULL | Electrical Permit | Residential | NULL | Draft | Temporary Power - Residential - To provide temporary power. | NULL
NULL | NULL | NULL | Electrical Permit | NULL | NULL | Draft | NULL | NULL
NULL | NULL | NULL | Mechanical Permit | NULL | NULL | Draft | NULL | NULL
NULL | NULL | NULL | Plumbing Permit | NULL | NULL | Draft | NULL | NULL
NULL | NULL | NULL | Plumbing Permit | NULL | NULL | Draft | NULL | NULL
NULL | NULL | NULL | Sprinkler Permit | NULL | NULL | Draft | Commercial - To construct a 6-storey mixed-use building consisting of: 1st storey - 3 CRU's (shell only) 2nd to 6th storey - 54 dwelling units; Amenity Room on Level 2 Rooftop - outdoor amenity. This project will involve construction of 2 levels of below grade parking accessed from lane. Therefore, applying for sprinkler permit for the Parkade/Standpipe below grade. | NULL
NULL | NULL | NULL | Mechanical Permit | NULL | NULL | Draft | NULL | NULL
NULL | NULL | NULL | Electrical Permit | Commercial | NULL | Draft | Annual / Operating - Annual operating permit to replace EP-2023-00449 | Sasco Contractors Ltd
NULL | NULL | NULL | Plumbing Permit | Residential | New | Draft | Residential - Plumbing | Killarney Mechanical Ltd
NULL | NULL | NULL | Electrical Permit | Residential | New | Draft | Installation / Repair - Residential - Low voltage HVAC | NULL
NULL | NULL | NULL | Mechanical Permit | NULL | NULL | Draft | NULL | NULL
NULL | NULL | NULL | Mechanical Permit | NULL | NULL | Draft | NULL | NULL
NULL | NULL | NULL | Electrical Permit | NULL | NULL | Draft | NULL | NULL
NULL | NULL | NULL | Gas Permit | NULL | NULL | Draft | NULL | NULL
NULL | NULL | NULL | Plumbing Permit | NULL | NULL | Draft | NULL | High Pressure Mechanical
NULL | NULL | NULL | Gas Permit | Residential | Tenant Improvement | Draft | Residential - Re and re furnace | NULL
NULL | NULL | NULL | Electrical Permit | NULL | NULL | Draft | NULL | NULL
NULL | NULL | NULL | Electrical Permit | Commercial | Tenant Improvement | Draft | Installation / Repair - Commercial - Tenant Improvement on Space. Replace the 200 amp panel. basic circuits, lighting, and power. | NULL
NULL | NULL | NULL | Plumbing Permit | NULL | NULL | Draft | NULL | NULL
NULL | NULL | NULL | Plumbing Permit | Residential | Renovation | Draft | Residential | NULL
NULL | NULL | NULL | Mechanical Permit | NULL | NULL | Draft | NULL | NULL
NULL | NULL | NULL | Mechanical Permit | NULL | NULL | Draft | NULL | David Beck
NULL | NULL | NULL | Plumbing Permit | NULL | NULL | Draft | NULL | NULL
NULL | NULL | NULL | Electrical Permit | Commercial | NULL | Draft | Movie Set / Filming - To allow for Movie Set/Filming Applicant shall provide completed Contractor Declaration form, and dates of filming and associated location(s) to csinspection.clerks@vancouver.ca prior to the commencement of filming. Visit vancouver.ca/inspections for more details. | NULL
NULL | NULL | NULL | Sprinkler Permit | NULL | NULL | Draft | NULL | NULL
NULL | NULL | NULL | Plumbing Permit | NULL | NULL | Draft | NULL | NULL
NULL | NULL | NULL | Plumbing Permit | NULL | NULL | Draft | NULL | NULL
NULL | NULL | NULL | Plumbing Permit | NULL | NULL | Draft | NULL | NULL
NULL | NULL | NULL | Electrical Permit | NULL | Renovation - Dwelling Unit(s) only | Withdrawn | Installation / Repair - - Hydro reconnection I have disconnected all branch wiring Installed new ground And bonded gas line | NULL
NULL | NULL | NULL | Mechanical Permit | NULL | NULL | Draft | NULL | NULL
NULL | NULL | NULL | Plumbing Permit | Residential | Renovation | Withdrawn | Residential - New plumbing drains and waterlines for the two upper floor bathrooms, basement bathroom, washing machine, kitchen, hose bibs, and gas bib. | NULL
NULL | NULL | NULL | Plumbing Permit | NULL | NULL | Draft | NULL | KC's Plumbing & Heating
NULL | NULL | NULL | Plumbing Permit | Residential | Addition | Draft | Residential - Roughing in new drain and water lines in basement for a new master bathroom, Powder Room, another full bathroom, kitchen and two laundry | NULL
NULL | NULL | NULL | Gas Permit | Residential | New | Draft | Residential - Installation of gaa supply for a Rinnai Ru199in ondemand hot water heater, installation of gas bbq box, installarion of gas supply for gas range. | NULL
NULL | NULL | NULL | Mechanical Permit | NULL | NULL | Draft | NULL | NULL
NULL | NULL | NULL | Electrical Permit | Commercial | NULL | Draft | Movie Set / Filming - To allow for Movie Set/Filming Applicant shall provide completed Contractor Declaration form, and dates of filming and associated location(s) to csinspection.clerks@vancouver.ca prior to the commencement of filming. Visit vancouver.ca/inspections for more details. | NULL
NULL | NULL | NULL | Electrical Permit | Residential | Addition | Withdrawn | Installation / Repair - Residential - Laying PVC conduit in direct burial for 60 amp sub panel for garage. New sub panel will have 4 circuits. 1). Garage door opener. 2). Few interior lights 3). Interior plugs 4). Level 2 240 charger. | NULL
NULL | NULL | NULL | Mechanical Permit | NULL | NULL | Draft | NULL | NULL
NULL | NULL | NULL | Gas Permit | NULL | NULL | Draft | NULL | NULL
NULL | NULL | NULL | Plumbing Permit | Residential | Addition | Draft | Residential - Roughing new drain and water lines in basement for a new master bathroom, on suite bathroom, power room, kitchen, laundry and a floor drain | NULL
NULL | NULL | NULL | Plumbing Permit | Commercial | Renovation | Draft | Commercial - Bathroom reno. Tub replacement and valve replacement. | NULL
NULL | NULL | NULL | Electrical Permit | NULL | NULL | Draft | NULL | NULL
NULL | NULL | NULL | Electrical Permit | Commercial | NULL | Draft | Annual / Operating | NULL
NULL | NULL | NULL | Electrical Permit | Commercial | Addition | Payment Pending | Installation / Repair - Commercial - installing electrical wiring to new street post | Scorpio Electric Ltd
NULL | NULL | NULL | Electrical Permit | Commercial | New | Withdrawn | Installation / Repair - Commercial - Low Voltage Pre wire intrusion alarm, and install intrusion alarm system. | Kinet Access Control Ltd
NULL | NULL | NULL | Electrical Permit | Commercial | Addition | Draft | Installation / Repair - Commercial - fsdfsadfd | NULL
NULL | NULL | NULL | Gas Permit | NULL | NULL | Draft | NULL | NULL
NULL | NULL | NULL | Gas Permit | Residential | Addition | Draft | Residential - 2 gas ranges (cook top)40000 btu each, 2 gas dryers 20000 btu each | NULL
EP-2024-00629 | 2024-01-30 | NULL | Electrical Permit | Commercial | New | Issued | Installation / Repair - Commercial - Supply and install (4) decorative pedestrian poles c/w concrete base, (5) streetlight poles with pedestrian backlight and concrete bases, upgrade (2) existing poles with new fixtures, remove (2) existing poles and concrete bases. (existing service). Clarendon St, Waverly Ave and E 48 Ave. | Bay Hill Contracting Ltd
NULL | NULL | NULL | Electrical Permit | NULL | NULL | Withdrawn | NULL | NULL
NULL | NULL | NULL | Electrical Permit | NULL | NULL | Withdrawn | Installation / Repair - - Low Voltage and Camera Wiring | NULL
NULL | NULL | NULL | Mechanical Permit | NULL | NULL | Draft | NULL | Killarney Mechanical Ltd
NULL | NULL | NULL | Mechanical Permit | NULL | NULL | Draft | NULL | NULL
NULL | NULL | NULL | Electrical Permit | Commercial | Addition | Draft | Installation / Repair - Commercial - Install fiber optic cables through the site NO DISTURBANCE TO ANY GROUND OR SOIL | Status Electrical Corporation
NULL | NULL | NULL | Plumbing Permit | Commercial | Addition | Draft | Commercial - Install new DCVA on the main water line for the premises CROSS CONNECTION - LTR UPLOADED | Canada West Plumbing & Heating Ltd
EP-2024-00632 | 2024-01-30 | NULL | Electrical Permit | Commercial | New | Issued | Installation / Repair - Commercial - To supply and install Qty(1) lock block, Qty(1) junction box and teck cable and relocate existing street light. | Bay Hill Contracting Ltd
NULL | NULL | NULL | Plumbing Permit | NULL | NULL | Draft | NULL | NULL
NULL | NULL | NULL | Plumbing Permit | NULL | NULL | Draft | NULL | NULL
NULL | NULL | NULL | Gas Permit | NULL | NULL | Draft | NULL | Thomson Industries Ltd
NULL | NULL | NULL | Electrical Permit | NULL | NULL | Draft | NULL | NULL
EP-2024-00644 | 2024-01-29 | NULL | Electrical Permit | Commercial | NULL | Issued | Movie Set / Filming - To allow for Movie Set/Filming Applicant shall provide completed Contractor Declaration form, and dates of filming and associated location(s) to csinspection.clerks@vancouver.ca prior to the commencement of filming. Visit vancouver.ca/inspections for more details. | Kyle Hollett
NULL | NULL | NULL | Electrical Permit | Residential | Renovation | Draft | Installation / Repair - Residential - Update electrical service panel with a new one | NULL
NULL | NULL | NULL | Plumbing Permit | NULL | NULL | Draft | NULL | Headwater Management Ltd
NULL | NULL | NULL | Electrical Permit | NULL | NULL | Draft | NULL | NULL
NULL | NULL | NULL | Plumbing Permit | NULL | NULL | Withdrawn | NULL | NULL
NULL | NULL | NULL | Electrical Permit | NULL | NULL | Draft | NULL | NULL
NULL | NULL | NULL | Gas Permit | Residential | New | Withdrawn | Residential - HKLHJHJHJL | NULL
NULL | NULL | NULL | Electrical Permit | Commercial | New | Draft | Installation / Repair - Commercial - Low Voltage Pre wire intrusion alarm, and install intrusion alarm system. | Kinet Access Control Ltd
NULL | NULL | NULL | Plumbing Permit | NULL | NULL | Withdrawn | NULL | NULL
NULL | NULL | NULL | Plumbing Permit | Residential | Addition | Draft | Residential - Roughing new drain and water lines in basement for new master bathroom, on suite bathroom, powder room, laundry and floor drain. | NULL
NULL | NULL | NULL | Electrical Permit | Commercial | NULL | Draft | Annual / Operating | NULL
NULL | NULL | NULL | Gas Permit | Residential | New | Draft | Residential - gas pipe | NULL
NULL | NULL | NULL | Gas Permit | Residential | New | Withdrawn | Residential - gas line | NULL
NULL | NULL | NULL | Electrical Permit | NULL | NULL | Draft | NULL | NULL
NULL | NULL | NULL | Electrical Permit | Commercial | NULL | Draft | Annual / Operating | NULL
NULL | NULL | NULL | Electrical Permit | NULL | NULL | Draft | NULL | NULL
NULL | NULL | NULL | Electrical Permit | Commercial | Tenant Improvement | Draft | Installation / Repair - Commercial - -Install kitchen circuits -Supply and install light fixtures | NULL
NULL | NULL | NULL | Sprinkler Permit | NULL | NULL | Draft | NULL | NULL
NULL | NULL | NULL | Gas Permit | NULL | NULL | Draft | NULL | NULL
NULL | NULL | NULL | Electrical Permit | NULL | NULL | Draft | NULL | NULL
NULL | NULL | NULL | Electrical Permit | NULL | NULL | Draft | NULL | NULL
NULL | NULL | NULL | Gas Permit | NULL | NULL | Draft | NULL | NULL
NULL | NULL | NULL | Electrical Permit | Commercial | NULL | Draft | Annual / Operating - Maintenance of existing operating electrical equipment. Undertake to regularly assess, operate, and maintain the electrical equipment on a regular basis in compliance with the Electrical By-law No. 5563. | NULL
NULL | NULL | NULL | Electrical Permit | NULL | NULL | Withdrawn | NULL | NULL
NULL | NULL | NULL | Electrical Permit | Commercial | New | Draft | Installation / Repair - Commercial - Supply and install: (6) dual Cat6 dual drop cables in room 1438B; (3) 15-amp duplex receptacles in room 1438B; (3) dual Cat6 drops in room 4243; (4) dual Cat6 dual drop cables in room 2250; (4) dual Cat6 dual drop cables in room 4321; (2) 15-amp duplex receptacles in room 4321; (7) dual Cat6 dual drop cables in room 564; (7) 15-amp duplex receptacles in room 564. | Houle Electric Limited
NULL | NULL | NULL | Electrical Permit | NULL | NULL | Draft | NULL | NULL
NULL | NULL | NULL | Gas Permit | Residential | Renovation | Draft | Residential - Installation of Navien NCB Combi Water heater, replacing old boiler/water tank. | NULL
NULL | NULL | NULL | Gas Permit | Residential | Renovation | Draft | Residential - installation of Navien NCB combi boiler | NULL
NULL | NULL | NULL | Gas Permit | Residential | New | Draft | Residential - Venting and hook up only | NULL
NULL | NULL | NULL | Electrical Permit | Commercial | NULL | Draft | Movie Set / Filming - To allow for Movie Set/Filming Applicant shall provide completed Contractor Declaration form, and dates of filming and associated location(s) to csinspection.clerks@vancouver.ca prior to the commencement of filming. Visit vancouver.ca/inspections for more details. | NULL
NULL | NULL | NULL | Electrical Permit | Residential | Addition | Draft | Installation / Repair - Residential - Ev Charger Outlet | NULL
NULL | NULL | NULL | Electrical Permit | Commercial | New | Withdrawn | Temporary Power - Commercial - To provide temporary power. | NULL
PP-2022-03958 | 2022-11-02 | 5987 ADERA STREET, Vancouver, BC V6M 3J3 | Plumbing Permit | Residential | New | Completed | Residential - 3/4" double check backflow preventer box will be installed in front yard >BP: To construct a 2 storey one-family dwelling with a secondary suite located in the Cellar ($1,203,000) with a detached accessory building (garage) ($10,000), at the rear providing 2 parking spaces, having vehicular access from the lane. | JWU Design Inc
EP-2022-04859 | 2022-06-09 | 6112 ADERA STREET, Vancouver, BC V6M 3J6 | Electrical Permit | Residential | Renovation | Completed | Installation / Repair - Residential - this site add LWH, so main house electrical service need update. main service located LWH. | Vadas Electric Service Inc.
EP-2022-05079 | 2022-06-14 | 4376 ALEXANDRA STREET, Vancouver, BC V6J 4C7 | Electrical Permit | Residential | New | Expired | Temporary Power - Residential - To provide temporary power. | MW. Can. Enterprise Ltd
GP-2022-00962 | 2022-03-29 | 4376 ALEXANDRA STREET, Vancouver, BC V6J 4C7 | Gas Permit | Residential | New | Issued | Residential - Installation of 1 gas fireplace - venting and hook up only >To construct a 2 storey + cellar one-family dwelling with a detached accessory building (garage), at the rear providing 2 parking spaces, having vehicular access from the lane. Note: This is a 2 storey building pursuant to the Zoning and Development By-Law 1. Structural schedule B: Jeff Allester,PENG (604-228-0518) 2. Geo technical schedule B: Matt J.Kokan ,PENG (604-439-0922) 3. A/C unit proposed in rear yard 4. 8’ bar sink proposed in cellar "Combustible projections or roof soffits on an exposing building face shall not project to less than .45m from the property line and shall be in compliance with VBBL 2014 9.10.15.5.(9) The entire building, INCLUDING THE ATTACHED GARAGE (if applicable), to be sprinklered to NFPA 13D. Any alterations or conversions to the attached garage (if applicable) to habitable living space shall not be permitted without first obtaining the approval of the Director of Planning and the Chief Building Official. Thermal protection measures and Laneway house design guidelines shall be required to be met prior to the approval of the conversion. ******THIS PERMIT HAS BEEN ISSUED UNDER THE REQUIREMENTS OF VBBL 2014 AND THE GREEN HOMES PROGRAM****** | Urban Fireplaces Ltd
GP-2022-01181 | 2022-04-19 | 4376 ALEXANDRA STREET, Vancouver, BC V6J 4C7 | Gas Permit | Residential | New | Issued | Residential - Complete boiler, range bbq and piping only for fireplace. | Deep Gas Fitting Ltd.
EP-2023-05418 | 2023-06-19 | 4376 ALEXANDRA STREET, Vancouver, BC V6J 4C7 | Electrical Permit | Residential | New | Issued | Temporary Power - Residential - To provide temporary power. -renewal of : EP-2022-05079 -valid: June 15, 2023 - June 14, 2024 | MW. Can. Enterprise Ltd
GP-2023-01016 | 2023-03-23 | 2743 ADANAC STREET, Vancouver, BC V5K 2N1 | Gas Permit | Residential | Renovation | Completed | Residential - Install furnace | ROMA Heating Ltd
EP-2023-08616 | 2023-09-25 | 2760 ADANAC STREET, Vancouver, BC V5K 2M9 | Electrical Permit | Residential | Renovation - Dwelling Unit(s) only | Completed | Installation / Repair - Residential - House 100A to 200A electrical service upgrade (overhead type). | Magtion Electric Ltd
GP-2023-00054 | 2023-01-06 | 2809 ADANAC STREET, Vancouver, BC V5K 2N2 | Gas Permit | Residential | Addition | Completed | Residential - re and re hwt | Christopher Sterling
EP-2022-10111 | 2022-12-08 | 2818 ADANAC STREET, Vancouver, BC V5K 2N3 | Electrical Permit | Residential | New | Issued | Installation / Repair - Residential - 1FD+SS - #1 & #2 - Installation of 400 amp Service, rough wiring, and finishing for house, suite. >DB: To construct a 2 storey + basement one-family dwelling with a secondary suite located in the basement with 1 surface parking, having vehicular access from the lane. Note: This is a 2 storey building pursuant to the Zoning and Development By-Law 1- Covenant registered at the Land Title Office under CA9696203 2- No strata titling permitted 3- A/C unit proposed in the rear yard 7- The entire building to be sprinklered to NFPA 13D. ** Amend 12/19/2022** The main service for this house is now 200 Amps | Best Electric Ltd
EP-2022-09880 | 2022-11-24 | 2818 ADANAC STREET, Vancouver, BC V5K 2N3 | Electrical Permit | Residential | New | Issued | Installation / Repair - Residential - TV/TEL/DATA/SECURITY | Splendid IT Solutions Ltd
SP-2022-01929 | 2022-11-18 | 2818 ADANAC STREET, Vancouver, BC V5K 2N3 | Sprinkler Permit | Residential | New | Issued | Residential - fire sprinkler installation >To construct a 2 storey + basement one-family dwelling with a secondary suite ($757,002.50) located in the basement with 1 surface parking, having vehicular access from the lane. Note: This Building Permit will remain in a suspended status until the associated (green) Demolition Permit BP-2022-00411 is completed. Note: This is a 2 storey building pursuant to the Zoning and Development By-Law 1- Covenant registered at the Land Title Office under CA9696203 2- No strata titling permitted 3- A/C unit proposed in the rear yard 4- Schedule A: A.S. Rathod, P.Eng. (778-885-0551) 5- Schedule B: A.S. Rathod, P.Eng. (778-885-0551) Structural & Geotechnical Zhao Guan, P.Eng (778-868-5635) Geotechnical 6- HPO: Residential Builder – Pandher Properties Ltd. 7- The entire building to be sprinklered to NFPA 13D. ******THIS PERMIT HAS BEEN ISSUED UNDER THE REQUIREMENTS OF VBBL #12511 (2019)****** | Ecofire Sprinklers Ltd
EP-2022-09727 | 2022-11-16 | 2818 ADANAC STREET, Vancouver, BC V5K 2N3 | Electrical Permit | Residential | New | Expired | Temporary Power - Residential - To provide temporary power. | Best Electric Ltd
EP-2022-09782 | NULL | 2818 ADANAC STREET, Vancouver, BC V5K 2N3 | Electrical Permit | Residential | New | Draft | Installation / Repair - Residential - Installation of service, rough wiring, and finishing for house, suite,. | Best Electric Ltd
MP-2022-00183 | 2022-09-03 | 2818 ADANAC STREET, Vancouver, BC V5K 2N3 | Mechanical Permit | NULL | NULL | Issued | NULL | Dynamic Plumbing & Heating Inc
NULL | NULL | 2818 ADANAC STREET, Vancouver, BC V5K 2N3 | Mechanical Permit | NULL | NULL | Draft | NULL | Dynamic Plumbing & Heating Inc
GP-2022-02100 | 2022-07-18 | 2818 ADANAC STREET, Vancouver, BC V5K 2N3 | Gas Permit | Residential | New | Issued | Residential - run gas line for range and boiler | Dynamic Plumbing & Heating Inc
PP-2022-02492 | 2022-07-18 | 2818 ADANAC STREET, Vancouver, BC V5K 2N3 | Plumbing Permit | Residential | New | Issued | Residential - install DWV and water supply lines | Dynamic Plumbing & Heating Inc
PP-2022-02297 | 2022-06-30 | 2818 ADANAC STREET, Vancouver, BC V5K 2N3 | Plumbing Permit | Residential | New | Issued | Residential - Sump >NOTE: Engineering Assurance letter will be submitted to the Plumbing Inspector on the site. Letter shall conform to the requirements of Vancouver Bulletin 2000-008-EL/PL. | Bhullar Excavating and Demolition
EP-2022-08795 | 2022-10-19 | 2840 ADANAC STREET, Vancouver, BC V5K 2N3 | Electrical Permit | Residential | New | Completed | Installation / Repair - Residential - TO CONTINUE WORK STARTED BY OTHERS (EP-2021-02214) extra low voltage data plates >BP: To construct a 2 storey laneway house building ($173,000.00) with an open parking pad, providing 1 parking space, having vehicular access from the lane. Note: This is a 1 ½ storey building pursuant to the Zoning & Development By-law Note: Bldg 1 (principal bldg) addressed #1- 2840 Adanac st retained on site. 1. No A/C unit proposed 2. Schedule B: KE JIAN, MA P.Eng (604.599.8890) Structural & Geotechnical 3. HPO: Residential Builder- Richtown Construction Ltd. Address has been assigned per the approved plans as the fire/emergency access to the laneway house is from the east side. This access must be provided & maintained at all times in accordance with the Building By-law ******THIS PERMIT HAS BEEN ISSUED UNDER THE REQUIREMENTS OF VBBL 2019 (#12511)****** | AJ INTEGRATED SERVICES LTD
GP-2022-00262 | 2022-01-27 | 2846 ADANAC STREET, Vancouver, BC V5K 2N3 | Gas Permit | Residential | New | Completed | Residential - Gas range re/re, low pressure | Super Tech Appliances Installation Ltd
EP-2023-00749 | 2023-01-29 | 2867 ADANAC STREET, Vancouver, BC V5K 2N2 | Electrical Permit | Residential | New | Expired | Temporary Power - Residential - To provide temporary power. | Buddy Electric Ltd
EP-2023-05463 | 2023-08-02 | 2867 ADANAC STREET, Vancouver, BC V5K 2N2 | Electrical Permit | Residential | New | Issued | Installation / Repair - Residential - Electrical installation of a new duplex (two - Family Dwelling) 2x200 AMP SERVICES *An approved mechanical permit is required for the installation of air conditioning or heat pump unit at the time of installation before an electrical inspection will be performed >BP: To construct a 2 storey duplex with 2 secondary suites located in the Basement ($633,565) with a detached accessory building (garage) and 1 open parking at the rear providing 3 parking spaces, having vehicular access from the lane. Note: The entire building, INCLUDING THE ATTACHED GARAGE (if applicable), to be sprinklered to 2 x NFPA 13D 1. Covenant registered at the Land Title Office under CB370079-CB370080 2. A/C proposed – Exterior component located in rear yard, Interior component located on the upper floor. 3. Schedule B: (S.A. Shikder) P.Eng (604.2553740) Structural and Geotechnical 4. HPO: Residential Builder- 0820163 B.C. Ltd. Note: This is a 2 storey building pursuant to the Zoning and Development By-Law | Buddy Electric Ltd
PP-2023-01832 | 2023-05-24 | 2867 ADANAC STREET, Vancouver, BC V5K 2N2 | Plumbing Permit | Residential | New | Issued | Residential - Sump | Van-City Excavating Ltd
PP-2023-03903 | 2023-11-06 | 2867 ADANAC STREET, Vancouver, BC V5K 2N2 | Plumbing Permit | Residential | New | Issued | Residential - 2FD+2SS - To install new plumbing fixtures in duplex >DB: To construct a 2 storey duplex with 2 secondary suites located in the Basement with a detached accessory building (garage) and 1 open parking at the rear providing 3 parking spaces, having vehicular access from the lane. Note: The entire building, INCLUDING THE ATTACHED GARAGE (if applicable), to be sprinklered to 2 x NFPA 13D 1. Covenant registered at the Land Title Office under CB370079-CB370080 2. A/C proposed – Exterior component located in rear yard, Interior component located on the upper floor. ***This permit is issued under the VBBL 2019, with updated energy requirements as per bylaw # 12997 effective Jan 01, 2022.*** | ACME PLUMBING HEATING & GAS LTD.
EP-2024-00659 | 2024-01-30 | 2867 ADANAC STREET, Vancouver, BC V5K 2N2 | Electrical Permit | Residential | New | Issued | Installation / Repair - Residential - Wiring and finishing of extra low voltage including data, cable, alarm, cameras. >BP: To construct a 2 storey duplex with 2 secondary suites located in the Basement ($633,565) with a detached accessory building (garage) and 1 open parking at the rear providing 3 parking spaces, having vehicular access from the lane. Note: The entire building, INCLUDING THE ATTACHED GARAGE (if applicable), to be sprinklered to 2 x NFPA 13D 1. Covenant registered at the Land Title Office under CB370079-CB370080 2. A/C proposed – Exterior component located in rear yard, Interior component located on the upper floor. 3. Schedule B: (S.A. Shikder) P.Eng (604.2553740) Structural and Geotechnical 4. HPO: Residential Builder- 0820163 B.C. Ltd. Note: This is a 2 storey building pursuant to the Zoning and Development By-Law ***This permit is issued under the VBBL 2019, with updated energy requirements as per bylaw # 12997 effective Jan 01, 2022.*** | Creative Security Solutions Ltd
MP-2024-00072 | 2024-01-17 | 2867 ADANAC STREET, Vancouver, BC V5K 2N2 | Mechanical Permit | NULL | NULL | Issued | NULL | Lumi HVAC Ltd
SP-2023-02269 | 2023-12-18 | 2867 ADANAC STREET, Vancouver, BC V5K 2N2 | Sprinkler Permit | Residential | New | Issued | Residential - to install new sprinkler system in Duplex >BP: To construct a 2 storey duplex with 2 secondary suites located in the Basement with a detached accessory building (garage) and 1 open parking at the rear providing 3 parking spaces, having vehicular access from the lane. Note: The entire building, INCLUDING THE ATTACHED GARAGE (if applicable), to be sprinklered to 2 x NFPA 13D 1. Covenant registered at the Land Title Office under CB370079-CB370080 2. A/C proposed – Exterior component located in rear yard, Interior component located on the upper floor. 3. Schedule B: (S.A. Shikder) P.Eng (604.2553740) Structural and Geotechnical 4. HPO: Residential Builder- 0820163 B.C. Ltd. | ACME PLUMBING HEATING & GAS LTD.
GP-2023-01668 | 2023-05-30 | 2888 ADANAC STREET, Vancouver, BC V5K 2N3 | Gas Permit | Residential | Addition | Completed | Residential - Tankless Water Heater | Pro Ace Heating & Air Conditioning Services Ltd
GP-2022-00102 | 2022-01-13 | 2893 ADANAC STREET, Vancouver, BC V5K 2N2 | Gas Permit | Residential | Renovation - Dwelling Unit(s) only | Completed | Residential - furnace replacement | Eco Pro Heating & Cooling Ltd
EP-2022-07872 | 2022-09-20 | 2942 ADANAC STREET, Vancouver, BC V5K 2N5 | Electrical Permit | Commercial | Renovation | Completed | Installation / Repair - Commercial - Upgrade electrical service from 100 A to 200A | Xian Zhao
EP-2023-06923 | 2023-08-15 | 3003 ADANAC STREET, Vancouver, BC V5K 2N6 | Electrical Permit | Residential | Renovation | Completed | Installation / Repair - Residential - Remove range receptacle and hood fan feed. -reference: CF-2023-006531 | Shiner Electric Limited
MP-2022-00726 | 2022-12-16 | 3248 ADANAC STREET, Vancouver, BC V5K 2P1 | Mechanical Permit | NULL | NULL | Completed | NULL | Thomson Industries Ltd
EP-2022-10380 | 2022-12-09 | 3248 ADANAC STREET, Vancouver, BC V5K 2P1 | Electrical Permit | Residential | Renovation | Completed | Installation / Repair - Residential - Dedicated circuit for heat pump MP-2022-00726 (Issued) Jan 18/23 AMEND Please amend permit description to dedicated circuit for heat pump and hot water tank. Updated Installation value is $1300.00 | Pacific Star Electric Inc
EP-2022-04569 | 2022-06-01 | 3255 ADANAC STREET, Vancouver, BC V5K 2P2 | Electrical Permit | Residential | Tenant Improvement | Completed | Installation / Repair - Residential - Electrical install of heat pump. BP not required. No change to existing service. | Moore And Russell Heating And Air Conditioning Ltd
EP-2023-00011 | 2023-01-04 | 3945 ALICE STREET, Vancouver, BC V5N 4J6 | Electrical Permit | Residential | New | Expired | Temporary Power - Residential - To provide temporary power. NOTE: Work authorized by this permit is for placement of a temporary power pole only and does not authorize any site construction and/or excavation. A separate Building Permit will be required prior to commencement of any other work on this site. | LINK ELECTRICAL LTD
EP-2023-06823 | 2023-07-27 | 3945 ALICE STREET, Vancouver, BC V5N 4J6 | Electrical Permit | Residential | New | Issued | Installation / Repair - Residential - Wiring and finishing for alarm, tel, tv, data and cctv installation. >BP: To construct a two-storey two-family dwelling ($628,750) , with a detached accessory building (garage) at the rear providing 2 parking spaces, having vehicular access from the lane. Note: The entire building, INCLUDING THE ATTACHED GARAGE (if applicable), to be sprinklered to 2 x NFPA 13D. 1. Heat pump units proposed in rear yard and crawl space 2. No Bar sinks proposed 3. Schedule B: Henry S.N Hsu (604.322.7158) Structural & Geotechnical 4. HPO: Residential Builder - Davinder Kaur Sunar ***This permit is issued under the VBBL 2019, with updated energy requirements as per bylaw # 12997 effective Jan 01, 2022.*** | AYOUB RAMADAN DBA PETRA SECURITY & COMMUNICATION
MP-2023-01406 | 2023-08-16 | 3945 ALICE STREET, Vancouver, BC V5N 4J6 | Mechanical Permit | NULL | NULL | Issued | NULL | B A Heating and Air Conditioning
SP-2023-01328 | 2023-07-21 | 3945 ALICE STREET, Vancouver, BC V5N 4J6 | Sprinkler Permit | Residential | New | Issued | Residential - To Install 34 sprinkler heads >BP: To construct a two-storey two-family dwelling with a detached accessory building (garage) at the rear providing 2 parking spaces, having vehicular access from the lane. Note: The entire building, INCLUDING THE ATTACHED GARAGE (if applicable), to be sprinklered to 2 x NFPA 13D. 1. Heat pump units proposed in rear yard and crawl space 2. No Bar sinks proposed 3. Schedule B: Henry S.N Hsu (604.322.7158) Structural & Geotechnical 4. HPO: Residential Builder - Davinder Kaur Sunar | General Sprinkler Systems Ltd
EP-2023-04762 | 2023-06-19 | 3945 ALICE STREET, Vancouver, BC V5N 4J6 | Electrical Permit | Residential | New | Issued | Installation / Repair - Residential - new duplex wiring and finishing complete work for electrical *An approved mechanical permit is required for the installation of air conditioning or heat pump unit at the time of installation before an electrical inspection will be performed >BP: To construct a two-storey two-family dwelling ($628,750) , with a detached accessory building (garage) at the rear providing 2 parking spaces, having vehicular access from the lane. Note: The entire building, INCLUDING THE ATTACHED GARAGE (if applicable), to be sprinklered to 2 x NFPA 13D. 1. Heat pump units proposed in rear yard and crawl space 2. No Bar sinks proposed 3. Schedule B: Henry S.N Hsu (604.322.7158) Structural & Geotechnical 4. HPO: Residential Builder - Davinder Kaur Sunar ***This permit is issued under the VBBL 2019, with updated energy requirements as per bylaw # 12997 effective Jan 01, 2022.*** | LINK ELECTRICAL LTD
NULL | NULL | 3945 ALICE STREET, Vancouver, BC V5N 4J6 | Mechanical Permit | NULL | NULL | Draft | NULL | NULL
PP-2023-01535 | 2023-05-02 | 3945 ALICE STREET, Vancouver, BC V5N 4J6 | Plumbing Permit | Residential | New | Issued | Residential - New duplex plumbing roughin and finsh >BP: To construct a two-storey two-family dwelling with a detached accessory building (garage) at the rear providing 2 parking spaces, having vehicular access from the lane. Note: The entire building, INCLUDING THE ATTACHED GARAGE (if applicable), to be sprinklered to 2 x NFPA 13D. 1. Heat pump units proposed in rear yard and crawl space 2. No Bar sinks proposed 3. Schedule B: Henry S.N Hsu (604.322.7158) Structural & Geotechnical 4. HPO: Residential Builder - Davinder Kaur Sunar | Plumko Plumbing & Heating Services Ltd
PP-2023-01389 | 2023-04-20 | 3945 ALICE STREET, Vancouver, BC V5N 4J6 | Plumbing Permit | Residential | New | Issued | Residential - TWO OUT SIDE SUMPS WITH OUT PUMP | JVT EXCAVATING & DEMOLITION LTD
GP-2023-02390 | 2023-08-16 | 3945 ALICE STREET, Vancouver, BC V5N 4J6 | Gas Permit | Residential | New | Issued | Residential - 2 Rangers & 2 BBQ's Rough gas line >BP: To construct a two-storey two-family dwelling | B A Heating and Air Conditioning
NULL | NULL | 3945 ALICE STREET, Vancouver, BC V5N 4J6 | Gas Permit | Residential | New | Draft | Residential | NULL
NULL | NULL | 3945 ALICE STREET, Vancouver, BC V5N 4J6 | Gas Permit | Residential | New | Draft | Residential - GAS PIPING | NULL
PP-2023-03851 | 2023-11-01 | 3969 ALICE STREET, Vancouver, BC V5N 4J6 | Plumbing Permit | Residential | New | Issued | Residential - 1FD+SS - #1 & #2 - New plumbing in the basement >DB: Exterior and interior alterations to relocate existing character merit house to provide an approximate 3’11” North Side Yard, retain existing approximately 9’6” front yard and to change the use from single detached house to single detached house with secondary suite on this inside lot with lane site. Scope of work includes: 1) Removal of fire damage garage at rear and replace with 2 car parking pad. 2) New foundation wall and slab is proposed including sunken patio. 3) Building will be sprinklered to NFPA 13 D standards. 4) Addition of one bedroom and four plumbing fixtures | Aquaman Plumbing And Heating Ltd
PP-2023-04037 | 2023-11-16 | 3969 ALICE STREET, Vancouver, BC V5N 4J6 | Plumbing Permit | Residential | New | Issued | Residential - 1FD+SS - #1 & #2 - New sump and drain tile | Aquaman Plumbing And Heating Ltd
EP-2023-08897 | 2023-10-25 | 3969 ALICE STREET, Vancouver, BC V5N 4J6 | Electrical Permit | Residential | Renovation | Issued | Installation / Repair - Residential - ¦ 1FD- 200A SERVICE UPGRADE ¦ wire basement suit, upgrage service from 100 to 200 amps with a duplex meter >BP: Exterior and interior alterations to relocate existing character merit house to provide an approximate 3’11” North Side Yard, retain existing approximately 9’6” front yard and to change the use from single detached house to single detached house with secondary suite on this inside lot with lane site. Scope of work includes: 1) Removal of fire damage garage at rear and replace with 2 car parking pad. 2) New foundation wall and slab is proposed including sunken patio. 3) Building will be sprinklered to NFPA 13 D standards. 4) Addition of one bedroom and four plumbing fixtures Geotechnical/Structural Schedule B submitted by Jason Bal, P. Eng. - 604-657-8809 Note: - No strata titling is permitted. - This is a two-storey building pursuant to the Zoning and Development By-law. - An annual Vancouver Business License must be obtained prior to the rental of this approved one-family dwelling and/or secondary suite on this site. - Install interconnected, hardwired, 120 volt smoke alarms with battery back-up and silencing feature, in each sleeping unit and within 5 m outside each sleeping area on each storey as per Building By-law 9.1019. - Install carbon monoxide alarm as per Building By-la 9.32.4.2. & Bulletin 2007-007-BU/EL. - Upgrade work under Part 11 (based on value of work - energuide related 11.2.1.1.4). | PNW Electric Limited
MP-2023-02090 | 2023-11-27 | 3969 ALICE STREET, Vancouver, BC V5N 4J6 | Mechanical Permit | NULL | NULL | Issued | NULL | Aquaman Plumbing And Heating Ltd
EP-2022-03681 | 2022-05-12 | 4021 ALICE STREET, Vancouver, BC V5N 4J6 | Electrical Permit | Residential | Addition | Completed | Installation / Repair - Residential - Power from house to garage and wiring of garage -The service is from the front of house and it has been upgraded to 200 amps. I am planning on going from panel at front to a sub panel in garage at back by going underground. Possibly 70 amps to garage. There will be a car charger added in garage. >BP: To construct a detached 23.0' by 21.0' accessory building (two car garage) at the rear of this existing one-family dwelling site to provide two parking spaces having vehicular access from the rear lane. Letters of assurance submitted: - Sch B (Str, Geotech): C. Chung, P.Eng. 604.469.3723 OK for SIPS per W.Wong, November 15, 2021 Notes: - Roof Drainage to the satisfaction of the DBI | Nick's Electric Ltd
NULL | NULL | 4021 ALICE STREET, Vancouver, BC V5N 4J6 | Electrical Permit | Residential | New | Draft | Installation / Repair - Residential - New garage wiring. Lights and plugs and ev charger prewire. | Nick's Electric Ltd
NULL | NULL | 4021 ALICE STREET, Vancouver, BC V5N 4J6 | Electrical Permit | Residential | New | Draft | Installation / Repair - Residential - Wiring of new garage. | Nick's Electric Ltd
EP-2021-09298 | 2022-03-23 | 4021 ALICE STREET, Vancouver, BC V5N 4J6 | Electrical Permit | Residential | Renovation | Completed | Installation / Repair - Residential - 200amp Service Upgrade 200 amp service upgrade. Previous service 100amp. >BP: 4021 Alice St To construct a detached 23.0' by 21.0' accessory building (two car garage) at the rear of this existing one-family dwelling site to provide two parking spaces having vehicular access from the rear lane. Letters of assurance submitted: - Sch B (Str, Geotech): C. Chung, P.Eng. 604.469.3723 OK for SIPS per W.Wong, November 15, 2021 Notes: - Roof Drainage to the satisfaction of the DBI | Fully Electric Inc
NULL | NULL | 3567 ADANAC STREET, Vancouver, BC V5K 2P6 | Mechanical Permit | NULL | NULL | Draft | NULL | Maestro Plumbing Heating & Air Conditioning Ltd
EP-2023-02152 | 2023-03-14 | 3567 ADANAC STREET, Vancouver, BC V5K 2P6 | Electrical Permit | Residential | Renovation | Issued | Installation / Repair - Residential - Electrical Service Upgrade from 100A to 200A *Mar 27, 2023 Amendment: -"AC and Car Charger" | Ryoku Electrical Limited
GP-2023-01347 | 2023-04-25 | 3583 ADANAC STREET, Vancouver, BC V5K 2P6 | Gas Permit | Residential | Renovation | Cancelled | Residential - Installation of AC unit | ROMA Heating Ltd
NULL | NULL | 3583 ADANAC STREET, Vancouver, BC V5K 2P6 | Mechanical Permit | NULL | NULL | Withdrawn | NULL | NULL
NULL | NULL | 3583 ADANAC STREET, Vancouver, BC V5K 2P6 | Mechanical Permit | NULL | NULL | Withdrawn | NULL | NULL
EP-2023-02881 | 2023-04-03 | 3617 ADANAC STREET, Vancouver, BC V5K 2P7 | Electrical Permit | Residential | Renovation | Cancelled | Installation / Repair - Residential - Repair damaged electrical to exterior receptacle and make safe. | Wespac Electrical Contractor Ltd
GP-2022-00258 | 2022-01-28 | 3647 ADANAC STREET, Vancouver, BC V5K 2P7 | Gas Permit | Residential | Renovation | Completed | Residential - Zero Clearance Gas Fireplace to Existing SFD Vent & Gas Hookup Only >Exterior and interior alterations and a change of use from one family dwelling to one family dwelling with a secondary suite in this existing 2 storey building with attached 2 car garage on this site Scope of work includes: alterations to the 1st & 2nd storey to remove walls, doors, bathroom x3, plumbing fixtures, millwork, foyer, mech room and garage storage; Exterior - new garage doors and new front door; Interior - new walls, doors, millwork, plumbing fixtures, appliances, lighting, gas fireplace x2, paint and finishes throughout. Structural work to support 2nd floor and roof framing. | Encore Fireplaces Ltd
GP-2023-02370 | 2023-08-14 | 3661 ADANAC STREET, Vancouver, BC V5K 2P7 | Gas Permit | Residential | Renovation | Completed | Residential - hwt re&re | Ferenc Nagy
GP-2022-04058 | 2022-12-19 | 5737 ADERA STREET, Vancouver, BC V6M 3J1 | Gas Permit | Residential | Tenant Improvement | Completed | Residential - Re and Re the furnace | Moore & Russell Heating Ltd
EP-2023-05319 | NULL | 5837 ADERA STREET, Vancouver, BC V6M 3J1 | Electrical Permit | Residential | Renovation | Cancelled | Installation / Repair - Residential - Install 100 amp panel and meter base for garage/car charger -This is a second service to the garage strictly for an ev charger | Larry Husty
NULL | NULL | 6262 ADERA STREET, Vancouver, BC V6M 3J6 | Gas Permit | Residential | New | Draft | Residential - replace gas boiler | Morrison Mechanical Ltd
MP-2023-01285 | 2023-07-13 | 6611 ADERA STREET, Vancouver, BC V6P 5B9 | Mechanical Permit | NULL | NULL | Completed | NULL | ARCON HEATING AND AIR CONDITIONING
EP-2023-06148 | 2023-07-27 | 6611 ADERA STREET, Vancouver, BC V6P 5B9 | Electrical Permit | Residential | Addition | Completed | Installation / Repair - Residential - install power supply for 20 amp heat pump MP-2023-01285 | PNW Electric Limited
PP-2022-03774 | 2022-10-21 | 1640 ALMA STREET, Vancouver, BC V6R 3P4 | Plumbing Permit | Residential | New | Completed | Residential - Irrigation Backflow Preventer | Kore Irrigation Ltd
GP-2022-00080 | 2022-01-12 | 1640 ALMA STREET, Vancouver, BC V6R 3P4 | Gas Permit | Residential | New | Completed | Residential - Gas fireplace installation | 496302 BC Ltd
GP-2023-03569 | 2023-11-16 | 1646 ALMA STREET, Vancouver, BC V6R 3P4 | Gas Permit | Residential | Renovation - Dwelling Unit(s) only | Completed | Residential - Installing gas boiler | Reid Brothers Plumbing & Heating Ltd
MP-2023-01878 | 2023-10-19 | 3207 ADANAC STREET, Vancouver, BC V5K 2P2 | Mechanical Permit | NULL | NULL | Issued | NULL | Ashton Service Group/Ashton Mechanical Ltd.
GP-2023-03145 | 2023-10-19 | 3207 ADANAC STREET, Vancouver, BC V5K 2P2 | Gas Permit | Residential | Renovation | Issued | Residential - Decommission and remove old gas furnace install new Furnace and Heat Pump | Ashton Service Group/Ashton Mechanical Ltd.
EP-2022-05516 | 2022-06-29 | 3268 ADANAC STREET, Vancouver, BC V5K 2P1 | Electrical Permit | Residential | Renovation - Dwelling Unit(s) only | Completed | Installation / Repair - Residential - Relocate plugs and switches on the second floor for ensuite renovation. ( CF-2021-014917) >BP: To validate the interior alterations to the upper floor and provide exterior alterations to the rear landing and stairs at this existing single family dwelling with a basement. Scope of work includes removing the rear deck cover, removing the concrete parking pad to meet impermeability and removing the gazebo at the rear. CF-2021-014917 OK for Field Review as per J.Bal Notes: - This building is sprinklered. DBI to determine on site if a separate sprinkler permit is required. - DBI to determine on site if Schedule B, Structural, is required. | Bigsave Electrical Supply Inc.
PP-2022-02222 | 2022-06-24 | 3268 ADANAC STREET, Vancouver, BC V5K 2P1 | Plumbing Permit | Residential | Renovation | Completed | Residential - Bathroom group -CF-2021-014917 >BP: To validate the interior alterations to the upper floor and provide exterior alterations to the rear landing and stairs at this existing single family dwelling with a basement. Scope of work includes removing the rear deck cover, removing the concrete parking pad to meet impermeability and removing the gazebo at the rear. | Infinity Pacific Mechanical Ltd
EP-2023-04302 | 2023-05-17 | 3285 ADANAC STREET, Vancouver, BC V5K 2P2 | Electrical Permit | Residential | New | Issued | Temporary Power - Residential - To provide temporary power. NOTE: Work authorized by this permit is for placement of a temporary power pole only and does not authorize any site construction and/or excavation. A separate Building Permit will be required prior to commencement of any other work on this site | G K Electric Ltd
EP-2023-10206 | 2023-11-17 | 3285 ADANAC STREET, Vancouver, BC V5K 2P2 | Electrical Permit | Residential | New | Issued | Installation / Repair - Residential - ¦ LWH- 400A ¦ We are going to start the construction of new Laneway house. We will install main 400 amp, 240 V, 1Phase service with duel meter base. 200Amp will go to the main house and 125 Amp will go to Laneway house *An approved mechanical permit is required for the installation of air conditioning or heat pump unit at the time of installation before a final electrical inspection will be performed >BP: To construct a 1 storey laneway house building ($142,060.00) with an attached garage and 1 open parking pad, providing a total of 2 parking spaces, having vehicular access from the 20' Lane. 1. Covenant registered at the Land Title Office under CA9924412 2. No Strata Titling permitted 3. No A/C Unit proposed 4. Schedule B: (A.C.M. Wang) P.Eng (604.618.6236) Structural 5. Schedule B: (P.K.F. Young) P.Eng (604.841.7748) Geotechnical 6. HPO: Residential Builder- Licon Construction Ltd. Note: The entire building, INCLUDING THE ATTACHED GARAGE (if applicable), to be sprinklered to NFPA 13D | G K Electric Ltd
EP-2023-08673 | 2023-11-14 | 3285 ADANAC STREET, Vancouver, BC V5K 2P2 | Electrical Permit | Residential | New | Issued | Installation / Repair - Residential - ¦ 1FD + 1SS- 200A ¦ We are going to start the rough wiring and finishing work for a single family house with secondary suite *An approved mechanical permit is required for the installation of air conditioning or heat pump unit at the time of installation before an electrical inspection will be performed >BP: To construct a 2 storey single detached house with a secondary suite located in the Basement ($621,522.50) with an open parking pad, providing 1 parking space, having vehicular access from the 20' Lane. 1. Covenant registered at the Land Title Office under CA9924412 2. A/C proposed – Exterior component located in the rear yard, Interior component located in main floor mechanical closet 3. Schedule B: (A.C.M. Wang) P.Eng (604.618.6236) Structural 4. Schedule B: (P.K.F. Young) P.Eng (604.841.7748) Geotechnical 5. HPO: Residential Builder - Licon Construction Ltd. Note: The entire building, INCLUDING THE ATTACHED GARAGE (if applicable), to be sprinklered to NFPA 13D Note: This is a 2 storey building pursuant to the Zoning and Development By-Law “As shown by an asterisk (*) on the building permit floor plans and/or elevations, exit protection is required to be provided in accordance with Articles 9.9.4.4., 9.9.4.6., and/or 9.37.2.8. of the 2019 VBBL.” | G K Electric Ltd
PP-2023-03232 | 2023-09-12 | 3285 ADANAC STREET, Vancouver, BC V5K 2P2 | Plumbing Permit | Residential | New | Issued | Residential - 1FD+SS - #1 & #2 - two out side sumps with out pump | JVT EXCAVATING & DEMOLITION LTD
PP-2023-04175 | 2023-11-28 | 3285 ADANAC STREET, Vancouver, BC V5K 2P2 | Plumbing Permit | Residential | New | Issued | Residential - 1FD+SS - #1 & #2 - new plumbing work >DB: To construct a 2 storey single detached house with a secondary suite located in the Basement with an open parking pad, providing 1 parking space, having vehicular access from the 20' Lane. 1. Covenant registered at the Land Title Office under CA9924412 2. A/C proposed – Exterior component located in the rear yard, Interior component located in main floor mechanical closet Note: The entire building, INCLUDING THE ATTACHED GARAGE (if applicable), to be sprinklered to NFPA 13D Note: This is a 2 storey building pursuant to the Zoning and Development By-Law ***This permit is issued under the VBBL 2019 *** | THANDI PLUMBING LTD
MP-2023-02203 | 2023-12-10 | 3285 ADANAC STREET, Vancouver, BC V5K 2P2 | Mechanical Permit | NULL | NULL | Issued | NULL | THANDI PLUMBING LTD
SP-2023-01005 | 2023-06-07 | 3323 ADANAC STREET, Vancouver, BC V5K 2P4 | Sprinkler Permit | Residential | New | Completed | Residential - To install fire sprinkler system in duplex >BP: To construct a two-storey two-family dwelling with a detached accessory building (garage) at the rear providing 2 parking spaces, having vehicular access from the lane. The entire building, INCLUDING THE ATTACHED GARAGE (if applicable), to be sprinklered to 2 x NFPA 13D. 1. A/C proposed in rear yard and second storey 2. Bar sink proposed in cellar 3. Schedule B: Jason Hui, P.Eng (778.319.3403) Structural 4. Schedule B: Tegbir Bajwa, P.Eng (778.995.2404) Geotechnical 5. HPO: Residential Builder - Moody Park Homes Ltd. | Max Fire Pro Ltd
PP-2023-01852 | 2023-05-26 | 3323 ADANAC STREET, Vancouver, BC V5K 2P4 | Plumbing Permit | Residential | New | Completed | Residential - New Plumbing Abs and Pex >BP: To construct a two-storey two-family dwelling with a detached accessory building (garage) at the rear providing 2 parking spaces, having vehicular access from the lane. The entire building, INCLUDING THE ATTACHED GARAGE (if applicable), to be sprinklered to 2 x NFPA 13D. 1. A/C proposed in rear yard and second storey 2. Bar sink proposed in cellar 3. Schedule B: Jason Hui, P.Eng (778.319.3403) Structural 4. Schedule B: Tegbir Bajwa, P.Eng (778.995.2404) Geotechnical 5. HPO: Residential Builder - Moody Park Homes Ltd. | HIGH STAR PLUMBING & HEATING LTD
EP-2023-05018 | 2023-06-15 | 3323 ADANAC STREET, Vancouver, BC V5K 2P4 | Electrical Permit | Residential | New | Completed | Installation / Repair - Residential - 200 amp main service 125 amp for each unit all rough wiring and finishing *An approved mechanical permit is required for the installation of air conditioning or heat pump unit at the time of installation before an electrical inspection will be performed >BP: To construct a two-storey two-family dwelling ($670,750) with a detached accessory building (garage) at the rear providing 2 parking spaces, having vehicular access from the lane. The entire building, INCLUDING THE ATTACHED GARAGE (if applicable), to be sprinklered to 2 x NFPA 13D. 1. A/C proposed in rear yard and second storey 2. Bar sink proposed in cellar 3. Schedule B: Jason Hui, P.Eng (778.319.3403) Structural 4. Schedule B: Tegbir Bajwa, P.Eng (778.995.2404) Geotechnical 5. HPO: Residential Builder - Moody Park Homes Ltd. ***This permit is issued under the VBBL 2019, with updated energy requirements as per bylaw # 12997 effective Jan 01, 2022.*** | H.L. ELECTRICAL LTD
MP-2023-00976 | 2023-06-01 | 3323 ADANAC STREET, Vancouver, BC V5K 2P4 | Mechanical Permit | NULL | NULL | Completed | NULL | HIGH STAR PLUMBING & HEATING LTD
EP-2023-05721 | 2023-06-27 | 3323 ADANAC STREET, Vancouver, BC V5K 2P4 | Electrical Permit | Residential | New | Completed | Installation / Repair - Residential - Security alarm, tv cables, telephone and door chime. >BP: To construct a two-storey two-family dwelling ($670,750) with a detached accessory building (garage) at the rear providing 2 parking spaces, having vehicular access from the lane. The entire building, INCLUDING THE ATTACHED GARAGE (if applicable), to be sprinklered to 2 x NFPA 13D. 1. A/C proposed in rear yard and second storey 2. Bar sink proposed in cellar 3. Schedule B: Jason Hui, P.Eng (778.319.3403) Structural 4. Schedule B: Tegbir Bajwa, P.Eng (778.995.2404) Geotechnical 5. HPO: Residential Builder - Moody Park Homes Ltd. ***This permit is issued under the VBBL 2019, with updated energy requirements as per bylaw # 12997 effective Jan 01, 2022.*** | A B L SECURITY SYSTEMS LTD.
GP-2023-01876 | 2023-06-21 | 3323 ADANAC STREET, Vancouver, BC V5K 2P4 | Gas Permit | Residential | New | Completed | Residential - Black iron gas piping for Range for both units >BP: To construct a two-storey two-family dwelling | HIGH STAR PLUMBING & HEATING LTD
PP-2023-01180 | 2023-04-04 | 3323 ADANAC STREET, Vancouver, BC V5K 2P4 | Plumbing Permit | Residential | New | Completed | Residential - sump and underground >BP: To construct a two-storey two-family dwelling with a detached accessory building (garage) at the rear providing 2 parking spaces, having vehicular access from the lane. | GNA Contracting Ltd
EP-2023-02745 | 2023-03-29 | 3323 ADANAC STREET, Vancouver, BC V5K 2P4 | Electrical Permit | Residential | New | Issued | Temporary Power - Residential - To provide temporary power. | H.L. ELECTRICAL LTD
MP-2023-00572 | 2023-04-03 | 3344 ADANAC STREET, Vancouver, BC V5K 2P3 | Mechanical Permit | NULL | NULL | Completed | NULL | Dynasty Developments Ltd
PP-2023-01115 | 2023-03-30 | 3344 ADANAC STREET, Vancouver, BC V5K 2P3 | Plumbing Permit | Residential | New | Completed | Residential - 2FD - FRONT - 3344 ADANAC ST - #1 BACK - 3344 ADANAC ST - #2 Waterlines and rough in >DB: To construct a 2 storey two-family dwelling with a detached accessory building (garage) and 1 open parking at the rear providing a total of 3 parking spaces, having vehicular access from the lane. 1. A/C proposed – Exterior components located in rear yard, Interior components located in closets on Upper Floor. | Dynasty Developments Ltd
EP-2023-02088 | 2023-03-21 | 3344 ADANAC STREET, Vancouver, BC V5K 2P3 | Electrical Permit | Residential | New | Issued | Installation / Repair - Residential - Rough wire and finishing of duplex. Install DCC-10 control equipment for each consumer's service supplying EVSE load of each dweiing unit. >Permit Amendment Jan 10, 2024 Work Description: Amended ¦ -"It is requested to remove DCC10 installation from Electrical permit as they are not required" >DB: To construct a 2 storey two-family dwelling ($534,000.00) with a detached accessory building (garage) and 1 open parking at the rear providing a total of 3 parking spaces, having vehicular access from the lane. 1. A/C proposed – Exterior components located in rear yard, Interior components located in closets on Upper Floor. 2. Schedule B: (Shamsul Alam Shikder) P.Eng (604-255-3740) Structural 3. Schedule B: (Zhao Guan) P.Eng (778-868-5635) Geotechnical 4. HPO: Residential Builder- (AJ Pacific Homes Ltd.) Note: This is a 2 storey building pursuant to the Zoning and Development By-Law ***This permit is issued under the VBBL 2019, with updated energy requirements as per bylaw # 12997 effective Jan 01, 2022.*** | Hayat Electrical Ltd
GP-2023-00883 | 2023-03-13 | 3344 ADANAC STREET, Vancouver, BC V5K 2P3 | Gas Permit | Residential | New | Issued | Residential - 2FD - FRONT - 3344 ADANAC ST - #1 BACK - 3344 ADANAC ST - #2 Install 2 boiler 2 gas range and piping for one bbq >DB: To construct a 2 storey two-family dwelling with a detached accessory building (garage) and 1 open parking at the rear providing a total of 3 parking spaces, having vehicular access from the lane. 1. A/C proposed – Exterior components located in rear yard, Interior components located in closets on Upper Floor. AMEND: JUN 6/2023 Please add one. more bbq out let in this permit 40,000 BTU | JOT MECHANICAL LTD
PP-2023-00609 | 2023-02-21 | 3344 ADANAC STREET, Vancouver, BC V5K 2P3 | Plumbing Permit | Residential | New | Issued | Residential - 2FD - storm and sewer | Mash Construction Ltd.
EP-2023-01104 | 2023-02-08 | 3344 ADANAC STREET, Vancouver, BC V5K 2P3 | Electrical Permit | Residential | New | Issued | Temporary Power - Residential - To provide temporary power. | Hayat Electrical Ltd
SP-2023-01016 | 2023-06-08 | 3344 ADANAC STREET, Vancouver, BC V5K 2P3 | Sprinkler Permit | Residential | New | Completed | Residential - Install sprinklers in duplex >BP: To construct a 2 storey two-family dwelling with a detached accessory building (garage) and 1 open parking at the rear providing a total of 3 parking spaces, having vehicular access from the lane. 1. A/C proposed – Exterior components located in rear yard, Interior components located in closets on Upper Floor. 2. Schedule B: (Shamsul Alam Shikder) P.Eng (604-255-3740) Structural 3. Schedule B: (Zhao Guan) P.Eng (778-868-5635) Geotechnical 4. HPO: Residential Builder- (AJ Pacific Homes Ltd.) 6. Rev#1: Performance Based modelling of energy usage (compliance path #2) proposed. Note: This is a 2 storey building pursuant to the Zoning and Development By-Law | Gold Key Fire Protection Ltd
EP-2023-04369 | 2023-05-23 | 3344 ADANAC STREET, Vancouver, BC V5K 2P3 | Electrical Permit | Residential | New | Issued | Installation / Repair - Residential - Install Low Voltage wiring (networking), Alarm, CCTV, Data, Tel. Rough-In and Finishing. >BP: To construct a 2 storey two-family dwelling ($534,000.00) with a detached accessory building (garage) and 1 open parking at the rear providing a total of 3 parking spaces, having vehicular access from the lane. 1. A/C proposed – Exterior components located in rear yard, Interior components located in closets on Upper Floor. 2. Schedule B: (Shamsul Alam Shikder) P.Eng (604-255-3740) Structural 3. Schedule B: (Zhao Guan) P.Eng (778-868-5635) Geotechnical 4. HPO: Residential Builder- (AJ Pacific Homes Ltd.) Note: This is a 2 storey building pursuant to the Zoning and Development By-Law ***This permit is issued under the VBBL 2019, with updated energy requirements as per bylaw # 12997 effective Jan 01, 2022.*** | Magnificent Security Inc.
EP-2022-01340 | 2022-02-23 | 3469 ADANAC STREET, Vancouver, BC V5K 2P5 | Electrical Permit | Residential | Renovation | Completed | Installation / Repair - Residential - making the basement to a legal suite, moving a electrical upstairs to control the main house and one panel for the suite ( CF-2020-003052 / CF-2020-011214) SSP letter in documents >BP: To legalized the secondary suite in this existing one family dwelling building on the site and minor interior alternations. - #1 - 3469 Adanac St - 2nd storey (1FD) - #2 - 3469 Adanac St - 1st storey (Sec Suite) CF-2020-011214 OK for Field Review per S. Dugaro April 28, 2021 Scope of work: - Fixtures, cabinets, finishes - Electrical upgrade for secondary suit - Provide Ventilation and install plumbing fixture accordance to VBBL for secondary suit Naomi 778-994-3210 Notes: - Sprinkler Not required - DBI to determine on site whether Structural drawings and schedule B are required - No strata-titling will be permitted - an annual Vancouver business license must be obtained prior to rental of wither the principal dwelling unit or secondary suite | David Stein
GP-2023-00140 | 2023-01-12 | 3517 ADANAC STREET, Vancouver, BC V5K 2P6 | Gas Permit | Residential | Renovation | Completed | Residential - To Replace 1 Boiler Re/Re | ALL TIME HEATING PLUMBING & AIR CONDITIONING
EP-2022-02249 | 2022-03-23 | 3541 ADANAC STREET, Vancouver, BC V5K 2P6 | Electrical Permit | Residential | Tenant Improvement | Completed | Installation / Repair - Residential - - adding a 50A load miser for car charger - installing car charger - Load miser for car charger and range 40 A. | AJ's Electrical Contractors LTD
EP-2022-02535 | 2022-03-30 | 5180 ABERDEEN STREET, Vancouver, BC V5R 4M3 | Electrical Permit | Residential | New | Completed | Installation / Repair - Residential - Pre wire and completion of alarm,Telus,tv,internet ,vacuum and cctv >BP: To construct a two-storey two-family dwelling with two Lock-Units ($750,685) located in the basement, with a attached garage at the rear providing 2 parking spaces, having vehicular access from the lane. Note: This Building Permit will remain in a suspended status until the associated (green) Demolition Permit BP-2021-00803 is completed. Note: This is a 2 storey building pursuant to the Zoning and Development By-Law 1. Covenant registered at the Land Title Office under CA9484490 & CA9484491 2. No strata titling permitted 3. A/C units proposed 4. Schedule B: Md. Shahidul Alam (604-653-7475) Structural & Geotechnical 5. HPO: Residential Builder - R V Homes Ltd Address Note: #1 - 5180 Aberdeen St - 1st & 2nd Storey (1 Dwelling Unit) #2 - 5180 Aberdeen St - Basement, North/West (lock-off) #1 - 5182 Aberdeen St - 1st & 2nd Storey (1 Dwelling Unit) #2 - 5182 Aberdeen St - Basement, South/East (lock-off) Addresses assigned per the approved plans, Fire and Emergency street access (walkway) to the lock-off suites is from the North and South sides. Street access must be provided & maintained at all times and the building addresses posted to be visible from the street in accordance with the Building By-law prior to Final Inspection. ****ALL PROJECT COORINATOR NOTES HAS BEEN ACCEPTED BY THE APPLICANT**** ******THIS PERMIT HAS BEEN ISSUED UNDER THE REQUIREMENTS OF VBBL #12511 (2019)****** | Pioneer Security and Communications Ltd
EP-2022-02442 | 2022-04-07 | 5180 ABERDEEN STREET, Vancouver, BC V5R 4M3 | Electrical Permit | Residential | New | Completed | Installation / Repair - Residential - New construction duplex electrical wiring, services and finishing. 400A Main Consumer's Service with 2 electric meters. 200A main service for each dwelling unit of duplex. 60A feeder for each lock-off unit. >BP: To construct a two-storey two-family dwelling with two Lock-Units ($750,685) located in the basement, with a attached garage at the rear providing 2 parking spaces, having vehicular access from the lane. Note: This Building Permit will remain in a suspended status until the associated (green) Demolition Permit BP-2021-00803 is completed. Note: This is a 2 storey building pursuant to the Zoning and Development By-Law 1. Covenant registered at the Land Title Office under CA9484490 & CA9484491 2. No strata titling permitted 3. A/C units proposed 4. Schedule B: Md. Shahidul Alam (604-653-7475) Structural & Geotechnical 5. HPO: Residential Builder - R V Homes Ltd Amend: Apr 13, 2022 attached the revised load calculation. The size of the service is now 200 Amps/240V/Single-phase. For the car charger we are using Load Miser to make the load stable and I have attached the information guide for the Load Miser unit as the inspector had suggested us to install the Load Miser unit. Amend: Apr 14, 2022 corrected the load calculations and have confirmed the air conditioner specs with the owner. I am also attaching a picture of the air conditioner spec sheet and have added the load for it as well. | Hitech Electric Inc
SP-2022-00408 | 2022-03-22 | 5180 ABERDEEN STREET, Vancouver, BC V5R 4M3 | Sprinkler Permit | Residential | New | Completed | Residential - NEW HOME ** Amend 04/07/2022** top floor concealed pendents were removed on the upper floor and replaced with horizontal sidewall heads ** Amend 04/25/2022** revision - horizontal sidewall heads wore removed on top floor and replaced with concealed pendents To construct a two-storey two-family dwelling with two Lock-Units located in the basement, with a attached garage at the rear providing 2 parking spaces, having vehicular access from the lane. Note: This is a 2 storey building pursuant to the Zoning and Development By-Law 1. Covenant registered at the Land Title Office under CA9484490 & CA9484491 2. No strata titling permitted 3. A/C units proposed 4. Schedule B: Md. Shahidul Alam (604-653-7475) Structural & Geotechnical 5. HPO: Residential Builder - R V Homes Ltd | SBMS Construction Ltd
PP-2022-00363 | 2022-02-04 | 5180 ABERDEEN STREET, Vancouver, BC V5R 4M3 | Plumbing Permit | Residential | New | Cancelled | Residential - outside sump new construction | Nand's Plumbing & Tiles Ltd
PP-2022-00367 | 2022-02-08 | 5180 ABERDEEN STREET, Vancouver, BC V5R 4M3 | Plumbing Permit | Residential | New | Completed | Residential - new construction plumbing **Amend 02/09/2022** add 4 auto washers and also the outside sump no pump from permit PP-2022-00363 ** Amend 02/22/2022** Add one outside sump with pump Engineer letter will be delivered on site To construct a two-storey two-family dwelling with two Lock-Units located in the basement, with a attached garage at the rear providing 2 parking spaces, having vehicular access from the lane. Note: This is a 2 storey building pursuant to the Zoning and Development By-Law 1. Covenant registered at the Land Title Office under CA9484490 & CA9484491 2. No strata titling permitted 3. A/C units proposed 4. Schedule B: Md. Shahidul Alam (604-653-7475) Structural & Geotechnical 5. HPO: Residential Builder - R V Homes Ltd >>>>>>>>>>>>>> Amend: March 2 -I need to add 2 inside sumps in this permit | Nand's Plumbing & Tiles Ltd
GP-2022-02948 | 2022-09-29 | 8537 ADERA STREET, Vancouver, BC V6P 5E6 | Gas Permit | Residential | Renovation | Completed | Residential - Replacement of furnace and hot water tank | BCRC Plumbing and Heating Ltd
EP-2024-00221 | 2024-01-09 | 1219 ADANAC STREET, Vancouver, BC V6A 2C8 | Electrical Permit | Commercial | NULL | Issued | Annual / Operating - ANNUAL/OPERATING PERMIT Valid January 9th, 2024 Until January 8th, 2025 | Mac's Electric Ltd
EP-2023-09657 | 2023-11-09 | 1219 ADANAC STREET, Vancouver, BC V6A 2C8 | Electrical Permit | Commercial | Addition | Issued | Installation / Repair - Commercial - Install basket tray,ct cabinet and new transformer and panelboard. The existing 400a/240v rated triple panel is after the 112kva transformer. The new 480v panel off the 225kva xformer is feeding a 600v 400a rated panel. | Mac's Electric Ltd
GP-2022-00324 | 2022-02-03 | 1337 ADANAC STREET, Vancouver, BC V5L 2C4 | Gas Permit | Residential | New | Completed | Residential - install zero clearance high efficiency gas fireplace insert | Alma Plumbing & Heating Ltd
PP-2023-02961 | 2023-08-22 | 1451 ADANAC STREET, Vancouver, BC V5L 2C4 | Plumbing Permit | Commercial | New | Completed | Commercial - Backflow installment | KERN BSG MANAGEMENT LTD
NULL | NULL | 1451 ADANAC STREET, Vancouver, BC V5L 2C4 | Electrical Permit | Commercial | NULL | Draft | Installation / Repair - Commercial - Replace old screw in fuse panel with breaker panel in lunch room area. Install install 4 receptacles in lunch room. | Lions Gate Electric Ltd
EP-2023-02301 | 2023-03-17 | 1451 ADANAC STREET, Vancouver, BC V5L 2C4 | Electrical Permit | Commercial | Tenant Improvement | Completed | Installation / Repair - Commercial - Replace old screw in fuse panel with a new panel in lunch room. Add 3 receptacles in lunch room. | Lions Gate Electric Ltd
GP-2022-02821 | 2022-09-20 | 1609 ADANAC STREET, Vancouver, BC V5L 2C7 | Gas Permit | Residential | Renovation | Completed | Residential - re re furnace | Lambert Plumbing & Heating Ltd
PP-2022-01713 | 2022-05-19 | 1620 ADANAC STREET, Vancouver, BC V5L 2C6 | Plumbing Permit | Residential | Renovation | Completed | Residential - Plumbing for: >BP: Exterior and interior alterations to provide improvements to this one family dwelling building on this site. Exterior work to close off a window and reduce the size of another window on the west elevation. Scope fo work includes: adding stairs back to basement, re-re washrooms and kitchen, new plumbing fixture units, removing gas fireplace. Letters of assurance submitted: Sch B (Struct, Geotech): Jianli Guo, P.Eng., 604.518.1098. OK for Field Review per W.Wong, January 10, 2022 | Zappone Plumbing & Heating
EP-2022-06590 | 2022-08-09 | 1620 ADANAC STREET, Vancouver, BC V5L 2C6 | Electrical Permit | Residential | Renovation | Completed | Installation / Repair - Residential - Clean up old wiring in Basement , Kitchen rere , possible panel upsize , bedroom , bath , basic house reno as per above noted description. >BP: Exterior and interior alterations to provide improvements to this one family dwelling building on this site. Exterior work to close off a window and reduce the size of another window on the west elevation. Scope fo work includes: adding stairs back to basement, re-re washrooms and kitchen, new plumbing fixture units, removing gas fireplace. | Felix Kosi
GP-2022-04034 | 2022-12-16 | 3144 ADANAC STREET, Vancouver, BC V5K 2N9 | Gas Permit | Residential | Renovation | Completed | Residential - Replace gas furnace on ground floor. | Canadian Care Heating & Cooling Ltd
GP-2023-02023 | 2023-07-28 | 3148 ADANAC STREET, Vancouver, BC V5K 2N9 | Gas Permit | Residential | Renovation | Completed | Residential - Replace gas furnace on ground floor. | Canadian Care Heating & Cooling Ltd
NULL | NULL | 3152 ADANAC STREET, Vancouver, BC V5K 2N9 | Electrical Permit | Residential | Renovation | Draft | Installation / Repair - Residential - Upgrade electrical service | Frimae Electric Ltd
EP-2022-05117 | 2022-06-17 | 3152 ADANAC STREET, Vancouver, BC V5K 2N9 | Electrical Permit | Residential | Renovation | Completed | Installation / Repair - Residential - East side of the building -increase the service from 60 amps to 100 amps | Frimae Electric Ltd
GP-2023-02581 | 2023-09-05 | 3152 ADANAC STREET, Vancouver, BC V5K 2N9 | Gas Permit | Residential | Renovation | Completed | Residential - Re and re furnace | Lambert Plumbing & Heating
GP-2023-00328 | 2023-01-27 | 3155 ADANAC STREET, Vancouver, BC V5K 2N8 | Gas Permit | Residential | Renovation | Completed | Residential - replacing the gas furnace and hot water tank for a high efficiency furnace, water heater combo unit | SKYREACH PLUMBING & HEATING LTD
EP-2022-10462 | 2023-06-16 | 3168 ADANAC STREET, Vancouver, BC V5K 2N9 | Electrical Permit | Residential | Renovation - Dwelling Unit(s) only | Completed | Installation / Repair - Residential - Electrical renovations and improvements according to current code for legalizing a secondary suite. -CF-2022-003954 -CF-2022-005445 IA-2022-00080 >BP: Interior alterations to change the use of Single Detached House to Single Detached House with Secondary Suite. Address note: #1-3168 Adanac St - One Family Dwelling (north portion of 1st floor, & 2nd floor) #2-3168 Adanac St - Secondary Suite (south portion of 1st floor) Address has been assigned per the approved plans as the access to the secondary suite is from the west site. This access must be provided & maintained at all times; the address must be posted to be easily visible from the street: AND posted by the suite entry in accordance with the Building by-law. Note: - No strata-titling will be permitted. - This is a two story building pursuant to the Zoning and Development By-law. - An annual Vancouver Business License must be obtained prior to the rental of this approved single detached house with secondary suite on this site - Install interconnected, hardwired, 120 volt smoke alarms with battery back-up and silencing feature, in each sleeping unit and within 5m outside each sleeping areas on each storey as per Building Bylaw 9.10.19 - Install Carbon Monoxide Alarm as per Building Bylaw 9.32.4.2 &Bulletin 2007-07-BU/EL - Upgrade work under Part 11 (base don the value of work - energuide related Part 11.2.1.4) | Chung Leung
EP-2023-02162 | 2023-03-14 | 2509 ADANAC STREET, Vancouver, BC V5K 2M6 | Electrical Permit | Residential | Addition | Completed | Installation / Repair - Residential - Existing main house. Replace main house feeder cable. New 200A Main service. 2 Meters. 100A Main breaker for existing main house. 125A Main breaker for new LWH. | Oscar Electric Ltd
GP-2023-00281 | 2023-01-24 | 2523 ADANAC STREET, Vancouver, BC V5K 2M6 | Gas Permit | Residential | Renovation | Completed | Residential - Replacement furnace and water heater | BC Wide Home Services Ltd
GP-2022-03330 | 2022-10-28 | 2523 ADANAC STREET, Vancouver, BC V5K 2M6 | Gas Permit | Residential | Addition | Completed | Residential - Gas insert fireplace installation | Vaglio Fireplace LTD
EP-2023-05602 | NULL | 2590 ADANAC STREET, Vancouver, BC V5K 2M5 | Electrical Permit | Residential | Renovation | Withdrawn | Installation / Repair - Residential - Upgrading the electrical service from 100 to 200 amps Moving the service from the main house to the detached garage. Will trench a cable to existing panel in the main house. | Solas Electric Ltd
EP-2022-00662 | 2022-02-03 | 2609 ADANAC STREET, Vancouver, BC V5K 2M8 | Electrical Permit | Residential | Tenant Improvement | Completed | Installation / Repair - Residential - Electrical Service Upgrade to 200 Amps | ROBERT LLOYD REDFORD
GP-2023-02159 | 2023-07-19 | 2648 ADANAC STREET, Vancouver, BC V5K 2M7 | Gas Permit | Residential | Renovation | Completed | Residential - To replace the existing boiler with a high efficiency Rinnai gas boiler | Shan Jiang DBA Spring River Drainage Plumbing & Heating
EP-2023-03884 | 2023-05-09 | 2122 ADANAC STREET, Vancouver, BC V5L 2E7 | Electrical Permit | Residential | Renovation | Issued | Installation / Repair - Residential - Duplex 200A service, overhead -New location, upgrade, double meter -Applying for a secondary suite -Eventual added loads will include range, dryer, and baseboard heat | Nelcan Electric Ltd
EP-2023-05140 | NULL | 2122 ADANAC STREET, Vancouver, BC V5L 2E7 | Electrical Permit | Residential | Renovation | Withdrawn | Installation / Repair - Residential - 200A service | Nelcan Electric Ltd
PP-2022-02544 | 2022-07-21 | 2122 ADANAC STREET, Vancouver, BC V5L 2E7 | Plumbing Permit | Residential | Renovation | Completed | Residential - Install new draintile and storm piping from downspouts. Install sump and tie to combined building drain on property *** Re/Re Draintile and storm sump *** | Prince Construction Services Ltd
EP-2023-09207 | NULL | 2122 ADANAC STREET, Vancouver, BC V5L 2E7 | Electrical Permit | Residential | Addition | Withdrawn | Installation / Repair - Residential - Electric supply for Dsplit | NULL
EP-2023-09209 | 2023-10-26 | 2122 ADANAC STREET, Vancouver, BC V5L 2E7 | Electrical Permit | Residential | Addition | Completed | Installation / Repair - Residential - electric 30 amp supply for Dsplit exisitng 200 amp Service -MP-2023-01800 | Milani Electric Limited
MP-2023-01800 | 2023-10-06 | 2122 ADANAC STREET, Vancouver, BC V5L 2E7 | Mechanical Permit | NULL | NULL | Completed | NULL | Milani Plumbing Heating & Air Conditioning Ltd
NULL | NULL | 2122 ADANAC STREET, Vancouver, BC V5L 2E7 | Mechanical Permit | NULL | NULL | Withdrawn | NULL | Milani Plumbing Heating & Air Conditioning Ltd
GP-2023-02966 | 2023-10-06 | 2122 ADANAC STREET, Vancouver, BC V5L 2E7 | Gas Permit | Residential | Renovation | Completed | Residential - RE&RE tankless water heater | Milani Plumbing Heating & Air Conditioning Ltd
NULL | NULL | 2122 ADANAC STREET, Vancouver, BC V5L 2E7 | Mechanical Permit | NULL | NULL | Withdrawn | NULL | Milani Plumbing Heating & Air Conditioning Ltd
GP-2023-03937 | 2023-12-07 | 2150 ADANAC STREET, Vancouver, BC V5L 2E7 | Gas Permit | Residential | Renovation | Completed | Residential - Replacement of hot water tank | Hillcrest Plumbing & Heating (1991) Ltd
GP-2022-02104 | 2022-08-09 | 2329 ADANAC STREET, Vancouver, BC V5L 2E9 | Gas Permit | Residential | Renovation | Completed | Residential - replace an existing boiler | Desmond C Wong
NULL | NULL | 2329 ADANAC STREET, Vancouver, BC V5L 2E9 | Gas Permit | Residential | NULL | Draft | Residential - To replace a gas boiler | Desmond C Wong
EP-2022-05525 | 2022-06-29 | 2351 ADANAC STREET, Vancouver, BC V5L 2E9 | Electrical Permit | Residential | New | Expired | Temporary Power - Residential - To provide temporary power. | STAT ELECTRICS LIMITED
PP-2022-03090 | 2022-09-07 | 2351 ADANAC STREET, Vancouver, BC V5L 2E9 | Plumbing Permit | Residential | New | Issued | Residential - All indoor plumbing installation for: >BP: To construct a 2 storey two-family dwelling with (2) secondary suite(s) located in the ground floor ($660,195.00) with a detached accessory building (garage) and 1 open parking at the rear providing 2 parking spaces, having vehicular access from the lane. | Dewitt's Plumbing & Heating Ltd
PP-2022-03901 | 2022-11-03 | 2351 ADANAC STREET, Vancouver, BC V5L 2E9 | Plumbing Permit | Residential | New | Issued | Residential - draintile, rain water leaders, sanitary to foundation, outside Sump | Prive Excavating Ltd
SP-2023-01267 | 2023-07-17 | 2351 ADANAC STREET, Vancouver, BC V5L 2E9 | Sprinkler Permit | Residential | New | Issued | Residential - Install sprinklers in Duplex >BP: To construct a 2 storey two-family dwelling with (2) secondary suite(s) located in the ground floor with a detached accessory building (garage) and 1 open parking at the rear providing 2 parking spaces, having vehicular access from the lane. 1. Covenant registered at the Land Title Office under CA9142568 2. No A/C Unit proposed 3. A/C proposed – Exterior component located in Front(South) and Rear(North), Interior component located in ground floor 4. Schedule B: (Md. Shadhidul Alam) P.Eng (604.653.7475) Structural 5. Schedule B: (Tegbir Bajwa) P.Eng (778.995.2404) Geotechnical 6. HPO: Residential Builder- Jet Custom Home Ltd. | Gold Key Fire Protection Ltd
EP-2023-06547 | 2023-08-02 | 2351 ADANAC STREET, Vancouver, BC V5L 2E9 | Electrical Permit | Residential | New | Issued | Installation / Repair - Residential - New whole duplex electrical roughing and final -cable/tele internet.alarm pre wiring only >BP: To construct a 2 storey two-family dwelling with (2) secondary suite(s) located in the ground floor ($660,195.00) with a detached accessory building (garage) and 1 open parking at the rear providing 2 parking spaces, having vehicular access from the lane. 1. Covenant registered at the Land Title Office under CA9142568 2. No A/C Unit proposed 3. A/C proposed – Exterior component located in Front(South) and Rear(North), Interior component located in ground floor 4. Schedule B: (Md. Shadhidul Alam) P.Eng (604.653.7475) Structural 5. Schedule B: (Tegbir Bajwa) P.Eng (778.995.2404) Geotechnical 6. HPO: Residential Builder- Jet Custom Home Ltd. Note: This is a 2 storey building pursuant to the Zoning and Development By-Law **THIS PERMIT HAS BEEN ISSUED UNDER THE REQUIREMENTS OF VBBL #12511 (2019) AND THE GREEN HOMES PROGRAM** ****ALL PROJECT COORDINATOR NOTES HAS BEEN ACCEPTED BY THE APPLICANT**** | Maple Leaf Electrical Ltd
MP-2023-00593 | 2023-04-05 | 2351 ADANAC STREET, Vancouver, BC V5L 2E9 | Mechanical Permit | NULL | NULL | Issued | NULL | Dewitt's Plumbing & Heating Ltd
GP-2023-02462 | 2023-08-28 | 2351 ADANAC STREET, Vancouver, BC V5L 2E9 | Gas Permit | Residential | New | Issued | Residential - Complete 2 boilers >BP: To construct a 2 storey two-family dwelling with (2) secondary suite(s) | Deep Gas Fitting Ltd.
EP-2023-08640 | 2023-09-25 | 2371 ADANAC STREET, Vancouver, BC V5L 2E9 | Electrical Permit | Residential | New | Issued | Temporary Power - Residential - To provide temporary power. | Eminence Electrical Ltd
NULL | NULL | 2371 ADANAC STREET, Vancouver, BC V5L 2E9 | Electrical Permit | Residential | New | Draft | Temporary Power - Residential - To provide temporary power. | Eminence Electrical Ltd
SP-2023-00714 | 2023-04-24 | 2418 ADANAC STREET, Vancouver, BC V5K 2M4 | Sprinkler Permit | Residential | New | Completed | Residential - 2FD - EAST - 2418 ADANAC ST WEST - 802 NANAIMO ST new sprinkler system >DB: To construct a two-storey two-family dwelling sprinklered as per 2X NFPA 13D requirements, with a detached accessory building (garage) at the rear providing 2 parking spaces plus 1 surface parking space, having vehicular access from the lane. Note: This is a 2.5 storey building pursuant to the Zoning and Development By-Law 1. A/C units proposed in rear and upper floor 2. No bar sinks proposed 6. The entire building to be sprinklered to 2 x NFPA 13D. | Haven Fire Protection Ltd
EP-2023-03639 | 2023-04-27 | 2418 ADANAC STREET, Vancouver, BC V5K 2M4 | Electrical Permit | Residential | New | Completed | Installation / Repair - Residential - Prewire and completion of alarm, tv, tel, net, cctv. >BP: To construct a two-storey two-family dwelling ($850,000) sprinklered as per 2X NFPA 13D requirements, with a detached accessory building (garage) at the rear providing 2 parking spaces plus 1 surface parking space, having vehicular access from the lane. Note: This is a 2.5 storey building pursuant to the Zoning and Development By-Law 1. A/C units proposed in rear and upper floor 2. No bar sinks proposed 3. Schedule B: Deepinder Sidhu P.Eng. (604)-700-8153 Structural 4. Schedule B: Paullus K.F. Young P.Eng. (604)-841-7748 Geotechnical 5. HPO: Residential Builder - PD Moore Homes Inc. 6. The entire building to be sprinklered to 2 x NFPA 13D. Address Note: Addresses have been assigned per the approved plans, access to the rear unit is from the East side. This access must be provided & maintained at all times and the building addresses posted to be visible from the street in accordance with the Building By-law. ******THIS PERMIT HAS BEEN ISSUED UNDER THE REQUIREMENTS OF VBBL #12511 (2019)****** | Static Security Inc
EP-2023-05945 | 2023-06-30 | 2418 ADANAC STREET, Vancouver, BC V5K 2M4 | Electrical Permit | Residential | New | Issued | Temporary Power - Residential - To provide temporary power. | Prabhjot Singh Battu
PP-2022-03985 | 2022-11-03 | 2418 ADANAC STREET, Vancouver, BC V5K 2M4 | Plumbing Permit | Residential | New | Completed | Residential - Installtion of plumbing fixtures in DUPLEX >To construct a two-storey two-family dwelling ($850,000) sprinklered as per 2X NFPA 13D requirements, with a detached accessory building (garage) at the rear providing 2 parking spaces plus 1 surface parking space, having vehicular access from the lane. Note: This is a 2.5 storey building pursuant to the Zoning and Development By-Law 1. A/C units proposed in rear and upper floor 2. No bar sinks proposed 3. Schedule B: Deepinder Sidhu P.Eng. (604)-700-8153 Structural 4. Schedule B: Paullus K.F. Young P.Eng. (604)-841-7748 Geotechnical 5. HPO: Residential Builder - PD Moore Homes Inc. 6. The entire building to be sprinklered to 2 x NFPA 13D. ******THIS PERMIT HAS BEEN ISSUED UNDER THE REQUIREMENTS OF VBBL #12511 (2019)****** | Century Twenty One Gas & Heating Co. Ltd
EP-2023-00607 | 2023-01-25 | 2418 ADANAC STREET, Vancouver, BC V5K 2M4 | Electrical Permit | Residential | New | Completed | Installation / Repair - Residential - New CONSTRUCTION of a duplex. >BP: To construct a two-storey two-family dwelling ($850,000) sprinklered as per 2X NFPA 13D requirements, with a detached accessory building (garage) at the rear providing 2 parking spaces plus 1 surface parking space, having vehicular access from the lane. Note: This is a 2.5 storey building pursuant to the Zoning and Development By-Law 1. A/C units proposed in rear and upper floor 2. No bar sinks proposed 3. Schedule B: Deepinder Sidhu P.Eng. (604)-700-8153 Structural 4. Schedule B: Paullus K.F. Young P.Eng. (604)-841-7748 Geotechnical 5. HPO: Residential Builder - PD Moore Homes Inc. 6. The entire building to be sprinklered to 2 x NFPA 13D. Address Note: Addresses have been assigned per the approved plans, access to the rear unit is from the East side. This access must be provided & maintained at all times and the building addresses posted to be visible from the street in accordance with the Building By-law. ******THIS PERMIT HAS BEEN ISSUED UNDER THE REQUIREMENTS OF VBBL #12511 (2019)****** | Prabhjot Singh Battu
PP-2022-04053 | 2022-11-09 | 2418 ADANAC STREET, Vancouver, BC V5K 2M4 | Plumbing Permit | Residential | New | Completed | Residential - sump | Nihal Excavating & Landscaping Ltd
MP-2022-00719 | 2022-12-15 | 2418 ADANAC STREET, Vancouver, BC V5K 2M4 | Mechanical Permit | NULL | NULL | Completed | NULL | Century Twenty One Gas & Heating Co. Ltd
GP-2022-04011 | 2022-12-15 | 2418 ADANAC STREET, Vancouver, BC V5K 2M4 | Gas Permit | Residential | New | Completed | Residential - Installation of gas appliances i(DUPLEX) >BP: To construct a two-story two-family dwelling sprinklered as per 2X NFPA 13D requirements, with a detached accessory building (garage) at the rear providing 2 parking spaces plus 1 surface parking space, having vehicular access from the lane. May 24/2023-AMEND -add 2 BBQ 40000 BTU each & 2 Fireplaces 25000 BTU each -Piping only for Fireplaces | Century Twenty One Gas & Heating Co. Ltd
EP-2022-05254 | 2022-06-20 | 2418 ADANAC STREET, Vancouver, BC V5K 2M4 | Electrical Permit | Residential | New | Expired | Temporary Power - Residential - To provide temporary power. | Prabhjot Singh Battu
GP-2022-02066 | 2022-07-14 | 2418 ADANAC STREET, Vancouver, BC V5K 2M4 | Gas Permit | Residential | New | Completed | Residential - Installation of a new fireplace with all required venting. >2FD To construct a two-storey two-family dwelling ($850,000) sprinklered as per 2X NFPA 13D requirements, with a detached accessory building (garage) at the rear providing 2 parking spaces plus 1 surface parking space, having vehicular access from the lane. Note: This is a 2.5 storey building pursuant to the Zoning and Development By-Law 1. A/C units proposed in rear and upper floor 2. No bar sinks proposed 3. Schedule B: Deepinder Sidhu P.Eng. (604)-700-8153 Structural 4. Schedule B: Paullus K.F. Young P.Eng. (604)-841-7748 Geotechnical 5. HPO: Residential Builder - PD Moore Homes Inc. 6. The entire building to be sprinklered to 2 x NFPA 13D. Address Note: Addresses have been assigned per the approved plans, access to the rear unit is from the East side. This access must be provided & maintained at all times and the building addresses posted to be visible from the street in accordance with the Building By-law. ******THIS PERMIT HAS BEEN ISSUED UNDER THE REQUIREMENTS OF VBBL #12511 (2019)****** | Mainland Fireplaces Inc
EP-2022-00261 | 2022-01-14 | 3837 ALEXANDRA STREET, Vancouver, BC V6J 4C3 | Electrical Permit | Residential | Addition | Completed | Installation / Repair - Residential - Pre-wire only of low voltage cable (AV/Speakers/TV/Gate control) >BP: Exterior and interior alterations to relocate the existing protected Heritage B building 28 feet closer to Alexandra Street and add to the basement, main, second and third floors to this existing Heritage B one-family dwelling on this site inside without lane site providing two accessory buildings (cabana and 3-car garage) having vehicular access from Alexandra Street. Elevator shaft to conform to CAN/ CSA B44 Requirements. HVAC/ AC area located West elevation Rear Yard adjacent stairs underneath deck area. ENTIRE BUILDING TO BE SPRINKLERED TO NFPA-13D REQUIREMENTS Schedule A Confirmation of Commitment received from AIBC Brian Billingsley 604-714-1633 Schedule B Architectural letter from AIBC Brian Billingsley 604-714-1633 Schedule B Structural letter from P.Eng. John Zickmantel 604-685-9533 Schedule B Geo-technical letter from P.Eng. Matt J. Kokan 604-439-0922 Schedule B Plumbing letter from P.Eng. Melissa Fahey 604-984-3503 Schedule B Mechanical and Plumbing letter from P.Eng. Kashito Raiva 604-736-6562 Schedule B Electrical letter from P.Eng. Steven Nemetz 604-736-6562 Energy efficiency upgrade to be in conformance with Table 11.2.1.4 and the Vancouver Building By-law. - Renovation Energy Upgrade Proposal report submitted from BC Building Science EA Mohammad Fakoor 778-865-5040. | Smart-Tek Communications Inc
EP-2022-03167 | 2022-04-21 | 3837 ALEXANDRA STREET, Vancouver, BC V6J 4C3 | Electrical Permit | Residential | Addition | Completed | Installation / Repair - Residential - GARAGE ONLY PREWIRING AND FINISH FOR CUSTOMER SUPPLIED CAMERAS, SPEAKERS , NETWORK AND ALARM >BP: Exterior and interior alterations to relocate the existing protected Heritage B building 28 feet closer to Alexandra Street and add to the basement, main, second and third floors to this existing Heritage B one-family dwelling on this site inside without lane site providing two accessory buildings (cabana and 3-car garage) having vehicular access from Alexandra Street. Elevator shaft to conform to CAN/ CSA B44 Requirements. HVAC/ AC area located West elevation Rear Yard adjacent stairs underneath deck area. ENTIRE BUILDING TO BE SPRINKLERED TO NFPA-13D REQUIREMENTS Schedule A Confirmation of Commitment received from AIBC Brian Billingsley 604-714-1633 Schedule B Architectural letter from AIBC Brian Billingsley 604-714-1633 Schedule B Structural letter from P.Eng. John Zickmantel 604-685-9533 Schedule B Geo-technical letter from P.Eng. Matt J. Kokan 604-439-0922 Schedule B Plumbing letter from P.Eng. Melissa Fahey 604-984-3503 Schedule B Mechanical and Plumbing letter from P.Eng. Kashito Raiva 604-736-6562 Schedule B Electrical letter from P.Eng. Steven Nemetz 604-736-6562 Energy efficiency upgrade to be in conformance with Table 11.2.1.4 and the Vancouver Building By-law. - Renovation Energy Upgrade Proposal report submitted from BC Building Science EA Mohammad Fakoor 778-865-5040. | Aslan Security Systems Ltd
EP-2022-05137 | 2022-06-17 | 3837 ALEXANDRA STREET, Vancouver, BC V6J 4C3 | Electrical Permit | Residential | Addition | Completed | Installation / Repair - Residential - LOW VOLTAGE WIRE TERMINATION FOR OWNER SUPPLIED EQUIPMENT >BP: Exterior and interior alterations to relocate the existing protected Heritage B building 28 feet closer to Alexandra Street and add to the basement, main, second and third floors to this existing Heritage B one-family dwelling on this site inside without lane site providing two accessory buildings (cabana and 3-car garage) having vehicular access from Alexandra Street. Elevator shaft to conform to CAN/ CSA B44 Requirements. HVAC/ AC area located West elevation Rear Yard adjacent stairs underneath deck area. ENTIRE BUILDING TO BE SPRINKLERED TO NFPA-13D REQUIREMENTS Schedule A Confirmation of Commitment received from AIBC Brian Billingsley 604-714-1633 Schedule B Architectural letter from AIBC Brian Billingsley 604-714-1633 Schedule B Structural letter from P.Eng. John Zickmantel 604-685-9533 Schedule B Geo-technical letter from P.Eng. Matt J. Kokan 604-439-0922 Schedule B Plumbing letter from P.Eng. Melissa Fahey 604-984-3503 Schedule B Mechanical and Plumbing letter from P.Eng. Kashito Raiva 604-736-6562 Schedule B Electrical letter from P.Eng. Steven Nemetz 604-736-6562 Energy efficiency upgrade to be in conformance with Table 11.2.1.4 and the Vancouver Building By-law. - Renovation Energy Upgrade Proposal report submitted from BC Building Science EA Mohammad Fakoor 778-865-5040. | Aslan Security Systems Ltd
EP-2022-05305 | 2022-06-22 | 4176 ALEXANDRA STREET, Vancouver, BC | Electrical Permit | Commercial | Renovation | Completed | Installation / Repair - Commercial - 4 Classrooms Renovation/Remodel -We are adding receptacles and lighting to each of the classrooms. Services/panelboards to stay the same. No fire alarm in scope. Only Re and Re of Receptacles and Lighting. Also adding lighting controls. >BP: Interior alterations to 2nd floor of the north wing of this existing science building on this school site. Scope of work: Updating interior millwork, furniture, plumbing fixtures, finishes, supply air duct, relocation of electrical & lighting. | Mainland Electric Corp
EP-2022-07364 | 2022-09-02 | 4176 ALEXANDRA STREET, Vancouver, BC | Electrical Permit | Commercial | Addition | Completed | Installation / Repair - Commercial - Add low voltage data drops to existing outlets - class II low voltage >BP: Interior alterations to 2nd floor of the north wing of this existing science building on this school site. Scope of work: Updating interior millwork, furniture, plumbing fixtures, finishes, supply air duct, relocation of electrical & lighting. | 4th Utility Inc
EP-2023-05885 | 2023-06-29 | 4176 ALEXANDRA STREET, Vancouver, BC | Electrical Permit | Commercial | Renovation | Completed | Installation / Repair - Commercial - Renovation To Cafeteria and Textiles Lab. 2 Rooftop Unit disconnect reconnect. >BP: Interior alterations to provide improvements on the ground floor of this existing science building on this school site. OK for field Review per D.Langevin April 18, 2023 Letter of assurance provided by: Schedule A & B (Architectural): Mark Ostry, AIBC, 604-739-3344 Schedule B (Mechanical & Plumbing): G.A. Willie Perez, 604-687-1821 Schedule B (Electrical): Erik W. Mak, 604-687-1821 Sprinkelered Note: - Energy checklist is currently no longer required with your Building Permit (BP) application. Some supporting documents are still required at BP stage, specifically Envelope and HVAC, if applicable. Service Water Heating and Lighting supporting documents, if applicable, must be submitted with your related trades permits (e.g. electrical and plumbing). All energy upgrades will be checked during the inspection stage. It is the applicant’s responsibility to identify and note all required upgrades including energy upgrades on their BP drawings at BP stage. | Mainland Electric Corp
PP-2023-02055 | 2023-06-12 | 4176 ALEXANDRA STREET, Vancouver, BC | Plumbing Permit | Commercial | Renovation | Completed | Commercial - Deleting a sink and adding 2 sinks >BP: 4176 Alexandra St. Interior alterations to provide improvements on the ground floor of this existing science building on this school site. | VANMECH PLUMBING & HEATING LTD.
SP-2023-01089 | 2023-06-20 | 4176 ALEXANDRA STREET, Vancouver, BC | Sprinkler Permit | Commercial | Renovation | Completed | Commercial - relocate 13 heads to suit minor changes to classroom >BP: 4176 Alexandra St. Interior alterations to provide improvements on the ground floor of this existing science building on this school site. *****This application does not include any of the following: 1. Not more than 20 sprinklers (add, relocate, or remove), 2. hydraulic calculations, 3. change in occupancy and /or hazard classification, 4. warehouse storage arrangements, 5. mobile compact storage arrangements, 6. alternative solutions, 7. changes to the sprinkler system supply piping (e.g. valves, mains, cross-mains, branch-lines, etc.), or 8. flexible sprinkler pipe. | Aqueduct Life Safety Ltd
EP-2023-07746 | 2023-08-28 | 4176 ALEXANDRA STREET, Vancouver, BC | Electrical Permit | Commercial | Renovation | Completed | Installation / Repair - Commercial - 2 roofop units being replaced. Installation of new cable and new motor starters. >BP: Exterior alterations to replace roof membrane system and air handling unit at this existing science building on this school site. Schedule B - Architectural - Jonathan Fountain - 778-919-6539, schedule A Energy upgrade exempt | Mainland Electric Corp
PP-2022-01876 | 2022-06-06 | 4176 ALEXANDRA STREET, Vancouver, BC | Plumbing Permit | Commercial | Renovation | Completed | Commercial - Re and Re lab sinks relocate drainage and waterlines to one sink Re modify trap arms and waterlines to 23 sinks >BP: Interior alterations to 2nd floor of the north wing of this existing science building on this school site. Scope of work: Updating interior millwork, furniture, plumbing fixtures, finishes, supply air duct, relocation of electrical & lighting. Ok for Field Review per J. Zhang, March 24th, 2022 This is not a sprinklered building Schedule A & Schedule B Architect submitted per Heather L. Johnston, AIBC,778-36-6769 Energy Upgrade: E2 - Lighting - Upgrade to Local Control (per 9.4.1.1.(a) of ASHRAE 90.1-2016) Note: Energy checklist is currently no longer required with your Building Permit (BP) application. Some supporting documents are still required at BP stage, specifically Envelope and HVAC, if applicable. Service Water Heating and Lighting supporting documents, if applicable, must be submitted with your related trades permits (e.g. electrical and plumbing). All energy upgrades will be checked during inspections stage. It is the applicant’s responsibility to identify and note all required upgrades including energy upgrades on their BP drawings at BP stage. | VANMECH PLUMBING & HEATING LTD.
EP-2022-03331 | 2022-05-04 | 1850 ADANAC STREET, Vancouver, BC V5L 2E3 | Electrical Permit | Commercial | New | Completed | Installation / Repair - Commercial - - Installation of emergency disconnect switch for 120V boiler circuit | Elworthy Electrical Services Ltd
EP-2022-01850 | 2022-03-09 | 1855 ADANAC STREET, Vancouver, BC V5L 2E1 | Electrical Permit | Residential | Tenant Improvement | Completed | Installation / Repair - Residential - Additional outlet in the parking garage | Andcor Electric Ltd DBA Cory Jason McKinnon
EP-2023-10167 | 2023-11-09 | 1882 ADANAC STREET, Vancouver, BC V5L 2E2 | Electrical Permit | Commercial | NULL | Expired | Movie Set / Filming - To allow for Movie Set/Filming Applicant shall provide completed Contractor Declaration form, and dates of filming and associated location(s) to csinspection.clerks@vancouver.ca prior to the commencement of filming. Visit vancouver.ca/inspections for more details. | Means of Production Inc
GP-2022-03605 | 2022-11-17 | 1949 ADANAC STREET, Vancouver, BC V5L 2E5 | Gas Permit | Residential | Renovation | Completed | Residential - Replacement furnace | BC Wide Home Services Ltd
EP-2023-09424 | 2023-10-30 | 323 ALEXANDER STREET, Vancouver, BC V6A 1C4 | Electrical Permit | Commercial | NULL | Issued | Annual / Operating - Repair and maintenance of facility CF-2023-004553 | Bridge Electric Corp
NULL | NULL | 3068 ADANAC STREET, Vancouver, BC V5K 2N7 | Gas Permit | Residential | Renovation | Draft | Residential - Install tankless water heater | NULL
GP-2022-01415 | 2022-05-06 | 3068 ADANAC STREET, Vancouver, BC V5K 2N7 | Gas Permit | Residential | Renovation | Completed | Residential - New gas main, install tankless water heater | Service Plus Mechanical Systems Ltd
GP-2023-03694 | 2023-11-23 | 5614 ABERDEEN STREET, Vancouver, BC V5R 4M6 | Gas Permit | Residential | Renovation | Completed | Residential - Furnace replacement | A1 Kam Plumbing Heating & Gas Ltd
GP-2022-04098 | 2022-12-21 | 5695 ABERDEEN STREET, Vancouver, BC V5R 4M5 | Gas Permit | Residential | Renovation | Completed | Residential - GAS BOILER REPLACEMENT 120,000BTU | ROMA Heating Ltd
GP-2022-04009 | 2022-12-15 | 2790 ADANAC STREET, Vancouver, BC V5K 2M9 | Gas Permit | Residential | Renovation | Completed | Residential - Boiler installation >BP: CF-2021-007073 Interior/exterior alterations to this existing one family dwelling including change of use from one family dwelling to one family dwelling with secondary suite. Validating the new ceiling height in basement (8" more). | Deep Water Plumbing Heating & Gas Services Limited
PP-2022-04485 | 2022-12-19 | 2790 ADANAC STREET, Vancouver, BC V5K 2M9 | Plumbing Permit | Residential | Renovation | Completed | Residential - Take over unauthorized renovation work Apply secondary secondary suit for now CF-2021-007073 >BP: Interior/exterior alterations to this existing one family dwelling including change of use from one family dwelling to one family dwelling with secondary suite. Validating the new ceiling height in basement (8" more). | Deep Water Plumbing Heating & Gas Services Limited
EP-2022-10585 | 2022-12-16 | 2790 ADANAC STREET, Vancouver, BC V5K 2M9 | Electrical Permit | Residential | Renovation | Cancelled | Installation / Repair - Residential - pot lights . and outlets (CF-2021-007073) >BP: CF-2021-007073 Interior/exterior alterations to this existing one family dwelling including change of use from one family dwelling to one family dwelling with secondary suite. Validating the new ceiling height in basement (8" more). Structural Schedule B provided by Ke Jian, Ma, P. Eng. 604.599.8890 Note: - Provide minimum headroom of 6’-6” over 80% of the suite area and all exit routes. - Smoke alarms to be installed in compliance with Subsection 9.10.19., Division B of the Vancouver Building By-law (2019) - Carbon monoxide alarms shall be installed in conformance to Subsections 6.2.4. and 9.32.4., Division B of the Vancouver Building By-law | Technics Electric Ltd
EP-2023-01034 | 2023-02-08 | 2790 ADANAC STREET, Vancouver, BC V5K 2M9 | Electrical Permit | Residential | Renovation | Issued | Installation / Repair - Residential - Install new panel at top level to separate circuits between basement and upstairs. Install 4 smoke detectors. Install light fixture *CF-2021-007073 >Permit Amendment Nov 02, 2023 -"Service upgrade to 200amp with private pole. Putting on some fixtures, switches and plugs" *Document(s) uploaded to "Application Documents" tab for Electrical Inspector review. Documents are at pending status at time of permit amendment approval >BP: CF-2021-007073 Interior/exterior alterations to this existing one family dwelling including change of use from one family dwelling to one family dwelling with secondary suite. Validating the new ceiling height in basement (8" more). Structural Schedule B provided by Ke Jian, Ma, P. Eng. 604.599.8890 Note: - Provide minimum headroom of 6’-6” over 80% of the suite area and all exit routes. - Smoke alarms to be installed in compliance with Subsection 9.10.19., Division B of the Vancouver Building By-law (2019) - Carbon monoxide alarms shall be installed in conformance to Subsections 6.2.4. and 9.32.4., Division B of the Vancouver Building By-law | Bostech Power Solutions Ltd
PP-2023-04438 | 2024-01-04 | 2790 ADANAC STREET, Vancouver, BC V5K 2M9 | Plumbing Permit | Residential | Renovation | Completed | Residential - sump (note: drain tile fees paid under DB-2021-05027) >BP: CF-2021-007073 Interior/exterior alterations to this existing one family dwelling including change of use from one family dwelling to one family dwelling with secondary suite. Validating the new ceiling height in basement (8" more). | Canstar Excavating & Landscaping Ltd
GP-2023-03665 | 2023-11-23 | 6712 ADERA STREET, Vancouver, BC V6P 5C1 | Gas Permit | Residential | Renovation | Issued | Residential - INSTALL GAS FIREPLACE, VENT 5' UP AND OUT THE EXTERIOR WALL, VENT AND CONNECT ONLY >BP; To construct a 2 storey + cellar one-family dwelling (1,960,250.00 CAD) with a detached accessory building (garage) at the rear providing 4 parking spaces, having vehicular access from the lane. | The LM Fireplace Warehouse Ltd.
GP-2023-02245 | 2023-07-28 | 6712 ADERA STREET, Vancouver, BC V6P 5C1 | Gas Permit | Residential | New | Issued | Residential - 1 Range, 1 BBQ & 1 Boiler new gas piping >BP: To construct a 2 storey + cellar one-family dwelling | THANDI PLUMBING LTD
EP-2022-06477 | 2022-08-03 | 6712 ADERA STREET, Vancouver, BC V6P 5C1 | Electrical Permit | Residential | New | Issued | Installation / Repair - Residential - Alarm, CCTV, Tel/TV/Data, intercom, music, Vacuum, etc -complete security alarm installation >BP: To construct a 2 storey + cellar one-family dwelling (1,960,250.00 CAD) with a detached accessory building (garage) at the rear providing 4 parking spaces, having vehicular access from the lane. | AIGO TECHNOLOGY INC
GP-2023-02584 | 2023-09-05 | 6849 ADERA STREET, Vancouver, BC V6P 5C2 | Gas Permit | Residential | Renovation | Completed | Residential - replace the gas hot water tank | Hillcrest Plumbing & Heating (1991) Ltd
GP-2022-02609 | 2022-08-31 | 6891 ADERA STREET, Vancouver, BC V6P 5C2 | Gas Permit | Residential | Tenant Improvement | Completed | Residential - Install water heater | Gandy Installations Ltd
EP-2022-09862 | 2023-03-22 | 6928 ADERA STREET, Vancouver, BC V6P 5C3 | Electrical Permit | Residential | Renovation | Issued | Installation / Repair - Residential - Increase the service from 200A to 400A 120/240V. Wiring lights, receptacles, washer, dryer, kitchen equipment, R/T A/C units. Note: The supply service electrical characteristics, service equipment and pole location are subject to BC Hydro approval. REFER TO: CF-2022-004217: In Violation >BP: Exterior and interior alterations for fire damage repairs and renovate this existing Single Detached House. Letter of assurance provided by: Schedule B (Structural for fire damage): Adam Samuel Densmore, 778-791-7456 Schedule B (Structural): Benedict Yuen, 604-535-3981 Work to be done includes: - Repair wood frame damage - Repair electrical wire damage - Repair Plumbing line damage - Replace skylights | Silver Star Electric Ltd
PP-2022-04243 | 2023-03-20 | 6928 ADERA STREET, Vancouver, BC V6P 5C3 | Plumbing Permit | Residential | Renovation | Issued | Residential - plumbing work REFER TO: CF-2022-004217: In Violation >BP: Exterior and interior alterations for fire damage repairs and renovate this existing Single Detached House. | SHING FUNG PLUMBING AND HEATING LTD
GP-2022-03818 | 2023-04-03 | 6928 ADERA STREET, Vancouver, BC V6P 5C3 | Gas Permit | Residential | Renovation | Issued | Residential - gas work >BP: Exterior and interior alterations for fire damage repairs and renovate this existing Single Detached House. Letter of assurance provided by: Schedule B (Structural for fire damage): Adam Samuel Densmore, 778-791-7456 Schedule B (Structural): Benedict Yuen, 604-535-3981 Work to be done includes: - Repair wood frame damage - Repair electrical wire damage - Repair Plumbing line damage - Replace skylights | SHING FUNG PLUMBING AND HEATING LTD
EP-2022-08974 | 2022-10-20 | 6928 ADERA STREET, Vancouver, BC V6P 5C3 | Electrical Permit | Residential | New | Expired | Temporary Power - Residential - To provide temporary power. | Silver Star Electric Ltd
MP-2023-00483 | NULL | 6928 ADERA STREET, Vancouver, BC V6P 5C3 | Mechanical Permit | NULL | NULL | Draft | NULL | SHING FUNG PLUMBING AND HEATING LTD
EP-2022-03922 | 2022-05-12 | 6928 ADERA STREET, Vancouver, BC V6P 5C3 | Electrical Permit | Residential | Renovation | Completed | Installation / Repair - Residential - BC HYDRO CUT 6928 SERVICE POWER LINE ,DUE TO A SUDDEN FIRE. -this is for reconnect HYDRO SERVICE LINE | We Do Electrical Ltd
GP-2022-00549 | 2022-02-18 | 7020 ADERA STREET, Vancouver, BC V6P 5C4 | Gas Permit | Residential | Renovation | Completed | Residential - Decommission and remove furnace, replace with new | Ashton Service Group/Ashton Mechanical Ltd.
EP-2022-02413 | 2022-03-24 | 7061 ADERA STREET, Vancouver, BC V6P 5C5 | Electrical Permit | Residential | New | Expired | Temporary Power - Residential - To provide temporary power. | Vadas Electric Service Inc.
PP-2022-03507 | 2022-10-06 | 7061 ADERA STREET, Vancouver, BC V6P 5C5 | Plumbing Permit | Residential | New | Issued | Residential - plumbing piping rough in to plumbing fixture finishing | Fly On Side Construction Ltd
SP-2022-01215 | 2022-07-29 | 7061 ADERA STREET, Vancouver, BC V6P 5C5 | Sprinkler Permit | Residential | New | Issued | Residential - LWH - #3 - new sprinkler system To construct a 2 storey laneway house building with an attached garage and 1 open parking pad, providing a total of 3 parking spaces, having vehicular access from the 20' Lane. The entire building, INCLUDING THE ATTACHED GARAGE, to be sprinklered to NFPA 13R per 3.2.5.12.(3)(d) Note: This is a 1 ½ storey building pursuant to the Zoning & Development By-law. 1. Covenant not required with existing house 2. No Strata Titling permitted 3. No A/C Unit proposed | Haven Fire Protection Ltd
EP-2022-03634 | 2022-05-04 | 369 ALEXANDER STREET, Vancouver, BC V6A 1C4 | Electrical Permit | Commercial | NULL | Expired | Annual / Operating - - keep the annual permit current, adhere to an ongoing renewal process as long as the equipment remains in service, - comply with the terms and conditions of the annual permit, - maintain an up to date log of electrical works undertaken under the permit - provide the owner with technical guidance related to electrical equipment and safety - review the permit log regularly; validate completed electrical work and provide assurance that the electrical equipment has been safely installed and is being properly maintained, - regularly assess, operate, and maintain the electrical equipment with the owner. RENEWAL OF EP-2021-04427 Valid: May 5, 2022 to May 4, 2023 | Lux Electric Group Ltd
PP-2022-00820 | 2022-03-24 | 415 ALEXANDER STREET, Vancouver, BC V6A 4G6 | Plumbing Permit | Commercial | Renovation | Completed | Commercial - Replace copper pipes with Wirsbo pipes | Via Plumbing Heating and Drainage Ltd
EP-2023-03365 | 2023-04-19 | 415 ALEXANDER STREET, Vancouver, BC V6A 4G6 | Electrical Permit | Residential | Renovation | Completed | Installation / Repair - Residential - Exterior and parking lot lighting upgrade. Rooftop HVAC upgrade >BP: Exterior and interior alterations to replace the roof top units with two new electric rooftop ERVs and replace the heat pump in the underground parking of this existing multiple dwelling building. Scope of work includes upgrading to LED lighting throughout and changing to programmable thermostats. Ok for exterior alterations per Mahdi Tavanpour OK for field review per J. Zhang REVISION #1: - To transfer the structural Registered Professional of Record. Effective November 16, 2022. B. Wong - Feb 3/23 Notes: - Energy Upgrade: E2 - HVAC - Clean and Balance all Air Systems (per 6.7.2.3.2 of ASHRAE 90.1-2016). Letters of Assurance: - Schedule A & B, Mechanical/Plumbing, Steven Fetterly, P.Eng, 604-339-2650. - Schedule D & B, Architectural, Skyler Doornberg, P.Eng, 604-738-0048. - Schedule B, Structural, Julia Halipchuk, P.Eng, 604-738-0048. - Schedule B, Structural, Monrit Chatha, P.Eng, 604-738-0048. *For design changes during construction as of Nov 16/23. - Schedule B, Electrical, Navtej Bains, P.Eng, 778-896-0746. Energy checklist is currently no longer required with your Building Permit application. Some supporting documents are still required at BP stage, specifically Envelope and HVAC, if applicable. Service Water Heating and Lighting supporting documents, if applicable, must be submitted with your related trades permits (e.g. electrical and plumbing). All energy upgrades will be checked during inspections stage. It is the applicant's responsibility to identify and note all required upgrades including energy upgrades on their BP drawings at BP stage. | High Point Electric Ltd
EP-2023-09510 | 2023-10-31 | 415 ALEXANDER STREET, Vancouver, BC V6A 4G6 | Electrical Permit | Commercial | Renovation | Issued | Installation / Repair - Commercial - Repair/replace existing wiring for level2/3 horn circuit and strobe cicuit | Nightingale Electric Ltd
GP-2022-03730 | 2022-11-25 | 7215 ADERA STREET, Vancouver, BC V6P 5C5 | Gas Permit | Residential | Renovation | Completed | Residential - replace water heater | BNA Systems Inc and/or Kirkland Metal Shop Ltd
GP-2024-00174 | 2024-01-22 | 7283 ADERA STREET, Vancouver, BC V6P 5C5 | Gas Permit | Residential | Tenant Improvement | Completed | Residential - Hot water tank re&re | 0704121 BC Ltd
GP-2022-00016 | 2022-01-24 | 7588 ADERA STREET, Vancouver, BC V6P 5C8 | Gas Permit | Residential | Renovation - Dwelling Unit(s) only | Completed | Residential - gas range re/re | Super Tech Appliances Installation Ltd
EP-2023-08326 | 2023-09-15 | 7977 ADERA STREET, Vancouver, BC V6P 5E2 | Electrical Permit | Residential | New | Issued | Installation / Repair - Residential - Installation of data, tel, tv, and roughin and completion. >BP: To construct a 2 storey + basement one-family dwelling with a secondary suite ($761,650.00) located in the basement with a detached accessory building (laneway house), at the rear providing 1 parking spaces, having vehicular access from the lane. Note: This is a 2 storey building pursuant to the Zoning and Development By-Law 1- Covenant registered at the Land Title Office under CA9894900 2- No strata titling permitted 3- Bar sink proposed 4- A/C unit proposed 5- Schedule B: Jason Hui P Eng (778-319-3403) Structural, Geotechnical & Architectural 6- HPO: Residential Builder – Kinged Holding Ltd # 34374 7- Entire Building to have NFPA 13-D ****ALL PROJECT COORDINATOR NOTES HAS BEEN ACCEPTED BY THE APPLICANT**** ******THIS PERMIT HAS BEEN ISSUED UNDER THE REQUIREMENTS OF VBBL #12511 (2019)****** | Repel Security Systems Ltd
SP-2023-01568 | 2023-08-25 | 7977 ADERA STREET, Vancouver, BC V6P 5E2 | Sprinkler Permit | Residential | New | Issued | Residential - 1FD+SS - #1 & #2 - NEW HOME >DB: To construct a 2 storey + basement one-family dwelling with a secondary suite located in the basement with a detached accessory building (laneway house), at the rear providing 1 parking spaces, having vehicular access from the lane. Note: This is a 2 storey building pursuant to the Zoning and Development By-Law 1- Covenant registered at the Land Title Office under CA9894900 2- No strata titling permitted 3- Bar sink proposed 4- A/C unit proposed 7- Entire Building to have NFPA 13-D ****ALL PROJECT COORDINATOR NOTES HAS BEEN ACCEPTED BY THE APPLICANT**** ******THIS PERMIT HAS BEEN ISSUED UNDER THE REQUIREMENTS OF VBBL #12511 (2019)****** AMEND: SEPT 26/2023 Top floor pipe size change and head location also | SBMS Construction Ltd
EP-2022-09321 | 2022-11-02 | 7977 ADERA STREET, Vancouver, BC V6P 5E2 | Electrical Permit | Residential | New | Expired | Temporary Power - Residential - To provide temporary power. | Roop Electric Co Ltd
NULL | NULL | 7977 ADERA STREET, Vancouver, BC V6P 5E2 | Plumbing Permit | Residential | New | Draft | Residential - One Sump No Pump | NULL
PP-2023-01487 | 2023-04-27 | 7977 ADERA STREET, Vancouver, BC V6P 5E2 | Plumbing Permit | Residential | New | Issued | Residential - 1FD+SS - One Sump No Pump | CANADIAN EXCAVATING LTD.
GP-2023-02131 | 2023-07-18 | 7977 ADERA STREET, Vancouver, BC V6P 5E2 | Gas Permit | Residential | New | Issued | Residential - 2 Range, 1 Boiler and 1 BBQ >BP: To construct a 2 storey + basement one-family dwelling with a secondary suite | AKAL Plumbing & Heating Ltd
EP-2023-05697 | 2023-07-11 | 7977 ADERA STREET, Vancouver, BC V6P 5E2 | Electrical Permit | Residential | New | Issued | Installation / Repair - Residential - New wiring for SFD w suite >BP: To construct a 2 storey + basement one-family dwelling with a secondary suite ($761,650.00) located in the basement with a detached accessory building (laneway house), at the rear providing 1 parking spaces, having vehicular access from the lane. Note: This is a 2 storey building pursuant to the Zoning and Development By-Law 1- Covenant registered at the Land Title Office under CA9894900 2- No strata titling permitted 3- Bar sink proposed 4- A/C unit proposed 5- Schedule B: Jason Hui P Eng (778-319-3403) Structural, Geotechnical & Architectural 6- HPO: Residential Builder – Kinged Holding Ltd # 34374 7- Entire Building to have NFPA 13-D ****ALL PROJECT COORDINATOR NOTES HAS BEEN ACCEPTED BY THE APPLICANT**** ******THIS PERMIT HAS BEEN ISSUED UNDER THE REQUIREMENTS OF VBBL #12511 (2019)****** | Roop Electric Co Ltd
MP-2023-01031 | 2023-06-07 | 7977 ADERA STREET, Vancouver, BC V6P 5E2 | Mechanical Permit | NULL | NULL | Issued | NULL | AKAL Plumbing & Heating Ltd
PP-2023-01809 | 2023-05-24 | 7977 ADERA STREET, Vancouver, BC V6P 5E2 | Plumbing Permit | Residential | New | Issued | Residential - This is a new house with 25 fixtures >BP: To construct a 2 storey + basement one-family dwelling with a secondary suite located in the basement with a detached accessory building (laneway house), at the rear providing 1 parking spaces, having vehicular access from the lane. Note: This is a 2 storey building pursuant to the Zoning and Development By-Law 1- Covenant registered at the Land Title Office under CA9894900 2- No strata titling permitted 3- Bar sink proposed 4- A/C unit proposed 5- Schedule B: Jason Hui P Eng (778-319-3403) Structural, Geotechnical & Architectural 6- HPO: Residential Builder – Kinged Holding Ltd # 34374 7- Entire Building to have NFPA 13-D | AKAL Plumbing & Heating Ltd
GP-2022-03195 | 2022-10-17 | 8039 ADERA STREET, Vancouver, BC V6P 6P3 | Gas Permit | Residential | Renovation - Dwelling Unit(s) only | Completed | Residential - Installing combination boiler | Reid Brothers Plumbing & Heating Ltd
GP-2022-00825 | 2022-03-15 | 8062 ADERA STREET, Vancouver, BC V6P 5E3 | Gas Permit | Residential | Tenant Improvement | Completed | Residential - Re Re Furnace | Moore & Russell Heating Ltd
MP-2023-01505 | 2023-08-16 | 8383 ADERA STREET, Vancouver, BC V6P 6V9 | Mechanical Permit | NULL | NULL | Issued | NULL | Thomson Industries Ltd
EP-2023-07340 | 2023-08-24 | 8383 ADERA STREET, Vancouver, BC V6P 6V9 | Electrical Permit | Residential | Renovation | Issued | Installation / Repair - Residential - wiring of heat pump MP-2023-01505 | Thomson Industries Ltd
GP-2022-01190 | 2022-04-14 | 8411 ADERA STREET, Vancouver, BC V6P 5E6 | Gas Permit | Residential | Renovation | Completed | Residential - New 50 Imp Gal water heater | Superior Gas Installations & Service Ltd
GP-2023-02267 | 2023-07-31 | 5422 ALBERTA STREET, Vancouver, BC V5Y 3M3 | Gas Permit | Residential | Renovation | Completed | Residential - HWT re&re | Ferenc Nagy
GP-2023-04196 | 2023-12-26 | 5536 ALBERTA STREET, Vancouver, BC V5Y 3M6 | Gas Permit | Residential | Tenant Improvement | Completed | Residential - Replace old boiler with a new one | Gregori Plumbing, Heating & Air Conditioning Ltd
NULL | NULL | 5550 ALBERTA STREET, Vancouver, BC V5Y 3M6 | Electrical Permit | Residential | New | Draft | Installation / Repair - Residential - LV | 8020 Kingkong Enterprises Ltd
EP-2021-09047 | 2022-01-05 | 467 ALEXANDER STREET, Vancouver, BC V6A 1C6 | Electrical Permit | Commercial | Renovation | Completed | Installation / Repair - Commercial - New lighting , emergency lighting, power to new receptacles, connection to mechanical unit, upgrade to existing fire alarm system, data, security & audio Video >BP: Interior and exterior alteration and a change of major occupancy from manufacturing (F2) to shelter/social services (A2) to this existing single storey single tenant building. The approved change of occupancy is limited to three years. Building to be sprinklered with "quick response" or "residential" sprinklers as per 11.6.3.2.(2).(b). Ok for DB per Jonathan Borsa. To be reviewed under the 2019 VBBL. | Bridge Electric Corp
EP-2022-00846 | 2022-02-04 | 2910 ALDER STREET, Vancouver, BC V6H 2S7 | Electrical Permit | Commercial | Tenant Improvement | Completed | Installation / Repair - Commercial - Supply and installation of the following exterior courtyard luminaries: 7x Led Wall packs, 13x Planter lights, 4x step lights. Includes conduit with rain-tight fittings for the wall packs, new feeder from electrical panel with hole to the exterior building and new 24 hour timer for lighting control inside the building. *Note checked with General/Architects lighting compliance letter not required with BP submission >BP: Exterior alterations to provide improvements to the courtyard of this existing multiple dwelling building on this site. Scope of work includes building a new floating deck over the roots of the existing trees, and adding new planters with lighting. OK for BP only per O.Szeleczky, June 9, 2021 OK for Field Review per W.Wong, June 9, 2021 | Action Electric Ltd
EP-2022-02703 | 2022-04-04 | 1 ALEXANDER STREET, Vancouver, BC V6A 1B2 | Electrical Permit | Commercial | NULL | Expired | Annual / Operating - Annual Operating Permit -renewal of EP-2021-02398 -valid: March 25, 2022 - March 24, 2023 | Centre Electric Ltd
EP-2023-02727 | 2023-03-29 | 1 ALEXANDER STREET, Vancouver, BC V6A 1B2 | Electrical Permit | Commercial | NULL | Issued | Annual / Operating - Maintenance of existing operating electrical equipment. | Sasco Contractors Ltd
NULL | NULL | 1 ALEXANDER STREET, Vancouver, BC V6A 1B2 | Sprinkler Permit | Commercial | Renovation | Withdrawn | Commercial - 3 heads relicates | NULL
PP-2022-03410 | NULL | 1 ALEXANDER STREET, Vancouver, BC V6A 1B2 | Plumbing Permit | Commercial | Tenant Improvement | Withdrawn | Commercial - replacing an existing 4" back flow preventer by same but new | Battalion Fire Pro Corp
EP-2023-10809 | 2023-12-11 | 27 ALEXANDER STREET, Vancouver, BC V6A 1B2 | Electrical Permit | Commercial | Renovation | Issued | Installation / Repair - Commercial - Maintaince replacement of fire alarm. Note: This fire alarm system upgrade is limited only to the replacement of existing fire alarm panel without altering the existing wiring or outlet boxes. The issuance of this permit is based on Bulletin 2018-004-BU/EL. | Fina Electrical Systems Ltd
EP-2022-02546 | 2022-03-30 | 41 ALEXANDER STREET, Vancouver, BC V6A 1B2 | Electrical Permit | Commercial | Addition | Completed | Installation / Repair - Commercial - Replace existing halogen or florescent lamps with LED, fixtures to remain. Install one 208-volt 40-amp circuit via an existing panel dedicated to EV charging infrastructure. This panel was installed under "EP-2018-04363" in 2018. | Cielo Electric Ltd
EP-2022-05540 | 2022-06-30 | 52 ALEXANDER STREET, Vancouver, BC V6A 1B4 | Electrical Permit | Commercial | Renovation | Issued | Installation / Repair - Commercial - Installation of new 347/600 volt underground service with transformers to re-connect existing services. This work is part of BC Hydro “H” frame elimination project in Gastown area. >Interior alterations to add chain link fence to house the new electrical equipment in the basement area of this existing building with Retail on ground for the BC Hydro "H" frame elimination project. Energy Upgrade exempted: H-Frame Removal Project | Advanco Electric Ltd
EP-2023-08997 | 2023-10-05 | 55 ALEXANDER STREET, Vancouver, BC V6A 1B2 | Electrical Permit | Commercial | Tenant Improvement | Completed | Installation / Repair - Commercial - MACHINERY ROOM: add a Phone-line into the Controller; Disconnect: Upgrade if required; GFCI Receptacle; Double Fluorescent Light, length 4Ft, Qty 3x PIT: GFCI Receptacle; Double Fluorescent Light, length 4Ft, Qty 1x REMOTE PHONE STATION IN LOBBY: 2 Wires, shielded, twisted Pair 18 Gage or 20 Gage. | Houle Electric Limited
EP-2022-01260 | 2022-02-17 | 58 ALEXANDER STREET, Vancouver, BC V6A 1B4 | Electrical Permit | Commercial | Tenant Improvement | Completed | Installation / Repair - Commercial - Voluntary upgrade of existing fire alarm system as per Bulletin 2018-004-BU/EL. Replace existing panel with new. Replace smoke detectors and heat detectors with new. Complete verification of the FAS in conformance with CAN/ULC-S524. Note: This permit has been issued based on Bulletin 2018-004-BU/EL. | Sasco Contractors Ltd
SP-2021-00810 | 2022-05-25 | 150 ALEXANDER STREET, Vancouver, BC V6A 1B5 | Sprinkler Permit | Commercial | Renovation | Completed | Commercial - Add a backflow to the existing sprinkler system | Cobing Building Solutions Ltd
PP-2023-02497 | 2023-07-13 | 150 ALEXANDER STREET, Vancouver, BC V6A 1B5 | Plumbing Permit | Commercial | Renovation | Completed | Commercial - replacement Watt 2" PV10 presure AMEND: AUG 22/2023 PER DPI PICTURES UPLOADED | Hillcrest Plumbing & Heating (1991) Ltd
NULL | NULL | 195 ALEXANDER STREET, Vancouver, BC | Electrical Permit | Commercial | NULL | Draft | Movie Set / Filming - To allow for Movie Set/Filming Applicant shall provide completed Contractor Declaration form, and dates of filming and associated location(s) to csinspection.clerks@vancouver.ca prior to the commencement of filming. Visit vancouver.ca/inspections for more details. | NULL
GP-2022-00663 | 2022-03-02 | 5875 ALMA STREET, Vancouver, BC V6N 1Y3 | Gas Permit | Residential | Addition | Cancelled | Residential - Gas fireplace installation | Vaglio Fireplace LTD
EP-2023-05620 | 2023-06-26 | 5876 ALMA STREET, Vancouver, BC V6N 1Y4 | Electrical Permit | Residential | New | Issued | Temporary Power - Residential - To provide temporary power. | Wojciech Sosnowski
PP-2023-03573 | 2023-10-11 | 5876 ALMA STREET, Vancouver, BC V6N 1Y4 | Plumbing Permit | Residential | Renovation - Dwelling Unit(s) only | Issued | Residential - MCD - To renovate existing home with addition to make 2 separate units >BP: To retain, alter, add to and convert the existing One-Family Dwelling Character House to Multiple Conversion Dwelling containing two dwelling units and to construct a detached two-car garages at the rear of the site, having vehicular access from both Alma Street and from the lane. ******THIS PERMIT HAS BEEN REVIEWED & ISSUED UNDER THE REQUIREMENTS OF VBBL 2019 AND AMENDMENT EFFECTIVE JANUARY 1ST, 2022. ******** 4. Entire building to be sprinklered to NFPA 13R requirements. | Delrey Mechanical Ltd
SP-2023-02019 | 2024-01-19 | 5876 ALMA STREET, Vancouver, BC V6N 1Y4 | Sprinkler Permit | Residential | New | Issued | Residential - Install new sprinkler system >BP: To retain, alter, add to and convert the existing One-Family Dwelling Character House to Multiple Conversion Dwelling containing two dwelling units and to construct a detached two-car garages at the rear of the site, having vehicular access from both Alma Street and from the lane. ******THIS PERMIT HAS BEEN REVIEWED & ISSUED UNDER THE REQUIREMENTS OF VBBL 2019 AND AMENDMENT EFFECTIVE JANUARY 1ST, 2022. ******** Building Review Branch Notes: 1. Sch. A, Arch. B, Struct. B, Geo. B & Spk. B are submitted. 2. All dwelling units have separate exterior entrances. 3. Entire building is fully upgraded and energy upgrade per Table 11.2.1.4(2). 4. Entire building to be sprinklered to NFPA 13R requirements. 5. All new windows, doors, and skylights shall conform to AAMA/WDMA/CSA101/I.S.2/A440, NAFS. | Evolution Fire Suppression Ltd
EP-2024-00213 | 2024-01-24 | 5876 ALMA STREET, Vancouver, BC V6N 1Y4 | Electrical Permit | Residential | New | Issued | Installation / Repair - Residential - ¦ MCD- 2FD: 400A ¦ NFPA 13R¦ -new electrical wiring will be install for duplex units -Revised load calculations attached. No fire alarm stem need document attached, general contractor confirmed with building department *An approved mechanical permit is required for the installation of air conditioning or heat pump unit before a final electrical inspection will be performed BP-2022-05572: To retain, alter, add to and convert the existing One-Family Dwelling Character House to Multiple Conversion Dwelling containing two dwelling units and to construct a detached two-car garages at the rear of the site, having vehicular access from both Alma Street and from the lane. ******THIS PERMIT HAS BEEN REVIEWED & ISSUED UNDER THE REQUIREMENTS OF VBBL 2019 AND AMENDMENT EFFECTIVE JANUARY 1ST, 2022. ******** Building Review Branch Notes: 1. Sch. A, Arch. B, Struct. B, Geo. B & Spk. B are submitted. 2. All dwelling units have separate exterior entrances. 3. Entire building is fully upgraded and energy upgrade per Table 11.2.1.4(2). 4. Entire building to be sprinklered to NFPA 13R requirements. 5. All new windows, doors, and skylights shall conform to AAMA/WDMA/CSA101/I.S.2/A440, NAFS. | AMJ ELECTRIC SERVICES INC
GP-2022-00157 | 2022-01-19 | 5883 ALMA STREET, Vancouver, BC V6N 1Y3 | Gas Permit | Residential | Renovation | Completed | Residential - Replace boiler for heating @ 140,000 | Infinity Pacific Mechanical Ltd
GP-2022-02258 | 2022-08-02 | 5976 ALMA STREET, Vancouver, BC V6N 1Y4 | Gas Permit | Residential | Renovation | Completed | Residential - Replace gas furnace in basement. | Canadian Care Heating & Cooling Ltd
GP-2023-01484 | 2023-05-06 | 6050 ALMA STREET, Vancouver, BC V6N 1Y4 | Gas Permit | Residential | Renovation | Completed | Residential - Replace water heater system in basement. | Canadian Care Heating & Cooling Ltd
EP-2022-01231 | 2022-02-16 | 6187 ALMA STREET, Vancouver, BC V6N 1Y5 | Electrical Permit | Residential | New | Completed | Installation / Repair - Residential - Class II Circuits, Low Voltage installation of network and 1 TV >BP: To construct a 2 storey one-family dwelling with an attached garage providing 2 parking spaces, having vehicular access from Alma Street with accessory building. Note: This is a 2 storey building pursuant to the Zoning and Development By-Law 1- No Bar/Sink proposed 2- No A/C unit proposed 3- Schedule A: P.Eng. Julien Fagnan 604-900-6224 4- Schedule B: P.Eng. Julien Fagnan 604-900-6224 Architectural 5- Schedule D: P.Eng. Michaael Lembke 604-900-6224 6- Schedule B: Julien Fagnan P.Eng (604.900.6224) Structural 7- Schedule B: Kevin Bodnar P.Eng (604.439.0922) Geotechnical ******THIS PERMIT HAS BEEN ISSUED UNDER THE REQUIREMENTS OF VBBL 2014 AND THE GREEN HOMES PROGRAM************ | Pure Image Technology Solutions Ltd
EP-2022-01912 | 2022-03-09 | 6187 ALMA STREET, Vancouver, BC V6N 1Y5 | Electrical Permit | Residential | New | Completed | Installation / Repair - Residential - New construction single family dwelling >BP: To construct a 2 storey one-family dwelling with an attached garage providing 2 parking spaces, having vehicular access from Alma Street with accessory building. Note: This is a 2 storey building pursuant to the Zoning and Development By-Law 1- No Bar/Sink proposed 2- No A/C unit proposed 3- Schedule A: P.Eng. Julien Fagnan 604-900-6224 4- Schedule B: P.Eng. Julien Fagnan 604-900-6224 Architectural 5- Schedule D: P.Eng. Michaael Lembke 604-900-6224 6- Schedule B: Julien Fagnan P.Eng (604.900.6224) Structural 7- Schedule B: Kevin Bodnar P.Eng (604.439.0922) Geotechnical ******THIS PERMIT HAS BEEN ISSUED UNDER THE REQUIREMENTS OF VBBL 2014 AND THE GREEN HOMES PROGRAM************ | Kuban Electric Ltd
SP-2022-00519 | 2022-04-26 | 6187 ALMA STREET, Vancouver, BC V6N 1Y5 | Sprinkler Permit | Residential | New | Completed | Residential - NFPA 13D new install >BP: To construct a 2 storey one-family dwelling with an attached garage providing 2 parking spaces, having vehicular access from Alma Street with accessory building. Note: This is a 2 storey building pursuant to the Zoning and Development By-Law 1- No Bar/Sink proposed 2- No A/C unit proposed 3- Schedule A: P.Eng. Julien Fagnan 604-900-6224 4- Schedule B: P.Eng. Julien Fagnan 604-900-6224 Architectural 5- Schedule D: P.Eng. Michaael Lembke 604-900-6224 6- Schedule B: Julien Fagnan P.Eng (604.900.6224) Structural 7- Schedule B: Kevin Bodnar P.Eng (604.439.0922) Geotechnical ******THIS PERMIT HAS BEEN ISSUED UNDER THE REQUIREMENTS OF VBBL 2014 AND THE GREEN HOMES PROGRAM************ | H20 Fire Systems Ltd
GP-2022-01892 | 2022-06-23 | 6187 ALMA STREET, Vancouver, BC V6N 1Y5 | Gas Permit | Residential | New | Completed | Residential - Rough in and finish gas piping to the following fixtures >To construct a 2 storey one-family dwelling with an attached garage providing 2 parking spaces, having vehicular access from Alma Street with accessory building. Note: This is a 2 storey building pursuant to the Zoning and Development By-Law 1- No Bar/Sink proposed 2- No A/C unit proposed 3- Schedule A: P.Eng. Julien Fagnan 604-900-6224 4- Schedule B: P.Eng. Julien Fagnan 604-900-6224 Architectural 5- Schedule D: P.Eng. Michaael Lembke 604-900-6224 6- Schedule B: Julien Fagnan P.Eng (604.900.6224) Structural 7- Schedule B: Kevin Bodnar P.Eng (604.439.0922) Geotechnical ******THIS PERMIT HAS BEEN ISSUED UNDER THE REQUIREMENTS OF VBBL 2014 AND THE GREEN HOMES PROGRAM************ | McKellar Plumbing & Heating Ltd
EP-2022-09579 | 2022-11-10 | 6187 ALMA STREET, Vancouver, BC V6N 1Y5 | Electrical Permit | Residential | New | Expired | Temporary Power - Residential - To provide temporary power. | Kuban Electric Ltd
EP-2023-07677 | 2023-08-25 | 6187 ALMA STREET, Vancouver, BC V6N 1Y5 | Electrical Permit | Residential | New | Completed | Installation / Repair - Residential - Finishing Work for security alarm devices only. >BP: To construct a 2 storey one-family dwelling with an attached garage providing 2 parking spaces, having vehicular access from Alma Street with accessory building. | Venture One Services Inc
EP-2022-10686 | 2023-01-20 | 6274 ALMA STREET, Vancouver, BC V6N 1Y6 | Electrical Permit | Residential | Addition | Completed | Installation / Repair - Residential - Add Main Panel behind meter in detach garage , reconnect existing 200 amp panel to this panel trough main log , install new grounding plate beside new main panel Wiring and installation of 50 amp level 2 juice box EV charger inside garage | BC Highlight Electric Corp
EP-2022-06006 | 2022-09-01 | 201 ALVIN NAROD MEWS, Vancouver, BC V6B 8P5 | Electrical Permit | Commercial | Addition | Completed | Installation / Repair - Commercial - Pull one circuit from a sub panel in the electrical room, and run EMT conduit to a parking stall just outside the room. Then install a 30A wall-mount Level 2 EV charger. A wall guard will also be installed to protect the EV charger. | APC ALARM CORP
EP-2022-06125 | 2022-08-30 | 238 ALVIN NAROD MEWS, Vancouver, BC V6B 5Z3 | Electrical Permit | Commercial | Renovation | Issued | Installation / Repair - Commercial - Electrical maintenance on the elevator and Voluntary upgrade of existing fire alarm system as per Bulletin 2018-004-BU/EL Option 1 – C Install new lobby phones (supplied by others) in front lobbies next to fire alarm panel c/w 120V power and 1" EMT to elevator shaft. Install CAT 6 cable from telephone room to lobby phone and from lobby phone to machine room. Install new exit signs as per drawings. Replace top of shaft heat detector with new smoke detector. Replace elevator disconnects with new c/w connections to controllers. Replace cab light disconnects with new c/w connections to controllers. Replace machine room light switch with new. Replace receptacles in machine rooms and pits with new GFCI receptacles. Install new relays in machine rooms for elevator recall. Install new ground wire in machine room from building ground c/w ground bus if required. Replace fixtures in machine room and pits with new 4' LED fixtures c/w cages. Install machine room phone (supplied by others). Existing machine room exhaust fans and thermostats to remain. Install new addressable smoke detectors in elevator lobbies as per drawings. New device will be connected to closest initiating device using surface Wiremold. | Sasco Contractors Ltd
EP-2022-06127 | 2022-08-30 | 238 ALVIN NAROD MEWS, Vancouver, BC V6B 5Z3 | Electrical Permit | Commercial | Renovation | Issued | Installation / Repair - Commercial - Electrical maintenance on the elevator and Voluntary upgrade of existing fire alarm system as per Bulletin 2018-004-BU/EL Option 1 – C Install new lobby phones (supplied by others) in front lobbies next to fire alarm panel c/w 120V power and 1" EMT to elevator shaft. Install CAT 6 cable from telephone room to lobby phone and from lobby phone to machine room. Install new exit signs as per drawings. Replace top of shaft heat detector with new smoke detector. Replace elevator disconnects with new c/w connections to controllers. Replace cab light disconnects with new c/w connections to controllers. Replace machine room light switch with new. Replace receptacles in machine rooms and pits with new GFCI receptacles. Install new relays in machine rooms for elevator recall. Install new ground wire in machine room from building ground c/w ground bus if required. Replace fixtures in machine room and pits with new 4' LED fixtures c/w cages. Install machine room phone (supplied by others). Existing machine room exhaust fans and thermostats to remain. Install new addressable smoke detectors in elevator lobbies as per drawings. New device will be connected to closest initiating device using surface Wiremold. | Sasco Contractors Ltd
EP-2022-02680 | 2022-04-05 | 238 ALVIN NAROD MEWS, Vancouver, BC V6B 5Z3 | Electrical Permit | Residential | Renovation | Completed | Installation / Repair - Residential - #402 renovating kitchen and two bathrooms -Use of existing ccts within kitchen area Slight location changes but no exterior penetrations or fire wall issues drywall will be removed for ease of access | WESTPEAK ELECTRICAL LTD
NULL | NULL | 3402 AMBERLY PLACE, Vancouver, BC V5S 4P9 | Gas Permit | Residential | Renovation | Withdrawn | Residential - an old 40 gallon hot water heater and a mid-efficiency furnace replaced by a tankless water heater and a high efficiency furnace | Airlink Heating and Plumbing Ltd
NULL | NULL | 2455 ANCASTER CRESCENT, Vancouver, BC V5P 2N6 | Plumbing Permit | Residential | Renovation | Draft | Residential - Plumbiy | NULL
PP-2022-01686 | 2022-09-28 | 2455 ANCASTER CRESCENT, Vancouver, BC V5P 2N6 | Plumbing Permit | Residential | Renovation | Completed | Residential - Renovate 2 washrooms, kitchen and add hair wash sink to an existing office area -CF-2022-004160 >BP: Interior alterations to provide improvement and to remove the deck constructed without a permit at this one family dwelling on this site. | AE Mechanical Ltd
EP-2022-04069 | 2022-07-13 | 2455 ANCASTER CRESCENT, Vancouver, BC V5P 2N6 | Electrical Permit | Residential | Renovation | Completed | Installation / Repair - Residential - Service upgrade from 100amps to 200amps. Service is overhead and will require a new private pole on property line and go underground to house from pole. Installation of EVSE. (reference: CF-2022-004160) | K T L Electrical Ltd
NULL | NULL | 2455 ANCASTER CRESCENT, Vancouver, BC V5P 2N6 | Electrical Permit | Residential | Renovation | Withdrawn | Installation / Repair - Residential - Adding two rooms and few lights,receptacles and smoke alarms. | NULL
EP-2023-00799 | 2023-02-01 | 2455 ANCASTER CRESCENT, Vancouver, BC V5P 2N6 | Electrical Permit | Residential | Addition | Completed | Installation / Repair - Residential - Addition of two bedrooms on ground floor ,smoke alarm and light wiring ( CF-2022-004160) >BP: Interior alterations to provide improvement and to remove the deck constructed without a permit at this one family dwelling on this site. OK for field review as per Nehzat J. on June 20th 2022 Related to CF-2022-004160 DBI to determine on site whether Structural drawings and schedule B are required | Bolt Electric Ltd
EP-2023-04356 | 2023-05-26 | 510 ALEXANDER STREET, Vancouver, BC V6A 1C7 | Electrical Permit | Commercial | Tenant Improvement | Completed | Installation / Repair - Commercial - Retrofit Only for existing lighting-no new work--Common area and in-suite | It's On Electric Company Inc
EP-2023-03886 | 2023-05-09 | 611 ALEXANDER STREET, Vancouver, BC V6A 1E1 | Electrical Permit | Commercial | Tenant Improvement | Completed | Installation / Repair - Commercial - Low Voltage Cabling Installation >BP: #301 - 3rd Interior alterations to provide improvements to this existing office tenant (Aritzia) on the 3rd floor of this existing commercial building on this site. Scope of Work: Full interior renovation, demo all partition walls, and construct new walls for new layout. Electrical, plumbing, sprinkler and lighting to suit. OK for field review as per Adrian Cashato May 31, 2021 E2 - Lighting - Upgrade to incorporate Scheduled Shutoff (per 9.4.1.1.(i) of ASHRAE 90.1-2016) | Xprt Technology Solutions Inc
PP-2023-01671 | 2023-05-17 | 611 ALEXANDER STREET, Vancouver, BC V6A 1E1 | Plumbing Permit | Commercial | Tenant Improvement | Completed | Commercial - SUITE #301 - 3RD FLOOR - office space upgrade plumbing added to new design >BP: #301 - 3rd Interior alterations to provide improvements to this existing office tenant (Aritzia) on the 3rd floor of this existing commercial building on this site. Scope of Work: Full interior renovation, demo all partition walls, and construct new walls for new layout. Electrical, plumbing, sprinkler and lighting to suit. | Tundra Plumbing Ltd
EP-2023-04081 | 2023-05-18 | 611 ALEXANDER STREET, Vancouver, BC V6A 1E1 | Electrical Permit | Commercial | Tenant Improvement | Completed | Installation / Repair - Commercial - Low Voltage Security - Tenant Improvement >BP: Interior alterations to provide improvements to this existing office tenant (Aritzia) on the 3rd floor of this existing commercial building on this site. Scope of Work: Full interior renovation, demo all partition walls, and construct new walls for new layout. Electrical, plumbing, sprinkler and lighting to suit. OK for field review as per Adrian Cashato May 31, 2021 E2 - Lighting - Upgrade to incorporate Scheduled Shutoff (per 9.4.1.1.(i) of ASHRAE 90.1-2016) Note: Energy checklist is currently no longer required with your Building Permit (BP) application. Some supporting documents are still required at BP stage, specifically Envelope and HVAC, if applicable. Service Water Heating and Lighting supporting documents, if applicable, must be submitted with your related trades permits (e.g. electrical and plumbing). All energy upgrades will be checked during inspections stage. It is the applicant’s responsibility to identify and note all required upgrades including energy upgrades on their BP drawings at BP stage. Letters of Assurance submitted: schedule A by Bob Turner, Architect,, AIBC. 604-682-4853 Architectural Schedule B by Bob Turner, Architect,, AIBC. 604-682-4853 Mechanical/ Plumbing Schedule B by Mr.Alex Mitro, P.Eng. ph#604687.1800. | Citiloc Systems Ltd
EP-2023-02653 | 2023-03-28 | 611 ALEXANDER STREET, Vancouver, BC V6A 1E1 | Electrical Permit | Commercial | Renovation | Completed | Installation / Repair - Commercial - Full office renovation, including lighting, receptacle, transformer and panelboards >BP: Interior alterations to provide improvements to this existing office tenant (Aritzia) on the 3rd floor of this existing commercial building on this site. Scope of Work: Full interior renovation, demo all partition walls, and construct new walls for new layout. Electrical, plumbing, sprinkler and lighting to suit. OK for field review as per Adrian Cashato May 31, 2021 E2 - Lighting - Upgrade to incorporate Scheduled Shutoff (per 9.4.1.1.(i) of ASHRAE 90.1-2016) Note: Energy checklist is currently no longer required with your Building Permit (BP) application. Some supporting documents are still required at BP stage, specifically Envelope and HVAC, if applicable. Service Water Heating and Lighting supporting documents, if applicable, must be submitted with your related trades permits (e.g. electrical and plumbing). All energy upgrades will be checked during inspections stage. It is the applicant’s responsibility to identify and note all required upgrades including energy upgrades on their BP drawings at BP stage. Letters of Assurance submitted: schedule A by Bob Turner, Architect,, AIBC. 604-682-4853 Architectural Schedule B by Bob Turner, Architect,, AIBC. 604-682-4853 Mechanical/ Plumbing Schedule B by Mr.Alex Mitro, P.Eng. ph#604687.1800. | CY Electric Ltd
SP-2023-00636 | 2023-04-13 | 611 ALEXANDER STREET, Vancouver, BC V6A 1E1 | Sprinkler Permit | Commercial | Tenant Improvement | Completed | Commercial - UNIT #401 - 4TH FLOOR - Add sprinkler heads from existing sprinkler system for tenant improvement. >BP: #401 - 4th floor (east portion) Interior alterations to provide tenant improvements for a new office tenant on the 4th floor (#401) in this existing Heritage "A" commercial building on this site. Scope of work: construct select partition walls, door, millwork, finishes, HVAC, electrical, plumbing and sprinkler work. *****This application does not include any of the following: 1. Not more than 20 sprinklers (add, relocate, or remove), 2. hydraulic calculations, 3. change in occupancy and /or hazard classification, 4. warehouse storage arrangements, 5. mobile compact storage arrangements, 6. alternative solutions, 7. changes to the sprinkler system supply piping (e.g. valves, mains, cross-mains, branch-lines, etc.), or 8. flexible sprinkler pipe. | Priority Fire Systems Ltd
EP-2023-03243 | 2023-04-14 | 611 ALEXANDER STREET, Vancouver, BC V6A 1E1 | Electrical Permit | Commercial | Tenant Improvement | Completed | Installation / Repair - Commercial - Distribution Panel, Lighting, Emergency Lighting, Branch Wiring, Mechanical Power Only, Finishes. >BP: Interior alterations to provide tenant improvements for a new office tenant on the 4th floor (#401) in this existing Heritage "A" commercial building on this site. Scope of work: construct select partition walls, door, millwork, finishes, HVAC, electrical, plumbing and sprinkler work. TENANT: McKinley Studios Note: related to BP-2022-03419 for interior demolition Letters of Assurance submitted by: Schedule A and Architectural Schedule B, Walter McKinley, Architect, ph: 403-862-9002 Mechanical and Plumbing Schedule B, Eric Cresswell, P.Eng., ph: 604-684-5995 Electrical Schedule B, Roger Dupuis, P.Eng., LEED AP, ph: 604-659-6500 OK for FIT per K. Clark; Nov. 14, 2022 Energy checklist is currently no longer required with your Building Permit (BP) application. Some supporting documents are still required at BP stage, specifically Envelope and HVAC, if applicable. Service Water Heating and Lighting supporting documents, if applicable, must be submitted with your related trades permits (e.g. electrical and plumbing). | Kato Electrical Inc
EP-2023-03520 | 2023-04-25 | 611 ALEXANDER STREET, Vancouver, BC V6A 1E1 | Electrical Permit | Commercial | Renovation | Completed | Installation / Repair - Commercial - Add Card Reader and Alarm Keypad >BP: #401 - 4th floor (east portion) Interior alterations to provide tenant improvements for a new office tenant on the 4th floor (#401) in this existing Heritage "A" commercial building on this site. Scope of work: construct select partition walls, door, millwork, finishes, HVAC, electrical, plumbing and sprinkler work. TENANT: McKinley Studios Note: related to BP-2022-03419 for interior demolition Letters of Assurance submitted by: Schedule A and Architectural Schedule B, Walter McKinley, Architect, ph: 403-862-9002 Mechanical and Plumbing Schedule B, Eric Cresswell, P.Eng., ph: 604-684-5995 Electrical Schedule B, Roger Dupuis, P.Eng., LEED AP, ph: 604-659-6500 OK for FIT per K. Clark; Nov. 14, 2022 Energy checklist is currently no longer required with your Building Permit (BP) application. Some supporting documents are still required at BP stage, specifically Envelope and HVAC, if applicable. Service Water Heating and Lighting supporting documents, if applicable, must be submitted with your related trades permits (e.g. electrical and plumbing). | Citiloc Systems Ltd
SP-2022-01469 | 2022-09-13 | 611 ALEXANDER STREET, Vancouver, BC V6A 1E1 | Sprinkler Permit | Commercial | Tenant Improvement | Completed | Commercial - UNIT #401 - CAP OFF 19 EXISTING SPRINKLER (DEMO WORK) >BP: #401 Interior alterations to provide the demolition of partition walls at office unit #401 on the 4th floor of this Heritage "A" commercial/industrial building. *****This application does not include any of the following: 1. Not more than 20 sprinklers (add, relocate, or remove), 2. hydraulic calculations, 3. change in occupancy and /or hazard classification, 4. warehouse storage arrangements, 5. mobile compact storage arrangements, 6. alternative solutions, 7. changes to the sprinkler system supply piping (e.g. valves, mains, cross-mains, branch-lines, etc.), or 8. flexible sprinkler pipe. | Priority Fire Systems Ltd
NULL | NULL | 611 ALEXANDER STREET, Vancouver, BC V6A 1E1 | Electrical Permit | Commercial | Renovation | Draft | Installation / Repair - Commercial - Demo and make safe | Action Electric Ltd
PP-2023-00273 | 2023-01-26 | 611 ALEXANDER STREET, Vancouver, BC V6A 1E1 | Plumbing Permit | Commercial | Addition | Completed | Commercial - add DCVA for water filter | Tundra Plumbing Ltd
EP-2024-00515 | 2024-01-29 | 611 ALEXANDER STREET, Vancouver, BC V6A 1E1 | Electrical Permit | Commercial | Tenant Improvement | Issued | Installation / Repair - Commercial - Demo old wiring. Installation of Data lines, branch circuits and receptacles. >BP: #412 - 4th Floor (West Portion) Interior alterations to provide tenant improvements for this new office tenant on the 4th floor (#412) of this existing Heritage "A" designated commercial building. Scope of work: Construct new partition, millwork, new barn door, light fixtures, electrical, plumbing and sprinkler work. TENANT: McKinley Architecture Inc Building Sprinklered – Separate sprinkler permit required for proposed sprinkler work. Letters of Assurance submitted: Schedule A and Architectural Schedule B by Walker McKinley, Architect, AIBC., 403.862.9002 Electrical Schedule B by Roger Dupuis, P.Eng., 604.569.6500 Plumbing/Mechanical Schedule B by Eric Cresswell, P.Eng., 604.684.5995 Energy checklist is currently no longer required with your Building Permit (BP) application. Some supporting documents are still required at BP stage, specifically Envelope and HVAC, if applicable. Service Water Heating and Lighting supporting documents, if applicable, must be submitted with your related trades permits (e.g. electrical and plumbing). | Marcel Electric Inc
SP-2022-00678 | 2022-05-09 | 611 ALEXANDER STREET, Vancouver, BC V6A 1E1 | Sprinkler Permit | Commercial | Tenant Improvement | Completed | Commercial - relocate 2 existing sprinkler heads and add 1 new head Unit 303 - 3rd Floor Interior alterations to provide improvements for this existing office tenant at office unit #303 on the 3rd floor of this Heritage "A" commercial/industrial building. *****This application does not include any of the following: 1. Not more than 20 sprinklers (add, relocate, or remove), 2. hydraulic calculations, 3. change in occupancy and /or hazard classification, 4. warehouse storage arrangements, 5. mobile compact storage arrangements, 6. alternative solutions, 7. changes to the sprinkler system supply piping (e.g. valves, mains, cross-mains, branch-lines, etc.), or 8. flexible sprinkler pipe. | H20 Fire Systems Ltd
EP-2022-03304 | 2022-04-26 | 611 ALEXANDER STREET, Vancouver, BC V6A 1E1 | Electrical Permit | Commercial | Renovation | Completed | Installation / Repair - Commercial - · Remove and relocate existing lighting fixtures. · Remove and relocate existing power outlets. · To supply and install new power outlets, new wiring, and power breakers. · To supply and install new Data/communications outlets and wireless repeaters, including cabling and cable terminations. -There is no change to the lighting counts or fixtures types, we are only relocating some existing fixtures within the space. >BP: Unit 303 - 3rd Floor Interior alterations to provide improvements for this existing office tenant at office unit #303 on the 3rd floor of this Heritage "A" commercial/industrial building. Ok'd for DTI by Wayland W. | Action Electric Ltd
EP-2023-04547 | 2023-06-01 | 614 ALEXANDER STREET, Vancouver, BC V6A 1C9 | Electrical Permit | Commercial | Addition | Completed | Installation / Repair - Commercial - -Supply and install 2 40A Breakers in Main Mechanical Panel -Supply and install 1" EMT Conduit and Cabling to Junction Box above Mechanical Panel -Supply and install 1" EMT Conduit and Cabling, below duct and above shelving to Junction Box at front corner of building -Supply Scanning and Coring contractor to core hole through to front of building -Supply and install 1" EMT Conduit and Cabling to Junction Box to cover core hole -Future EV Charging Circuit will end at the last Junction box -Supply and install 8AWG 3C Teck from Junction Box, through Core hole to EV Charger inside Protective Box -Test connections and commission installation -Tidy site and dispose of garbage correctly and safely -Supply of Grizzl-E Level 2 Smart Charger -Supply of Outdoor EV Charger Protective Enclosure *Building permit may be required for fire stopping/ Check with DBI | TDR Electric Inc
EP-2023-07013 | 2023-08-17 | 715 ALEXANDER STREET, Vancouver, BC | Electrical Permit | Commercial | Renovation | Completed | Installation / Repair - Commercial - Installing 100amp service on wall and 100 amp panel. | Alp Electric Ltd
EP-2023-04216 | 2023-06-15 | 2743 ALMA STREET, Vancouver, BC V6R 3S3 | Electrical Permit | Residential | Addition | Completed | Installation / Repair - Residential - -EVEMS: EV Duty EVCCS200 monitoring 40A sub panel -EVDuty30 Charger fed from 14-50R receptacle on 30A O/C | Black & McDonald Limited
GP-2023-02073 | 2023-07-11 | 3327 ANZIO DRIVE, Vancouver, BC V5M 4C9 | Gas Permit | Residential | Renovation | Completed | Residential - HWT re&re | Ferenc Nagy
MP-2023-01449 | 2023-08-08 | 3411 ANZIO DRIVE, Vancouver, BC V5M 4E2 | Mechanical Permit | NULL | NULL | Issued | NULL | Lumi HVAC Ltd
MP-2023-01043 | 2023-06-08 | 3411 ANZIO DRIVE, Vancouver, BC V5M 4E2 | Mechanical Permit | NULL | NULL | Issued | NULL | Lucky Five Eight Plumbing & Heating Ltd
PP-2023-01889 | 2023-05-29 | 3411 ANZIO DRIVE, Vancouver, BC V5M 4E2 | Plumbing Permit | Residential | New | Issued | Residential - plumbing works for new duplex dwelling >BP: To construct a two-storey two-family dwelling with two lock off units ($788,567.50) located in the basement, with a detached accessory building (garage) at the rear providing 2 parking spaces, having vehicular access from the lane. The entire building, INCLUDING THE ATTACHED GARAGE (if applicable), to be sprinklered to 2 x NFPA 13D. Note: Covenant to be registered at the Land Title Office prior to sheathing inspection. 1. No strata titling permitted 2. A/C units proposed in rear yard 3. No Bar sinks proposed 4. Schedule B: Jason Hui P.Eng (778-319-3403) Structural & Geotechnical 5. HPO: Residential Builder - Home Vitality Solutions Ltd. | Lucky Five Eight Plumbing & Heating Ltd
PP-2023-00299 | 2023-01-27 | 3411 ANZIO DRIVE, Vancouver, BC V5M 4E2 | Plumbing Permit | Residential | New | Issued | Residential - 1 outside Sump without pump | ON TIME EXCAVATING & DEMOLITION LTD
EP-2023-00742 | 2023-02-06 | 3411 ANZIO DRIVE, Vancouver, BC V5M 4E2 | Electrical Permit | Residential | New | Issued | Installation / Repair - Residential - 2FD+2LO - WEST - 3411 ANZIO DR - #1 & #2 EAST - 3413 ANZIO DR - #1 & #2 New two family dwelling duplex. 200A Main service. 2 Meters. 125A Main breaker size per unit. >DB: To construct a two-storey two-family dwelling with two lock off units ($788,567.50) located in the basement, with a detached accessory building (garage) at the rear providing 2 parking spaces, having vehicular access from the lane. The entire building, INCLUDING THE ATTACHED GARAGE (if applicable), to be sprinklered to 2 x NFPA 13D. Note: Covenant to be registered at the Land Title Office prior to sheathing inspection. 1. No strata titling permitted 2. A/C units proposed in rear yard 3. No Bar sinks proposed | Oscar Electric Ltd
EP-2022-10523 | 2022-12-14 | 3411 ANZIO DRIVE, Vancouver, BC V5M 4E2 | Electrical Permit | Residential | New | Expired | Temporary Power - Residential - To provide temporary power. | Oscar Electric Ltd
SP-2023-01567 | 2023-08-25 | 3411 ANZIO DRIVE, Vancouver, BC V5M 4E2 | Sprinkler Permit | Residential | New | Issued | Residential - 2FD+2LO's - WEST - 3411 ANZIO DR - #1 & #2 EAST - 3413 ANZIO DR - #1 & #2 new sprinkler installation >DB: To construct a two-storey two-family dwelling with two lock off units located in the basement, with a detached accessory building (garage) at the rear providing 2 parking spaces, having vehicular access from the lane. The entire building, INCLUDING THE ATTACHED GARAGE (if applicable), to be sprinklered to 2 x NFPA 13D. Note: Covenant to be registered at the Land Title Office prior to sheathing inspection. 1. No strata titling permitted 2. A/C units proposed in rear yard 3. No Bar sinks proposed ******THIS PERMIT HAS BEEN ISSUED UNDER THE REQUIREMENTS OF VBBL #12511 (2019)****** | Spectrum Fire Protection Ltd
EP-2023-08009 | 2023-09-05 | 3411 ANZIO DRIVE, Vancouver, BC V5M 4E2 | Electrical Permit | Residential | New | Issued | Installation / Repair - Residential - Installation of low voltage for alarm, data, TV, cctv and doorbell. >BP: To construct a two-storey two-family dwelling with two lock off units ($788,567.50) located in the basement, with a detached accessory building (garage) at the rear providing 2 parking spaces, having vehicular access from the lane. The entire building, INCLUDING THE ATTACHED GARAGE (if applicable), to be sprinklered to 2 x NFPA 13D. Note: Covenant to be registered at the Land Title Office prior to sheathing inspection. 1. No strata titling permitted 2. A/C units proposed in rear yard 3. No Bar sinks proposed 4. Schedule B: Jason Hui P.Eng (778-319-3403) Structural & Geotechnical 5. HPO: Residential Builder - Home Vitality Solutions Ltd. ******THIS PERMIT HAS BEEN ISSUED UNDER THE REQUIREMENTS OF VBBL #12511 (2019)****** | Casbal Services Ltd
GP-2023-02546 | 2023-09-05 | 3411 ANZIO DRIVE, Vancouver, BC V5M 4E2 | Gas Permit | Residential | New | Issued | Residential - 2 Ranges, 2 BBq's & 2 Boilers >BP: To construct a two-storey two-family dwelling with two lock off units ($788,567.50) located in the basement, with a detached accessory building (garage) at the rear providing 2 parking spaces, having vehicular access from the lane. | Lucky Five Eight Plumbing & Heating Ltd
PP-2022-01305 | 2022-04-19 | 3437 ANZIO DRIVE, Vancouver, BC V5M 4E2 | Plumbing Permit | Residential | New | Completed | Residential - 2FD+2SS - WEST SIDE - 3437 ANZIO DR - #1 & #2 EAST SIDE - 3439 ANZIO DR - #1 & #2 backflow preventor for lawn irrigation To construct a 2-storey two-family dwelling with 2 secondary suites located in the basement with a detached accessory building (garage) at the rear providing 2 parking spaces and a surface parking having vehicular access from the lane. The entire building to be sprinklered to 2xNFPA 13D. 1. A/C units proposed in rear yard | Oriental Landscaping & Home Improvement ltd
EP-2022-00667 | 2022-01-31 | 3437 ANZIO DRIVE, Vancouver, BC V5M 4E2 | Electrical Permit | Residential | New | Completed | Installation / Repair - Residential - Low voltage & security alarm >BP: To construct a 2-storey two-family dwelling with 2 secondary suites located in the basement with a detached accessory building (garage) at the rear providing 2 parking spaces and a surface parking having vehicular access from the lane. The entire building to be sprinklered to 2xNFPA 13D. 1. A/C units proposed in rear yard 2. Schedule B P.Eng Yatendra Kumar Sharma (778-863-7076) Structural and Geotechnical 3. BC Housing Crown Pacific Development Ltd. 4. Covenant registered under CA9124601 Note: This is a 2 storey building pursuant to the Zoning and Development By-Law All rooms adjacent to East and West exposing building face shall be sprinklered. "Combustible projections or roof soffits on an exposing building face shall not project to less than .45m from the property line and shall be in compliance with VBBL 2019 9.10.15.5.(9)" NOTE: To achieve the required FSR a floor space exclusion of 2% has been applied to this application as per section 10.11.1 of the district schedule, to accommodate improved building performance. 2 FD (side/side) + 2 SS. Access to the East Unit SS is from the east and access to the West Unit SS is from the west. Assigned addressing will be as follows: WEST SIDE #1 - 3437 Anzio Dr - One Dwelling (west portion of 1st and 2nd storey) *Primary #2 - 3437 Anzio Dr - Secondary Suite (west portion of basement) EAST SIDE #1 - 3439 Anzio Dr - One Dwelling (east portion of 1st and 2nd storey) #2 - 3439 Anzio Dr - Secondary Suite (east portion of basement) Building permit DB-2020-03923 has been suspended pending completion of the associated (green) Demolition permit BP-2020-03924 | Xon Automation Ltd
PP-2023-01235 | 2023-04-12 | 3448 ANZIO DRIVE, Vancouver, BC V5M 4E3 | Plumbing Permit | Residential | Renovation | Issued | Residential - LWH - #3 - plumbing >DB: To construct a 2 storey laneway house building with 1 open parking pad, providing a total of 1 parking spaces, having vehicular access from the 20' Lane. Note: This is a 1 ½ storey building pursuant to the Zoning & Development By-law. 1. Covenant not required with existing house 2. No Strata Titling permitted 3. No A/C Unit proposed 4. Entire building to be sprinklered 13D | WDR CONTRACTING LTD
EP-2023-03067 | 2023-04-18 | 3448 ANZIO DRIVE, Vancouver, BC V5M 4E3 | Electrical Permit | Residential | Renovation | Issued | Installation / Repair - Residential - Modify the electrical service for the new laneway house electrical work, No change in electrical Amp | SNG Electric Ltd
GP-2023-01067 | 2023-03-28 | 2863 ALAMEIN AVENUE, Vancouver, BC V6L 1S4 | Gas Permit | Residential | Renovation - Dwelling Unit(s) only | Completed | Residential - Uninstall and install Cooktop | Fast Track Appliances Ltd
EP-2022-04924 | 2022-06-13 | 1050 ALBERNI STREET, Vancouver, BC V6E 1A3 | Electrical Permit | Commercial | Renovation | Completed | Installation / Repair - Commercial - Replacement of existing florescent strip lighting in parking garage with new 1x8 and 1x4 LED strips c/w motion sensor and dimming. (28, 8-foot strips and 5, 4-foot strips and 2, 1x4 Vaporproof). Replacement of existing florescent luminaires in Stairwells with 14 new, 1x4 2-lamp wrap luminaires with LED tubes and florescent electronic ballasts designed for use with LED tubes. -Just replacing luminaires in parking garage and stairwells. | Quantum Lighting Inc
SP-2022-01134 | 2022-12-09 | 1060 ALBERNI STREET, Vancouver, BC V6E 4K2 | Sprinkler Permit | Commercial | Tenant Improvement | Completed | Commercial - For sprinkler system alterations to the 2019 VBBL, NFPA 13, 2013 and NFPA 14, 2013 for the retroactive installation of a DCVA on the existing fire protection system in this existing building. Notes: 1. Fire protection Engineer of record Ian MacKay, P.Eng. of MFPE Engineering LTd. T: (604) 792 7714 2. One set of approved drawings and permit to be available for viewing at the jobsite. 3. Separate permit and documents required for any electrical or fire alarm related work. ***If the building is equipped with a fire alarm system the DCVA must be monitored by the fire alarm system.*** | Troy Life & Fire Safety Limited Protection Incendia Troyu Ltee
EP-2023-00714 | 2023-01-30 | 1128 ALBERNI STREET, Vancouver, BC V6E 4R6 | Electrical Permit | Commercial | Tenant Improvement | Completed | Installation / Repair - Commercial - Installing 7 Canopy light fixtures in the front of the building. - all work is being done on the exterior. Modification of existing exterior lighting to take place. | Ino-Tek Electric Ltd.
EP-2023-00778 | 2023-02-01 | 1128 ALBERNI STREET, Vancouver, BC V6E 4R6 | Electrical Permit | Commercial | NULL | Expired | Annual / Operating - Maintenance of existing operating electrical equipment. | Ino-Tek Electric Ltd.
EP-2022-04575 | 2022-06-01 | 1166 ALBERNI STREET, Vancouver, BC V6E 3Z3 | Electrical Permit | Commercial | Tenant Improvement | Completed | Installation / Repair - Commercial - - Minor demo as required for removing wall - Remove fluorescent lamps and install LED T8 lamps throughout - Install separate occ sensors in boardroom and adjacent office >BP: Interior alterations to this existing office tenant on the 4th floor (#1400) in this existing commercial building on this site. Scope of work: remove a portion of a partition wall above 42" to create a counter, construct a new partition wall/door to divide boardroom and create an additional office space. No sprinkler permit required E4 - Lighting - Upgrade all Lighting Controls (per 9.4.1.1 of ASHRAE 90.1.1 of ASHRAE 90.1-2016 Energy checklist is currently no longer required with your Building Permit (BP) application. Some supporting documents are still required at BP stage, specifically Envelope and HVAC, if applicable. Service Water Heating and Lighting supporting documents, if applicable, must be submitted with your related trades permits (e.g. electrical and plumbing). All energy upgrades will be checked during inspections stage. It is the applicant’s responsibility to identify and note all required upgrades including energy upgrades on their BP drawings at BP stage. | Ino-Tek Electric Ltd.
EP-2022-03554 | 2022-05-03 | 1166 ALBERNI STREET, Vancouver, BC V6E 3Z3 | Electrical Permit | Commercial | Renovation | Completed | Installation / Repair - Commercial - - Demo as required - Install 6 exit signs - Install LED lamps in light fixtures (as indicated on ID5) - Separate master light switching as entrance doors - Install 7 occupancy sensors - Install 8 duplex receptacles - Install 2 double Cat 6 data - Install 2 single Cat 6 telephone -we are only replacing existing fluorescent lamps with new LED lamps. all fixtures are existing to remain. >BP: #801 and #802 - 8th floor Interior alterations to expand the existing office in #801 into #802 in this existing commercial building on this site. Scope of work: remove/construct demising wall, select partition walls/doors, finishes. OK for Field Review per K. Vogt Building Sprinklered - DBI to determine if Sprinkler Permit is required for proposed work. E4 - Lighting - Upgrade all Lighting Controls (per 9.4.1.1 of ASHRAE 90.1-2016 Energy checklist is currently no longer required with your Building Permit (BP) application. Some supporting documents are still required at BP stage, specifically Envelope and HVAC, if applicable. Service Water Heating and Lighting supporting documents, if applicable, must be submitted with your related trades permits (e.g. electrical and plumbing). All energy upgrades will be checked during inspections stage. It is the applicant’s responsibility to identify and note all required upgrades including energy upgrades on their BP drawings at BP stage. | Ino-Tek Electric Ltd.
EP-2022-03253 | 2022-04-26 | 1166 ALBERNI STREET, Vancouver, BC V6E 3Z3 | Electrical Permit | Commercial | Renovation | Completed | Installation / Repair - Commercial - Supply and install wiring as outlined below: -Install 63 new T8 LED lamps in existing fluorescent light fixtures -Relocate lights as required for new layout -Install 8 duplex receptacles in new offices, 35 Cat 6 comm cables, 4 vacancy sensors for new offices and kitchen -Install up to three exit signs, power/Data/HDMI for two TV’s -grounding and bonding is only for the device boxes and light fixtures >BP: Interior alterations to provide improvements for a new office tenant in existing office space on the 16th floor (#1606) in this existing commercial building. E2 - Lighting - Upgrade to incorporate Automatic Partial OFF (per 9.4.1.1.(g) of ASHRAE 90.1-2016) TENANT: vacant OK For Field Review per Kim V - Aug 18/21 | Ino-Tek Electric Ltd.
SP-2022-00585 | 2022-04-22 | 1166 ALBERNI STREET, Vancouver, BC V6E 3Z3 | Sprinkler Permit | Commercial | Tenant Improvement | Completed | Commercial - ADD AND RELOCATE 3 SPRINKLER HEADS >BP: #1606 - 16th Floor Interior alterations to provide improvements for a new office tenant in existing office space on the 16th floor (#1606) in this existing commercial building. E2 - Lighting - Upgrade to incorporate Automatic Partial OFF (per 9.4.1.1.(g) of ASHRAE 90.1-2016) TENANT: vacant OK For Field Review per Kim V - Aug 18/21 *****This application does not include any of the following: 1. Not more than 20 sprinklers (add, relocate, or remove), 2. hydraulic calculations, 3. change in occupancy and /or hazard classification, 4. warehouse storage arrangements, 5. mobile compact storage arrangements, 6. alternative solutions, 7. changes to the sprinkler system supply piping (e.g. valves, mains, cross-mains, branch-lines, etc.), or 8. flexible sprinkler pipe. | Priority Fire Systems Ltd
SP-2022-00486 | 2022-04-05 | 1166 ALBERNI STREET, Vancouver, BC V6E 3Z3 | Sprinkler Permit | Commercial | Tenant Improvement | Completed | Commercial - ADD AND RELOCATE 4 SPRINKLER HEADS >BP: #801 and #802 - 8th floor Interior alterations to expand the existing office in #801 into #802 in this existing commercial building on this site. Scope of work: remove/construct demising wall, select partition walls/doors, finishes. OK for Field Review per K. Vogt Building Sprinklered - DBI to determine if Sprinkler Permit is required for proposed work. E4 - Lighting - Upgrade all Lighting Controls (per 9.4.1.1 of ASHRAE 90.1-2016 Energy checklist is currently no longer required with your Building Permit (BP) application. Some supporting documents are still required at BP stage, specifically Envelope and HVAC, if applicable. Service Water Heating and Lighting supporting documents, if applicable, must be submitted with your related trades permits (e.g. electrical and plumbing). All energy upgrades will be checked during inspections stage. It is the applicant’s responsibility to identify and note all required upgrades including energy upgrades on their BP drawings at BP stage. | Priority Fire Systems Ltd
EP-2022-01812 | 2022-03-07 | 1166 ALBERNI STREET, Vancouver, BC V6E 3Z3 | Electrical Permit | Commercial | Tenant Improvement | Completed | Installation / Repair - Commercial - - Demo as required - Relocate 1x4 lights as required - Re-lamp all fluorescent lights with LED lamps - Install 2 exit signs - Install 14 area receptacles - Install 2 counter separate circuits - Install 1 DW receptacle - Install 1 microwave receptacle - Install 1 fridge receptacle - Install 15 Cat6 outlets (2 data/1 Tel) - Relocate fire alarm bell - Install 4 vacancy sensors - Install 1 master switch >>BP: #810 & #808 - 8th floor (T.I. work in #810 only) Interior alterations to the 8th floor to demise unit #810 into two units to be #810 and #808 and provide improvements for new office tenant in unit #810 only in this existing commercial building on this site. Scope of work: construct demising wall, partition walls, doors, millwork, finishes, kitchen and electrical work. * Separate permit(s) required for any future improvements to unit #808. Building Sprinklered - Separate sprinkler permit required for proposed sprinkler work. Energy Upgrade: E2 - Lighting - Upgrade to incorporate Automatic Partial OFF (per 9.4.1.1.(g) of ASHRAE 90.1-2016) Energy checklist is currently no longer required with your Building Permit (BP) application. Some supporting documents are still required at BP stage, specifically Envelope and HVAC, if applicable. Service Water Heating and Lighting supporting documents, if applicable, must be submitted with your related trades permits (e.g. electrical and plumbing). All energy upgrades will be checked during inspections stage. It is the applicant’s responsibility to identify and note all required upgrades including energy upgrades on their BP drawings at BP stage. | Ino-Tek Electric Ltd.
PP-2022-00799 | 2022-03-09 | 1166 ALBERNI STREET, Vancouver, BC V6E 3Z3 | Plumbing Permit | Commercial | Tenant Improvement | Completed | Commercial - Suite #808, 8th floor Plumbing for a new sink location #810 & #808 - 8th floor (T.I. work in #810 only) Interior alterations to the 8th floor to demise unit #810 into two units to be #810 and #808 and provide improvements for new office tenant in unit #810 only in this existing commercial building on this site. Scope of work: construct demising wall, partition walls, doors, millwork, finishes, kitchen and electrical work. | Mountain View Mechanical Ltd
SP-2022-00296 | 2022-03-04 | 1166 ALBERNI STREET, Vancouver, BC V6E 3Z3 | Sprinkler Permit | Commercial | Tenant Improvement | Completed | Commercial - ADD AND RELOCATE 10 SPRINKLER HEAD >#810 & #808 - 8th floor (T.I. work in #810 only) Interior alterations to the 8th floor to demise unit #810 into two units to be #810 and #808 and provide improvements for new office tenant in unit #810 only in this existing commercial building on this site. Scope of work: construct demising wall, partition walls, doors, millwork, finishes, kitchen and electrical work. * Separate permit(s) required for any future improvements to unit #808. Building Sprinklered - Separate sprinkler permit required for proposed sprinkler work. OK for Field Review per K. Kang, January 19, 2022 Energy Upgrade: E2 - Lighting - Upgrade to incorporate Automatic Partial OFF (per 9.4.1.1.(g) of ASHRAE 90.1-2016) Energy checklist is currently no longer required with your Building Permit (BP) application. Some supporting documents are still required at BP stage, specifically Envelope and HVAC, if applicable. Service Water Heating and Lighting supporting documents, if applicable, must be submitted with your related trades permits (e.g. electrical and plumbing). All energy upgrades will be checked during inspections stage. It is the applicant’s responsibility to identify and note all required upgrades including energy upgrades on their BP drawings at BP stage. *****This application does not include any of the following: 1. Not more than 20 sprinklers (add, relocate, or remove), 2. hydraulic calculations, 3. change in occupancy and /or hazard classification, 4. warehouse storage arrangements, 5. mobile compact storage arrangements, 6. alternative solutions, 7. changes to the sprinkler system supply piping (e.g. valves, mains, cross-mains, branch-lines, etc.), or 8. flexible sprinkler pipe. | Priority Fire Systems Ltd
EP-2022-01880 | NULL | 1166 ALBERNI STREET, Vancouver, BC V6E 3Z3 | Electrical Permit | Commercial | Addition | Application Incomplete | Installation / Repair - Commercial - Installation of EV chargers | Yastremski Associates Inc
EP-2022-01183 | 2022-02-15 | 1166 ALBERNI STREET, Vancouver, BC V6E 3Z3 | Electrical Permit | Commercial | NULL | Expired | Annual / Operating - All work under the directive of "annual operating permit". VALID: VALID: February 17, 2022 to February 16, 2023 Renewal of EP-2021-03976 | Ino-Tek Electric Ltd.
EP-2023-01457 | 2023-02-22 | 1166 ALBERNI STREET, Vancouver, BC V6E 3Z3 | Electrical Permit | Commercial | NULL | Issued | Annual / Operating - All work under the directive of "annual operating permit". Renewal of EP-2022-01183 VALID: February 17, 2023 to February 16, 2024 | Ino-Tek Electric Ltd.
SP-2023-00589 | 2023-04-06 | 1166 ALBERNI STREET, Vancouver, BC V6E 3Z3 | Sprinkler Permit | Commercial | Tenant Improvement | Completed | Commercial - UNITS 1100 & 1103 - 11TH FLOOR - 2 Relocate and 1 New Sprinkler Heads >BP: 1100 & 1103 - 11th Floor Interior alterations to provide tenant improvements on the 11th floor for an existing office tenant to expand unit to suite #1103 (retaining #1100) in this existing commercial Building. Scope of work: Remove a portion of the demising wall to create an opening between #1100 & #1103. Remove/construct new partition, new paint, electrical and sprinkler work. *****This application does not include any of the following: 1. Not more than 20 sprinklers (add, relocate, or remove), 2. hydraulic calculations, 3. change in occupancy and /or hazard classification, 4. warehouse storage arrangements, 5. mobile compact storage arrangements, 6. alternative solutions, 7. changes to the sprinkler system supply piping (e.g. valves, mains, cross-mains, branch-lines, etc.), or 8. flexible sprinkler pipe. | NewTech Fire Protection Ltd
EP-2023-03319 | 2023-04-18 | 1166 ALBERNI STREET, Vancouver, BC V6E 3Z3 | Electrical Permit | Commercial | Tenant Improvement | Completed | Installation / Repair - Commercial - Install new receptacles, pack poles and run Data and branch circuits >BP: 1100 & 1103 - 11th Floor Interior alterations to provide tenant improvements on the 11th floor for an existing office tenant to expand unit to suite #1103 (retaining #1100) in this existing commercial Building. Scope of work: Remove a portion of the demising wall to create an opening between #1100 & #1103. Remove/construct new partition, new paint, electrical and sprinkler work. TENANT: Gillespie-Munro Inc Addressing Note: Future unit #1100 to be re-addressed as either #1105/1106 (only for new tenant) Building Sprinklered – Separate sprinkler permit required for proposed sprinkler work. Energy checklist is currently no longer required with your Building Permit (BP) application. Some supporting documents are still required at BP stage, specifically Envelope and HVAC, if applicable. Service Water Heating and Lighting supporting documents, if applicable, must be submitted with your related trades permits (e.g. electrical and plumbing). | Marcel Electric Inc
EP-2022-06139 | 2022-07-22 | 1166 ALBERNI STREET, Vancouver, BC V6E 3Z3 | Electrical Permit | Commercial | Renovation | Completed | Installation / Repair - Commercial - Demo as required Install 11 pot lights on East side hallways Install 12 pots lights on West side hallways Install LED cove lighting above GWB drop ceiling Install 6 pictogram exit signs Install LED linear slot lighting in drywall drop ceiling Re & Re Misc plugs/plates/Fire alarm etc Install mirror strip lights (washrooms) Install toilet valence lights (washrooms) Install 16 recessed LED pot lights (washroom) Install 2 occupancy sensors (2 washrooms) Install wiring for Auto faucets (Washroom) 8th Floor - Common Lobby/Corridor and Washrooms Interior alterations to provide improvements to this existing common lobby/corridor and washrooms on the 8th floor of this commercial building on this site. | Ino-Tek Electric Ltd.
SP-2022-01142 | 2022-07-20 | 1166 ALBERNI STREET, Vancouver, BC V6E 3Z3 | Sprinkler Permit | Commercial | Tenant Improvement | Completed | Commercial - ADD AND RELOCATE 16 SPRINKLER HEADS 8th Floor - Common Lobby/Corridor and Washrooms Interior alterations to provide improvements to this existing common lobby/corridor and washrooms on the 8th floor of this commercial building on this site. *****This application does not include any of the following: 1. Not more than 20 sprinklers (add, relocate, or remove), 2. hydraulic calculations, 3. change in occupancy and /or hazard classification, 4. warehouse storage arrangements, 5. mobile compact storage arrangements, 6. alternative solutions, 7. changes to the sprinkler system supply piping (e.g. valves, mains, cross-mains, branch-lines, etc.), or 8. flexible sprinkler pipe. | Priority Fire Systems Ltd
SP-2022-01576 | 2022-09-27 | 1166 ALBERNI STREET, Vancouver, BC V6E 3Z3 | Sprinkler Permit | Commercial | Tenant Improvement | Completed | Commercial - Add & relocate sprinkler heads for tenant improvement. #920 - 9th floor Interior alterations to provide improvements for an existing office tenant on the 9th floor (#920) of this commercial building on this site. Scope of Work: Construct new partition for new offices, new doors frame and baseboard. New paint, relocate existing lights and electrical work. TENANT: PARC Communities Management Ltd. *****This application does not include any of the following: 1. Not more than 20 sprinklers (add, relocate, or remove), 2. hydraulic calculations, 3. change in occupancy and /or hazard classification, 4. warehouse storage arrangements, 5. mobile compact storage arrangements, 6. alternative solutions, 7. changes to the sprinkler system supply piping (e.g. valves, mains, cross-mains, branch-lines, etc.), or 8. flexible sprinkler pipe. | Priority Fire Systems Ltd
EP-2022-08213 | 2022-09-28 | 1166 ALBERNI STREET, Vancouver, BC V6E 3Z3 | Electrical Permit | Commercial | Tenant Improvement | Completed | Installation / Repair - Commercial - - Install one duplex receptacle - Install one data/Tel Cat 6 outlet - Relocate 2 1x4 lights - Install 2 347volt occupancy sensors #920 - 9th floor Interior alterations to provide improvements for an existing office tenant on the 9th floor (#920) of this commercial building on this site. Scope of Work: Construct new partition for new offices, new doors frame and baseboard. New paint, relocate existing lights and electrical work. TENANT: PARC Communities Management Ltd. | Ino-Tek Electric Ltd.
EP-2022-10524 | 2022-12-14 | 1166 ALBERNI STREET, Vancouver, BC V6E 3Z3 | Electrical Permit | Commercial | Renovation | Completed | Installation / Repair - Commercial - Data cabling >BP: Interior alterations to provide tenant improvements to an existing general office on the 5th floor (#502) of this existing commercial building. Scope of work: Demolish existing partition, construct new partition walls to create offices, new door, new reception and electrical work. Building Sprinklered – Building inspector to determine on site if a separate sprinkler permit is required. E2 - Lighting - Upgrade to incorporate Automatic Full OFF (per 9.4.1.1.(h) of ASHRAE 90.1-2016) Energy checklist is currently no longer required with your Building Permit (BP) application. Some supporting documents are still required at BP stage, specifically Envelope and HVAC, if applicable. Service Water Heating and Lighting supporting documents, if applicable, must be submitted with your related trades permits (e.g. electrical and plumbing). All energy upgrades will be checked during inspections stage. It is the applicant’s responsibility to identify and note all required upgrades including energy upgrades on their BP drawings at BP stage. | SHS Alarm BC Ltd
EP-2022-09926 | 2022-11-23 | 1166 ALBERNI STREET, Vancouver, BC V6E 3Z3 | Electrical Permit | Commercial | Renovation | Completed | Installation / Repair - Commercial - VAV controller replacement Floor 2, 5, 11-12, 14 | ESC Automation Inc
EP-2022-10062 | 2022-11-30 | 1166 ALBERNI STREET, Vancouver, BC V6E 3Z3 | Electrical Permit | Commercial | Addition | Completed | Installation / Repair - Commercial - Relocating plugs -there will be no lighting work. And all the service is existing -just relocating the plugs. >BP: Interior alterations to provide tenant improvements to an existing general office on the 5th floor (#502) of this existing commercial building. Scope of work: Demolish existing partition, construct new partition walls to create offices, new door, new reception and electrical work. Building Sprinklered – Building inspector to determine on site if a separate sprinkler permit is required. E2 - Lighting - Upgrade to incorporate Automatic Full OFF (per 9.4.1.1.(h) of ASHRAE 90.1-2016) Energy checklist is currently no longer required with your Building Permit (BP) application. Some supporting documents are still required at BP stage, specifically Envelope and HVAC, if applicable. Service Water Heating and Lighting supporting documents, if applicable, must be submitted with your related trades permits (e.g. electrical and plumbing). All energy upgrades will be checked during inspections stage. It is the applicant’s responsibility to identify and note all required upgrades including energy upgrades on their BP drawings at BP stage. | Vijay Kumar Sharma
EP-2022-10126 | 2022-11-30 | 1166 ALBERNI STREET, Vancouver, BC V6E 3Z3 | Electrical Permit | Commercial | Renovation | Completed | Installation / Repair - Commercial - - Demo as required - Branch circuit wiring from base building electrical panels to tenant space - 1 Connectrac under carpet floor boxes (c/w power/data/HDMI) for meeting room 109 - 1 GPR scan/core with 1 ½” EMT/power/HDMI to existing floor box - 31 receptacles - 5 receptacle/data locations wired using Wiremold 500 series - 3 furniture whip connections - 3 fire alarm speaker relocations - 30 1x4 lights to relocate - 2 areas of common lighting re-wired to existing common area light switching - 5 exit signs - 13 occupancy sensors - Re-lamp all light fixtures with 15watt LED lamps - 23 single port Cat 6 data outlets - 13 two port Cat 6 data outlets - 2 single Cat 6 runs for ceiling WiFi #1500 - 15th floor Interior alteration to the 15th floor to expand #1500 into a portion of #1505 and provide tenant improvements for a new office tenant in this commercial building on this site. Scope of work: remove/construct demising wall/partition walls, doors, millwork, flooring, finishes for new layout including relocating kitchen/lunchroom to expanded area, electrical, plumbing and sprinkler work. | Ino-Tek Electric Ltd.
SP-2023-00025 | 2023-01-09 | 1166 ALBERNI STREET, Vancouver, BC V6E 3Z3 | Sprinkler Permit | Commercial | Tenant Improvement | Completed | Commercial - Add and relocate sprinkler heads for tenant improvement. >BP: Interior alterations to provide tenant improvements to an existing general office on the 5th floor (#502) of this existing commercial building. Scope of work: Demolish existing partition, construct new partition walls to create offices, new door, new reception and electrical work. Building Sprinklered – Building inspector to determine on site if a separate sprinkler permit is required. *****This application does not include any of the following: 1. Not more than 20 sprinklers (add, relocate, or remove), 2. hydraulic calculations, 3. change in occupancy and /or hazard classification, 4. warehouse storage arrangements, 5. mobile compact storage arrangements, 6. alternative solutions, 7. changes to the sprinkler system supply piping (e.g. valves, mains, cross-mains, branch-lines, etc.), or 8. flexible sprinkler pipe. | Priority Fire Systems Ltd
PP-2023-00079 | 2023-01-10 | 1166 ALBERNI STREET, Vancouver, BC V6E 3Z3 | Plumbing Permit | Commercial | Tenant Improvement | Completed | Commercial - Relocate one sink drain and reinstall sink >Interior alteration to the 15th floor to expand #1500 into a portion of #1505 and provide tenant improvements for a new office tenant in this commercial building on this site. Scope of work: remove/construct demising wall/partition walls, doors, millwork, flooring, finishes for new layout including relocating kitchen/lunchroom to expanded area, electrical, plumbing and sprinkler work. REVISION #1: change the applicant from Diana Kwak DBA: Fusion Projects to Property Owner's Representative Graham Rohland of Alberni Investment (1988) Inc., to change the contractor from Fusion Project Management Ltd to VPAC Construction Group Ltd., and to update the Project Value from $1,200,000.00 to $415,000.00. Nov 8, 2022 mlh TENANT: Peterson E2 - Lighting - Upgrade to Local Control (per 9.4.1.1.(a) of ASHRAE 90.1-2016) Energy checklist is currently no longer required with your Building Permit (BP) application. Some supporting documents are still required at BP stage, specifically Envelope and HVAC, if applicable. Service Water Heating and Lighting supporting documents, if applicable, must be submitted with your related trades permits (e.g. electrical and plumbing). All energy upgrades will be checked during inspections stage. It is the applicant's responsibility to identify and note all required upgrades including energy upgrades on their BP drawings at BP stage. | Mountain West Mechanical Ltd
SP-2022-01879 | 2022-11-10 | 1166 ALBERNI STREET, Vancouver, BC V6E 3Z3 | Sprinkler Permit | Commercial | Tenant Improvement | Completed | Commercial - Add & relocate sprinkler heads for tenant improvement. >Interior alteration to the 15th floor to expand #1500 into a portion of #1505 and provide tenant improvements for a new office tenant in this commercial building on this site. Scope of work: remove/construct demising wall/partition walls, doors, millwork, flooring, finishes for new layout including relocating kitchen/lunchroom to expanded area, electrical, plumbing and sprinkler work. REVISION #1: change the applicant from Diana Kwak DBA: Fusion Projects to Property Owner's Representative Graham Rohland of Alberni Investment (1988) Inc., to change the contractor from Fusion Project Management Ltd to VPAC Construction Group Ltd., and to update the Project Value from $1,200,000.00 to $415,000.00. Nov 8, 2022 mlh TENANT: Peterson E2 - Lighting - Upgrade to Local Control (per 9.4.1.1.(a) of ASHRAE 90.1-2016) Energy checklist is currently no longer required with your Building Permit (BP) application. Some supporting documents are still required at BP stage, specifically Envelope and HVAC, if applicable. Service Water Heating and Lighting supporting documents, if applicable, must be submitted with your related trades permits (e.g. electrical and plumbing). All energy upgrades will be checked during inspections stage. It is the applicant's responsibility to identify and note all required upgrades including energy upgrades on their BP drawings at BP stage. *****This application does not include any of the following: 1. Not more than 20 sprinklers (add, relocate, or remove), 2. hydraulic calculations, 3. change in occupancy and /or hazard classification, 4. warehouse storage arrangements, 5. mobile compact storage arrangements, 6. alternative solutions, 7. changes to the sprinkler system supply piping (e.g. valves, mains, cross-mains, branch-lines, etc.), or 8. flexible sprinkler pipe. | Priority Fire Systems Ltd
PP-2023-03571 | 2023-10-11 | 1166 ALBERNI STREET, Vancouver, BC V6E 3Z3 | Plumbing Permit | Commercial | Renovation | Completed | Commercial - SUITE #602 - removal of backflow preventer in unit 602 | Benchmark Mechanical Ltd
EP-2024-00549 | NULL | 1166 ALBERNI STREET, Vancouver, BC V6E 3Z3 | Electrical Permit | Commercial | Renovation | Application Incomplete | Installation / Repair - Commercial - - Demo as required - Install temporary string lighting - Install 7 new LED pot lights on East side hallways (to match 8th floors) - Install 8 new LED pots lights on West side hallways (to match 8th floors) - Install 2 new LED pot lights in vestibule (1 each side) - All 17 lights to get light lenses to diffuse the light - Install LED cove lighting above GWB drop ceiling in front of elevators - Install LED linear slot lighting in drywall drop ceiling in front of elevators - Install 6 pictogram exit signs **temporarily hang existing lighting until new lighting is installed** - Re & Re Misc. plugs/plates/Fire alarm as required >BP: Interior alterations to provide improvements to the 6th floor elevator lobby and corridors in this existing commercial building on this site. Scope of work: Demo and replace with new all existing flooring & ceiling. Demo a portion of corridor wall to #602 and #608 to extend corridor at southwest end. * District Building Inspector to determine if a Special Sprinkler inspection is required. Energy checklist is currently no longer required with your Building Permit (BP) application. Some supporting documents are still required at BP stage, specifically Envelope and HVAC, if applicable. Service Water Heating and Lighting supporting documents, if applicable, must be submitted with your related trades permits (e.g. electrical and plumbing) | Ino-Tek Electric Ltd.
EP-2023-11333 | 2023-12-22 | 1166 ALBERNI STREET, Vancouver, BC V6E 3Z3 | Electrical Permit | Commercial | Tenant Improvement | Issued | Installation / Repair - Commercial - Replace existing lighting with new LED pot lights. Install LED valence lights in elevator lobby. Install new exit signs. >BP: 6th floor elevator lobby and corridors Interior alterations to provide improvements to the 6th floor elevator lobby and corridors in this existing commercial building on this site. Scope of work: Demo and replace with new all existing flooring & ceiling. Demo a portion of corridor wall to #602 and #608 to extend corridor at southwest end. * District Building Inspector to determine if a Special Sprinkler inspection is required. Energy checklist is currently no longer required with your Building Permit (BP) application. Some supporting documents are still required at BP stage, specifically Envelope and HVAC, if applicable. Service Water Heating and Lighting supporting documents, if applicable, must be submitted with your related trades permits (e.g. electrical and plumbing) | Ino-Tek Electric Ltd.
SP-2023-02313 | 2023-12-22 | 1166 ALBERNI STREET, Vancouver, BC V6E 3Z3 | Sprinkler Permit | Commercial | Tenant Improvement | Issued | Commercial - Add and relocate sprinkler heads for elevator lobby and corridor renovation. >BP: 6th floor elevator lobby and corridors Interior alterations to provide improvements to the 6th floor elevator lobby and corridors in this existing commercial building on this site. Scope of work: Demo and replace with new all existing flooring & ceiling. Demo a portion of corridor wall to #602 and #608 to extend corridor at southwest end. *****This application does not include any of the following: 1. Not more than 20 sprinklers (add, relocate, or remove), 2. hydraulic calculations, 3. change in occupancy and /or hazard classification, 4. warehouse storage arrangements, 5. mobile compact storage arrangements, 6. alternative solutions, 7. changes to the sprinkler system supply piping (e.g. valves, mains, cross-mains, branch-lines, etc.), or 8. flexible sprinkler pipe. | Priority Fire Systems Ltd
GP-2022-02437 | 2022-08-17 | 3228 ADANAC STREET, Vancouver, BC V5K 2P1 | Gas Permit | Residential | Renovation | Completed | Residential - replace old furnace | Symbolistic Heating Ltd
PP-2022-00696 | 2022-03-02 | 3234 ADANAC STREET, Vancouver, BC V5K 2P1 | Plumbing Permit | Residential | New | Completed | Residential - 2FD - FRONT UNIT - 3234 ADANAC ST BACK UNIT - 3236 ADANAC ST Plumbing for a duplex having 4 bathrooms and one kitchen on each side. To construct a 2 and 1/2 storey two-family dwelling with a detached accessory building (garage), at the rear providing 2 parking spaces, having vehicular access from the lane. The entire building to be sprinklered to NFPA 13D. 1. A/C Unit proposed in rear yard | Apple Mechanical Ltd
EP-2022-03524 | 2022-05-06 | 3234 ADANAC STREET, Vancouver, BC V5K 2P1 | Electrical Permit | Residential | New | Completed | Installation / Repair - Residential - ELECTRICAL INSTALLATION IN A NEW DUPLEX HOUSE, INCLUDING UNDERGROUND CABLE, ROUGH WIRE, SERVICE AND FINISHING >BP: To construct a 2 and 1/2 storey two-family dwelling ($646,840.00) with a detached accessory building (garage) ($10,000), at the rear providing 2 parking spaces, having vehicular access from the lane. The entire building to be sprinklered to NFPA 13D. 1. A/C Unit proposed in rear yard 2. Schedule B: (Henry S.N Hsu) P.Eng (604.322.7158) Structural 3. Schedule B: (Roberto Avendano) P.Eng (604.439.0922) Geotechnical 4. BC Housing (Moment Construction Ltd) This is a 2 storey building pursuant to the Zoning and Development By-Law ******THIS PERMIT HAS BEEN ISSUED UNDER THE REQUIREMENTS OF VBBL 2019****** All rooms adjacent to East and West exposing building face shall be sprinklered. "Combustible projections or roof soffits on an exposing building face shall not project to less than .45m from the property line and shall be in compliance with VBBL 2019 9.10.15.5.(11) Any alterations or conversions to the attached garage (if applicable) to habitable living space shall not be permitted without first obtaining the approval of the Director of Planning and the Chief Building Official. Thermal protection measures and Laneway house design guidelines shall be required to be met prior to the approval of the conversion. | SCS Electrical Services Ltd
EP-2022-04019 | 2022-05-16 | 3234 ADANAC STREET, Vancouver, BC V5K 2P1 | Electrical Permit | Residential | Addition | Expired | Temporary Power - Residential - To provide temporary power. | SCS Electrical Services Ltd
SP-2022-00830 | 2022-05-25 | 3234 ADANAC STREET, Vancouver, BC V5K 2P1 | Sprinkler Permit | Residential | New | Completed | Residential - new duplex To construct a 2 and 1/2 storey two-family dwelling with a detached accessory building (garage) , at the rear providing 2 parking spaces, having vehicular access from the lane. The entire building to be sprinklered to NFPA 13D. 1. A/C Unit proposed in rear yard 2. Schedule B: (Henry S.N Hsu) P.Eng (604.322.7158) Structural 3. Schedule B: (Roberto Avendano) P.Eng (604.439.0922) Geotechnical 4. BC Housing (Moment Construction Ltd) | Yu Fire Protection Inc.
GP-2022-02040 | 2022-07-13 | 3234 ADANAC STREET, Vancouver, BC V5K 2P1 | Gas Permit | Residential | New | Completed | Residential - Roughin and installation of one gas range and one gas boiler for each unit | Apple Mechanical Ltd
EP-2022-05264 | 2022-06-21 | 3234 ADANAC STREET, Vancouver, BC V5K 2P1 | Electrical Permit | Residential | New | Completed | Installation / Repair - Residential - Extra low voltage work for TV, Telephone, Data, security alarm(pre wirings only) etc. >BP: To construct a 2 and 1/2 storey two-family dwelling ($646,840.00) with a detached accessory building (garage) ($10,000), at the rear providing 2 parking spaces, having vehicular access from the lane. The entire building to be sprinklered to NFPA 13D. 1. A/C Unit proposed in rear yard 2. Schedule B: (Henry S.N Hsu) P.Eng (604.322.7158) Structural 3. Schedule B: (Roberto Avendano) P.Eng (604.439.0922) Geotechnical 4. BC Housing (Moment Construction Ltd) This is a 2 storey building pursuant to the Zoning and Development By-Law ******THIS PERMIT HAS BEEN ISSUED UNDER THE REQUIREMENTS OF VBBL 2019****** | Fortune Link Electrical Ltd
EP-2022-10455 | 2022-12-12 | 3234 ADANAC STREET, Vancouver, BC V5K 2P1 | Electrical Permit | Residential | New | Completed | Installation / Repair - Residential - Install security alarm system, network, tv, Tel, Door bel, Etc. >BP: To construct a 2 and 1/2 storey two-family dwelling ($646,840.00) with a detached accessory building (garage) ($10,000), at the rear providing 2 parking spaces, having vehicular access from the lane. | Hysun Technology Inc
EP-2023-04387 | 2023-05-23 | 134 ABBOTT STREET, Vancouver, BC V6B 2K4 | Electrical Permit | Commercial | Tenant Improvement | Issued | Installation / Repair - Commercial - RE & RE of RTU Disconnect Retrofit/Replacement Like for like exact appliance replacement. Service remained the same, breaker & electrical feed confirmed to be originally sized properly. Equipment will be replaced in the same location as the existing unit. WO 165364 No change in equipment capacity | Haakon Industries (Canada) Ltd.
EP-2023-07541 | 2023-08-24 | 134 ABBOTT STREET, Vancouver, BC V6B 2K4 | Electrical Permit | Commercial | Tenant Improvement | Issued | Installation / Repair - Commercial - RE & RE of Condenser Unit Retrofit/Replacement Like for like exact appliance replacement. Service remained the same, breaker & electrical feed confirmed to be originally sized properly. Equipment will be replaced in the same location as the existing unit. No change in equipment capacity or fuel. This permit application is separate and in addition to EP-2023-04387 . It is for unconnected work, even though it is at the same address. Please proceed with this new application, it is our process to pull a permit for each separate job that we do. Therefore we require separate permits for that purpose. WO 167984 | Haakon Industries (Canada) Ltd.
EP-2022-04553 | 2022-06-01 | 134 ABBOTT STREET, Vancouver, BC V6B 2K4 | Electrical Permit | Commercial | Tenant Improvement | Completed | Installation / Repair - Commercial - RE & RE of split system . Retrofit - Like for like exact appliance replacement. Service remained the same, breaker & electrical feed confirmed to be originally sized properly. | Haakon Industries (Canada) Ltd.
PP-2023-02777 | 2023-08-04 | 238 ABBOTT STREET, Vancouver, BC | Plumbing Permit | Commercial | Renovation | Completed | Commercial - Change glass washer to hot only glass washer (backflow to be replaced) Add backflow for ice machine Add backflow for dishwasher | Meridian West Mechanical Ltd
PP-2022-00903 | 2022-03-17 | 306 ABBOTT STREET, Vancouver, BC V6B 2K9 | Plumbing Permit | Commercial | Tenant Improvement | Completed | Commercial - new hand sink for tattoo studio 306 Abbott Interior alterations to add chain link fence to house the new electrical equipment in the basement area at this existing self-improvement, tattoo studio and office building, Municipally Designated Heritage B building, for the BC Hydro "H" frame elimination project. | Pioneer Plumbing & Heating Inc
EP-2022-02347 | 2022-03-24 | 306 ABBOTT STREET, Vancouver, BC V6B 2K9 | Electrical Permit | Commercial | Renovation | Issued | Installation / Repair - Commercial - Installation of new 347/600 volt underground service with transformers to re-connect existing services. This work is part of BC Hydro “H” frame elimination project in Gastown area. Energy Upgrade exempted: H-Frame Removal Project >BP: Interior alterations to add chain link fence to house the new electrical equipment in the basement area at this existing self-improvement, tattoo studio and office building, Municipally Designated Heritage B building, for the BC Hydro "H" frame elimination project. Energy Upgrade exempted: H-Frame Removal Project | Advanco Electric Ltd
EP-2022-01214 | 2022-02-16 | 320 ABBOTT STREET, Vancouver, BC V6B 2K9 | Electrical Permit | Commercial | Renovation | Issued | Installation / Repair - Commercial - Installation of new 347/600 volt underground service with transformers to re-connect existing services. This work is part of BC Hydro “H” frame elimination project in Gastown area. Energy Upgrade exempted: H-Frame Removal Project >BP: Interior alterations to add chain link fence to house the new electrical equipment in the basement area of this existing SRA with a neighbourhood pub on the ground floor in this Municipally Designated Heritage C Building for the BC Hydro "H" frame elimination project. Energy Upgrade exempted: H-Frame Removal Project OK for Field Review per K Vogt November 24, 2021 Notes: - Building Sprinklered: Building inspector to determine on site if a separate sprinkler permit is required. | Advanco Electric Ltd
EP-2022-01422 | 2022-03-04 | 455 ABBOTT STREET, Vancouver, BC V6B 2L2 | Electrical Permit | Commercial | Addition | Completed | Installation / Repair - Commercial - Installation of ULC Fire Monitoring equipment for the fire panel on site | Price's Alarm Systems Ltd.
EP-2023-08244 | NULL | 455 ABBOTT STREET, Vancouver, BC V6B 2L2 | Electrical Permit | Commercial | Renovation | Applicant Revisions | Installation / Repair - Commercial - Connection of (2) two new MUA units • Connection of (3) three new condensing units • Supply and installation of (1) one new 400amp 600volt panel 6M1 • Supply and installation of (1) one new 400amp 600volt distribution panel 6A • Supply and installation of (1) one new “Energy Monitoring Pod” c/w PT enclosure • Supply and installation of (5) five new rooftop maintenance receptacles • Connection of (3) three new exhaust fans (on existing wiring/circuit) • Supply and installation of (1) one new spare 2 inch conduit from main electrical room to penthouse mechanical room *An approved mechanical permit is required for the installation of air conditioning or heat pump unit at the time of installation before a final electrical inspection will be performed | 0962370 BC Ltd
GP-2022-02865 | 2022-09-23 | 5105 ABERDEEN STREET, Vancouver, BC V5R 4M2 | Gas Permit | Residential | Renovation | Completed | Residential - Replacement furnace and water heater | BC Wide Home Services Ltd
GP-2022-00034 | 2022-01-06 | 5116 ABERDEEN STREET, Vancouver, BC V5R 4M3 | Gas Permit | Residential | Renovation | Completed | Residential - Re/re of existing water heater with tankless Navien NPE 240S water heater. | 1236318 BC Ltd DBA Aquatech Vancouver
GP-2023-00892 | 2023-03-14 | 5160 ABERDEEN STREET, Vancouver, BC V5R 4M3 | Gas Permit | Residential | Renovation | Completed | Residential - Installation of a high-efficiency furnace | Kirkstone Heating Ltd
EP-2022-08165 | 2022-09-27 | 2111 ALBERTA STREET, Vancouver, BC | Electrical Permit | Residential | Renovation - Dwelling Unit(s) only | Completed | Installation / Repair - Residential - on a previous visit an electrical inspector observed that a basement range receptacle had been installed without a permit (or at least this is my understanding) and they have requested that a permit be pulled and the range receptacle be removed. This application is to remove this range receptacle | Lux Electric Group Ltd
PP-2022-00112 | 2022-01-17 | 2626 ALBERTA STREET, Vancouver, BC V5Y 3L4 | Plumbing Permit | Commercial | Addition | Completed | Commercial - add 3" double check valve assembly for domestic premise isolation, as directed by Vancouver cross connection department. | 49 North Mechanical Ltd
EP-2022-03525 | 2022-09-02 | 2626 ALBERTA STREET, Vancouver, BC V5Y 3L4 | Electrical Permit | Commercial | Renovation | Issued | Installation / Repair - Commercial - Electric Vehicle Charging Infrastructure - Wiring installation for installation of electric vehicle supply equipment (EVSE) & electric vehicle energy management system (EVEMS). Scpe of work includes installation of EV-EMS, 6 EV Chargers, EV panel, and 5 splitters. AMEND: SEPT 7/2022 Original permit was for EV infrastructure and 6 chargers in stalls 24/25*, 18/19*, 8/9*, 20, 14/15* & 10. Need to amend permit to add 3 additional chargers for stalls 5, 1/2*, 28/29* connected to infrastructure installed in the original permit. * indicates one charger for shared stall This adds an additional $9,000 to the permit. | Berts Electric (2001) Ltd
EP-2022-08214 | 2022-09-28 | 2626 ALBERTA STREET, Vancouver, BC V5Y 3L4 | Electrical Permit | Commercial | NULL | Expired | Annual / Operating - Maintenance of EV-EMS system & infrastructure | Berts Electric (2001) Ltd
EP-2023-10200 | 2023-11-10 | 2626 ALBERTA STREET, Vancouver, BC V5Y 3L4 | Electrical Permit | Commercial | NULL | Issued | Annual / Operating - Maintenance of EV-EMS system & infrastructure -renewal of EP-2022-08214 -valid: Sept. 28, 2023 - Sept.27, 2024 | Berts Electric (2001) Ltd
PP-2022-00480 | 2022-02-14 | 2632 ALBERTA STREET, Vancouver, BC V5Y 3L4 | Plumbing Permit | Residential | Renovation | Completed | Residential - sewer line replacement | Ashton Service Group/Ashton Mechanical Ltd.
PP-2022-00460 | 2022-02-10 | 2632 ALBERTA STREET, Vancouver, BC V5Y 3L4 | Plumbing Permit | Residential | Renovation | Issued | Residential - drain tile replacement | Ashton Service Group/Ashton Mechanical Ltd.
GP-2023-03615 | 2023-11-20 | 2841 ALAMEIN AVENUE, Vancouver, BC V6L 1S4 | Gas Permit | Residential | Renovation | Issued | Residential - to replace 1 boiler in the same location | Paolo's Plumbing & Heating Ltd
EP-2023-00132 | 2023-01-20 | 5689 ANGUS DRIVE, Vancouver, BC V6M 3N5 | Electrical Permit | Residential | Renovation | Issued | Installation / Repair - Residential - 200 amp service upgrade Garage wiring | EVANSON ELECTRIC LTD
SP-2022-00189 | 2022-02-10 | 5875 ANGUS DRIVE, Vancouver, BC V6M 3N7 | Sprinkler Permit | Residential | New | Issued | Residential - new fire sprinkler system install >BP: To construct a 2 storey + cellar one-family dwelling with a detached accessory building (garage), at the rear providing 2 parking spaces, having vehicular access from the lane. 1- Bar/Sink proposed in rec. room on cellar floor 2- A/C unit proposed at rear 3- B1/B2. A.C.M. Wang P.Eng (604.618.6236) Structural & Geotechnical 4- HPO - Golden Chateau Building Materials Inc ******THIS PERMIT HAS BEEN ISSUED UNDER THE REQUIREMENTS OF VBBL 2014***** Note: A Thermal Exclusion of 69 SF has been provided. Exterior wall assembly thermal performance must be maintained. | CENTRE LINE FIRE SPRINKLERS LTD
EP-2022-01146 | 2022-02-14 | 5875 ANGUS DRIVE, Vancouver, BC V6M 3N7 | Electrical Permit | Residential | New | Issued | Installation / Repair - Residential - wiring new house for a single-family dwelling >BP: To construct a 2 storey + cellar one-family dwelling with a detached accessory building (garage), at the rear providing 2 parking spaces, having vehicular access from the lane. 1- Bar/Sink proposed in rec. room on cellar floor 2- A/C unit proposed at rear 3- B1/B2. A.C.M. Wang P.Eng (604.618.6236) Structural & Geotechnical 4- HPO - Golden Chateau Building Materials Inc ******THIS PERMIT HAS BEEN ISSUED UNDER THE REQUIREMENTS OF VBBL 2014***** Note: A Thermal Exclusion of 69 SF has been provided. Exterior wall assembly thermal performance must be maintained. Amend: June 8, 2022 Work included Rough wire, service and finished . Total value should be $40,800. Amend: June 9, 2022 Electrical work Contract uploaded | MILKYWAY INDUSTRY LTD
EP-2022-02589 | 2022-03-31 | 5875 ANGUS DRIVE, Vancouver, BC V6M 3N7 | Electrical Permit | Residential | New | Issued | Installation / Repair - Residential - Extra Low Voltage. Data/Voice/TV Cable, Home Audio, Security Camera, Alarm Prewire, Door Bell, Central Vacuum. >BP: To construct a 2 storey + cellar one-family dwelling with a detached accessory building (garage), at the rear providing 2 parking spaces, having vehicular access from the lane. 1- Bar/Sink proposed in rec. room on cellar floor 2- A/C unit proposed at rear 3- B1/B2. A.C.M. Wang P.Eng (604.618.6236) Structural & Geotechnical 4- HPO - Golden Chateau Building Materials Inc ******THIS PERMIT HAS BEEN ISSUED UNDER THE REQUIREMENTS OF VBBL 2014***** Amend: June 2, 2022 Add Lighting Control. Installation Value add more $10000. >>>Amend: June 7th please see the copy of the contract uploaded in the Application Documents tab | SECUTECH DEVELOPMENT LTD.
GP-2022-01950 | 2022-06-29 | 5875 ANGUS DRIVE, Vancouver, BC V6M 3N7 | Gas Permit | Residential | New | Issued | Residential - NEW HOME CONSTRUCTION - 3 INDOOR FIREPLACES - APPLIANCES ONLY, ALL VENTED ON OUTSIDE WALL AND CONSIST OF A 3' UP AND OUT THE WALL; 2 OUTDOOR FIREPLACE UNITS - APPLIANCES ONLY; LOW PRESSURE FOR ALL >To construct a 2 storey + cellar one-family dwelling with a detached accessory building (garage), at the rear providing 2 parking spaces, having vehicular access from the lane. 1- Bar/Sink proposed in rec. room on cellar floor 2- A/C unit proposed at rear 3- B1/B2. A.C.M. Wang P.Eng (604.618.6236) Structural & Geotechnical 4- HPO - Golden Chateau Building Materials Inc ******THIS PERMIT HAS BEEN ISSUED UNDER THE REQUIREMENTS OF VBBL 2014***** Note: A Thermal Exclusion of 69 SF has been provided. Exterior wall assembly thermal performance must be maintained. | The LM Fireplace Warehouse Ltd.
EP-2022-02647 | 2022-04-01 | 5926 ANGUS DRIVE, Vancouver, BC V6M 3P1 | Electrical Permit | Residential | New | Expired | Temporary Power - Residential - To provide temporary power. | Ward Electric Ltd
EP-2022-03309 | 2022-04-26 | 5926 ANGUS DRIVE, Vancouver, BC V6M 3P1 | Electrical Permit | Residential | New | Completed | Installation / Repair - Residential - Single family residence. Electrical plugs, equipment and lighting. >BP: To construct a 2 storey + cellar( 2 level of basement) one-family dwelling with a detached accessory building (garage), at the rear providing 2 parking spaces, having vehicular access from the lane. Note: This is a 2 storey building pursuant to the Zoning and Development By-Law. 1- Bar/Sink proposed in Main, Lower & Cellar 2- A/C unit proposed at Upper and Rear yard(next to Planter-Main) 3- Schedule B: Henry Sy-Ning Hsu P.Eng (604.322.7158) Structural & Geotechnical & Arch.(1.5&1.15) 4- Rev #2: Gas generator and and 2 heat pumps proposed in rear yard ******THIS PERMIT HAS BEEN ISSUED UNDER THE REQUIREMENTS OF VBBL 2014 AND THE GREEN HOMES PROGRAM****** | Ward Electric Ltd
GP-2022-00322 | 2022-02-03 | 5926 ANGUS DRIVE, Vancouver, BC V6M 3P1 | Gas Permit | Residential | New | Completed | Residential - new all steel pipe, underground line to garage for backup generator To construct a 2 storey + cellar( 2 level of basement) one-family dwelling with a detached accessory building (garage), at the rear providing 2 parking spaces, having vehicular access from the lane. Note: This is a 2 storey building pursuant to the Zoning and Development By-Law. 1- Bar/Sink proposed in Main, Lower & Cellar 2- A/C unit proposed at Upper and Rear yard(next to Planter-Main) 3- Schedule B: Henry Sy-Ning Hsu P.Eng (604.322.7158) Structural & Geotechnical & Arch.(1.5&1.15) Amend: Mar 13, 2023 add a generator to the permit - 295,050 max input 1- Bar/Sink proposed in Main, Lower & Cellar 2- A/C unit proposed at Upper and Rear yard(next to Planter-Main) 3- Schedule B: Henry Sy-Ning Hsu P.Eng (604.322.7158) Structural & Geotechnical & Arch.(1.5&1.15) 4- Rev #2: Gas generator and and 2 heat pumps proposed in rear yard | Paton Plumbing Worx Inc
EP-2022-00596 | 2022-01-27 | 5926 ANGUS DRIVE, Vancouver, BC V6M 3P1 | Electrical Permit | Residential | New | Completed | Installation / Repair - Residential - Low voltage wiring for AV, Network, Security, Motorized Shades, Home Automation.. -wiring and finishing a complete security alarm system. >BP: To construct a 2 storey + cellar( 2 level of basement) one-family dwelling with a detached accessory building (garage), at the rear providing 2 parking spaces, having vehicular access from the lane. Note: This is a 2 storey building pursuant to the Zoning and Development By-Law. 1- Bar/Sink proposed in Main, Lower & Cellar 2- A/C unit proposed at Upper and Rear yard(next to Planter-Main) 3- Schedule B: Henry Sy-Ning Hsu P.Eng (604.322.7158) Structural & Geotechnical & Arch.(1.5&1.15) ******THIS PERMIT HAS BEEN ISSUED UNDER THE REQUIREMENTS OF VBBL 2014 AND THE GREEN HOMES PROGRAM****** Amend: June 15, 2022 Add Lighting Control - Increase cost of $30,000.00 -Installation value will increase to $55,000. | Devise Integration Ltd
GP-2022-00211 | 2022-01-25 | 5926 ANGUS DRIVE, Vancouver, BC V6M 3P1 | Gas Permit | Residential | Addition | Completed | Residential - 3 Gas fireplace installations To construct a 2 storey + cellar( 2 level of basement) one-family dwelling with a detached accessory building (garage), at the rear providing 2 parking spaces, having vehicular access from the lane. Note: This is a 2 storey building pursuant to the Zoning and Development By-Law. 1- Bar/Sink proposed in Main, Lower & Cellar 2- A/C unit proposed at Upper and Rear yard(next to Planter-Main) 3- Schedule B: Henry Sy-Ning Hsu P.Eng (604.322.7158) Structural & Geotechnical & Arch.(1.5&1.15) | Vaglio Fireplace LTD
EP-2022-08677 | 2022-10-12 | 5975 ANGUS DRIVE, Vancouver, BC V6M 3N9 | Electrical Permit | Commercial | NULL | Expired | Movie Set / Filming - To allow for Movie Set/Filming Applicant shall provide completed Contractor Declaration form, and dates of filming and associated location(s) to csinspection.clerks@vancouver.ca prior to the commencement of filming. Visit vancouver.ca/inspections for more details. | Timelapse Film Media House Inc
GP-2022-02616 | 2022-08-31 | 5986 ANGUS DRIVE, Vancouver, BC V6M 3P1 | Gas Permit | Residential | Tenant Improvement | Completed | Residential - Replace two domestic 40,000btu hot water tanks - 50gal ea. | Haakon Industries (Canada) Ltd.
GP-2022-03156 | 2022-10-14 | 6026 ANGUS DRIVE, Vancouver, BC V6M 3P1 | Gas Permit | Residential | Renovation | Completed | Residential - Replacement water heater | BC Wide Home Services Ltd
EP-2023-11161 | 2024-01-08 | 1200 ALBERNI STREET, Vancouver, BC V6E 1A6 | Electrical Permit | Commercial | Renovation | Issued | Installation / Repair - Commercial - Installation of 5 x Level 2 (60A 208V) EV chargers, branch circuits and a panelboard supplied by a new 75 kVA transformer (600:208/120V 3P); for visitor parking stalls. | Root 3 Electric Ltd
EP-2022-09985 | 2023-05-09 | 1331 ALBERNI STREET, Vancouver, BC V6E 4S1 | Electrical Permit | Commercial | Addition | Completed | Installation / Repair - Commercial - Supply & install 10 Flo power sharing EV charges *Any fire stopping required as per general notes on drawing may require building permit/ Check with DBI | Santec Electric Inc
EP-2023-10593 | 2023-11-23 | 298 ALEXANDER STREET, Vancouver, BC V6A 1C1 | Electrical Permit | Commercial | NULL | Expired | Movie Set / Filming - To allow for Movie Set/Filming Applicant shall provide completed Contractor Declaration form, and dates of filming and associated location(s) to csinspection.clerks@vancouver.ca prior to the commencement of filming. Visit vancouver.ca/inspections for more details. | Circle Productions Ltd
GP-2022-01419 | 2022-05-10 | 1426 ANGUS DRIVE, Vancouver, BC V6H 1V3 | Gas Permit | Residential | New | Completed | Residential - adding an appliance to the gas permit. 1 - generator 710MBH | HUGH MILLIGAN & COMPANY LTD
EP-2023-09546 | 2023-11-03 | 193 AQUARIUS MEWS, Vancouver, BC V6Z 2Z2 | Electrical Permit | Commercial | Addition | Issued | Installation / Repair - Commercial - • (1) 347/600-volt 800-amp 3-phase sub-service; • (98) 208-volt 40-amp circuits intended to power charging stations based on a 4 to 1 power sharing configuration. All circuits to be installed and terminated in a junction box to serve (381) applicable parking spaces; • (103) Wall Mounted EVduty-40 (30A) Smart-Pro hardwired electric vehicle charging station, 25 ft cord]; and • (38) Ceiling Mounted EVduty-40 (30A) Smart-Pro hardwired electric vehicle charging station, 25 ft cord] with a cable retractor. | Cielo Electric Ltd
GP-2023-00856 | NULL | 193 AQUARIUS MEWS, Vancouver, BC V6Z 2Z2 | Gas Permit | Residential | New | Withdrawn | Residential - Install 2 BBQ boxes | PR Mechanical LTD.
PP-2023-00808 | 2023-03-10 | 193 AQUARIUS MEWS, Vancouver, BC V6Z 2Z2 | Plumbing Permit | Residential | Renovation - Dwelling Unit(s) only | Issued | Residential - Washroom renovation and fridge line install March 13/2023-AMEND -Add 2 sinks and 1 dishwasher to permit | PR Mechanical LTD.
EP-2023-01180 | 2023-02-13 | 193 AQUARIUS MEWS, Vancouver, BC V6Z 2Z2 | Electrical Permit | Residential | Renovation - Dwelling Unit(s) only | Issued | Installation / Repair - Residential - re/re branch circuits and lighting, move existing appliance circuits. | Action Electric Ltd
EP-2022-05110 | 2022-06-30 | 198 AQUARIUS MEWS, Vancouver, BC V6Z 2Y4 | Electrical Permit | Residential | Renovation | Completed | Installation / Repair - Residential - Existing light fixtures replacement: 466 surface-mounted fixtures 221 wall sconces 263 pot-lights | Wirechief Electric Ltd
GP-2023-03076 | NULL | 1553 ANGUS DRIVE, Vancouver, BC V6J 4H2 | Gas Permit | Residential | Renovation | Submitted | Residential - Rough in and install of new 2 Gas boilers and 1 gas Range Boilers for Driveway Snow Melt and Swimming Pool. >BP: Interior alterations to provide improvements to this existing First Shaughnessy Single Detached house with an inground swimming pool in the basement. Scope of work is limited to the interior only for kitchen, laundry, bathroom and pool mechanical equipment upgrade. | Schmidt Bros Mechanical Ltd
PP-2023-03292 | 2023-09-15 | 1553 ANGUS DRIVE, Vancouver, BC V6J 4H2 | Plumbing Permit | Residential | Renovation | Issued | Residential - Full Renovation of a single family home >BP: Interior alterations to provide improvements to this existing First Shaughnessy Single Detached house with an inground swimming pool in the basement. Scope of work is limited to the interior only for kitchen, laundry, bathroom and pool mechanical equipment upgrade. | Schmidt Bros Mechanical Ltd
MP-2023-01732 | 2023-09-22 | 1553 ANGUS DRIVE, Vancouver, BC V6J 4H2 | Mechanical Permit | NULL | NULL | Issued | NULL | Schmidt Bros Mechanical Ltd
EP-2023-08536 | 2023-09-27 | 1553 ANGUS DRIVE, Vancouver, BC V6J 4H2 | Electrical Permit | Residential | Renovation - Dwelling Unit(s) only | Issued | Installation / Repair - Residential - Renovation to heritage home. Including rewiring, temp service disconnect for maintenance and other -Service not being affected. We are trying to locate the underground conduit on the property. We need the power disconnected so we can trace this out safely. >BP: Interior alterations to provide improvements to this existing First Shaughnessy Single Detached house with an inground swimming pool in the basement. Scope of work is limited to the interior only for kitchen, laundry, bathroom and pool mechanical equipment upgrade. Letter of assurance submitted: - Sch B (Mech): S.C. So, P.Eng., 604.760.6127 OK for DB as per Maxine S. on Jan 20, 2023 Notes: - Separate Mechanical permit is required for the installation of the 2 heat pumps located in the sunken planter of the basement floor. - Electrification required for space heating and DHW - Electrical field review inspection is not required for indoor pools | WESTPEAK ELECTRICAL LTD
EP-2022-02079 | 2022-03-15 | 1638 ANGUS DRIVE, Vancouver, BC V6J 4H3 | Electrical Permit | Residential | New | Expired | Temporary Power - Residential - To provide temporary power. | SS Electrical Limited
PP-2022-02104 | 2022-06-16 | 1638 ANGUS DRIVE, Vancouver, BC V6J 4H3 | Plumbing Permit | Residential | New | Completed | Residential - Lawn irrigation | Oriental Landscaping & Home Improvement ltd
EP-2022-06377 | 2022-07-28 | 4188 BALACLAVA STREET, Vancouver, BC V6L 2T1 | Electrical Permit | Residential | Tenant Improvement | Issued | Installation / Repair - Residential - No change to existing service. Electrical installation for heat pump. BP not required. Mechanical permit to be obtained. | Moore And Russell Heating And Air Conditioning Ltd
EP-2022-10107 | 2022-11-30 | 4594 BALACLAVA STREET, Vancouver, BC V6L 2T2 | Electrical Permit | Commercial | New | Expired | Temporary Power - Commercial - To provide temporary power. VALID NOV 30/2022 TO NOV 29/2023 | Ross Morrison Electrical Ltd
EP-2023-11044 | 2024-01-05 | 4594 BALACLAVA STREET, Vancouver, BC V6L 2T2 | Electrical Permit | Commercial | Addition | Issued | Temporary Power - Commercial - To provide temporary power. RENEWAL OF EP-2022-10107 VALID NOV 30/20223 TO NOV 29/2024 | Ross Morrison Electrical Ltd
EP-2022-10817 | 2023-01-27 | 4438 ARBUTUS STREET, Vancouver, BC V6J 4A2 | Electrical Permit | Residential | Addition | Completed | Installation / Repair - Residential - Installation of a 14-50R receptacle for EV charging. Installation of a load sharing device (DIVVEE) Installation will happen in carport off back lane. -there won’t be any changes or modifications to the service. -The plan for this home is to install a DIVVEE 40 and load share with the range. | Black & McDonald Limited
GP-2022-02718 | 2022-10-04 | 4492 ARBUTUS STREET, Vancouver, BC | Gas Permit | Commercial | Renovation | Completed | Commercial - RE N RE - Hot Water Heater Replacement | Hillcrest Plumbing & Heating (1991) Ltd
EP-2022-01607 | 2022-03-03 | 4615 ARBUTUS STREET, Vancouver, BC V6J 4A3 | Electrical Permit | Commercial | Addition | Completed | Installation / Repair - Commercial - Install new 3c/12AWG AC90 from 2-pole breaker in panel A to far/opposite corner of retail area to a 15A receptacle. This 15A split receptacle supplies power to blender and freezer. | Houle Electric Limited
EP-2023-04709 | 2023-05-30 | 4615 ARBUTUS STREET, Vancouver, BC V6J 4A3 | Electrical Permit | Commercial | Tenant Improvement | Completed | Installation / Repair - Commercial - Install 2 EV Chargers (DCFC). We are installing a 200amp panel fed off the existing service to provide power two DCFC’s. Chargers require a 3p 100amp breaker. New panelboard: • 200amps • 120/208 volt • 3 phase 4 wire | Power Pros Electrical Ltd
PP-2022-00817 | 2022-03-10 | 4635 ARBUTUS STREET, Vancouver, BC V6J 4A3 | Plumbing Permit | Commercial | Renovation | Completed | Commercial - will be conducting plumbing work for dessert place 100 GPM - 2-comp, d/w, dipper well, stand pipe coffee, stand pipe espresso/milk, pitcher rinser, mop 4635 Arbutus St Exterior and interior alterations to provide improvements to this existing Restaurant Class 1 4635 Arbutus St unit for a new Restaurant Class 1 tenant in this one storey commercial building on this site. Exterior work for a new RTU and new front east elevation colors. | Kyoungmo Yang DBA K-Green Plumbing And Heating
EP-2022-02068 | 2022-03-30 | 4635 ARBUTUS STREET, Vancouver, BC V6J 4A3 | Electrical Permit | Commercial | New | Completed | Installation / Repair - Commercial - wiring the new donut/coffee shop >BP: Exterior and interior alterations to provide improvements to this existing Restaurant Class 1 4635 Arbutus St unit for a new Restaurant Class 1 tenant in this one storey commercial building on this site. Exterior work for a new RTU and new front east elevation colors. OK for DB per B.Dufix, December 20, 2022 To be reviewed under the 2019 VBBL. | Jasbir Sidhu & Inderjit K Sidhu & Robert Azevedo
EP-2022-02735 | 2022-04-25 | 5012 ARBUTUS STREET, Vancouver, BC V6M 3W2 | Electrical Permit | Residential | Renovation | Completed | Installation / Repair - Residential - Kitchen Reno/Service Upgrade Required -Due to the change in appliances they are going to require a service upgrade, as they only have 100 amp service. >BP: Interior alterations to provide improvements to this existing one family dwelling on this site. Scope of work: To remove wall and replace with beam. Electrical, Plumbing and Gas to suit. Finishing. OK for field review as per Rosa Astorino - Oct 12, 2021 | Joshua Geddes
GP-2022-02785 | 2022-09-20 | 5012 ARBUTUS STREET, Vancouver, BC V6M 3W2 | Gas Permit | Residential | New | Completed | Residential - Fulgor 30" Dual Fuel Range # F6PDF30S1 >BP: Interior alterations to provide improvements to this existing one family dwelling on this site. Scope of work: To remove wall and replace with beam. Electrical, Plumbing and Gas to suit. Finishing. | Han Appliances & Refrigeration Ltd
EP-2022-10171 | 2022-12-02 | 5025 ARBUTUS STREET, Vancouver, BC V6M 3W3 | Electrical Permit | Residential | Renovation | Completed | Installation / Repair - Residential - 100A main breaker on the house panel has failed. No disconnect on the service. The Hydro meter will need to be pulled in order for us to safely make the repairs. -n order to replace the main breaker in the panel we had to call BC Hydro to come and pull the Hydro meter so we could safely work on replacing the main breaker in the panel, as soon as we finished Hydro reinstalled the Hydrometer. The house is back up and running. For Hydro to reinstall the hydro meter they required a declaration, there for a permit needed to be applied for. Technically this is a reconnect. | Berts Electric (2001) Ltd
PP-2022-03394 | 2022-09-27 | 6683 ARGYLE STREET, Vancouver, BC V5P 3K5 | Plumbing Permit | Residential | Addition | Completed | Residential - Adding 1 hose bib >BP: To construct a detached 22'-4" by 22'-4"accessory building (2 car garage) at the rear of this existing one family dwelling site to provide two parking spaces having vehicular access from the rear lane. Work to remove the awning over the rear deck of house. | Kalsi Plumbing Services Ltd
EP-2022-07299 | 2022-08-30 | 6683 ARGYLE STREET, Vancouver, BC V5P 3K5 | Electrical Permit | Residential | Addition | Completed | Installation / Repair - Residential - Supply and install new 200 amp service and overhead meter base for main house, supply and install 70 feet 250 kcmil 3C underground, new data service, Re and re of old service, relocate cables from old panel to new panel for branch circuits, supply and install new 100 amp panel for the garage, garage wiring with lights and plugs, EV circuit >BP: To construct a detached 22'-4" by 22'-4"accessory building (2 car garage) at the rear of this existing one family dwelling site to provide two parking spaces having vehicular access from the rear lane. Work to remove the awning over the rear deck of house. Note to applicant: The services of a structural engineer may be required, based upon site inspection by the District Building Inspector. | MJR Electric Ltd
EP-2023-04804 | 2023-06-07 | 6683 ARGYLE STREET, Vancouver, BC V5P 3K5 | Electrical Permit | Residential | Addition | Completed | Installation / Repair - Residential - Inspect system installed by another contractor to ensure it meets code requirements. System is installed correctly. Permit application is to satisfy requirements for final occupancy. >BP: To construct a detached 22'-4" by 22'-4"accessory building (2 car garage) at the rear of this existing one family dwelling site to provide two parking spaces having vehicular access from the rear lane. Work to remove the awning over the rear deck of house. Okay to relax the overall height to 16'11 3/4" and the mean height to 13'2/2" per D. Jung, February 9, 2023. Letters of support received and on file. Note to applicant: The services of a structural engineer may be required, based upon site inspection by the District Building Inspector. | LRM Marketing Ltd.
EP-2023-04654 | 2023-05-29 | 6683 ARGYLE STREET, Vancouver, BC V5P 3K5 | Electrical Permit | Residential | Addition | Completed | Installation / Repair - Residential - Low voltage permit for wiring in the garage security system - security-prewire only. >BP: To construct a detached 22'-4" by 22'-4"accessory building (2 car garage) at the rear of this existing one family dwelling site to provide two parking spaces having vehicular access from the rear lane. Work to remove the awning over the rear deck of house. Okay to relax the overall height to 16'11 3/4" and the mean height to 13'2/2" per D. Jung, February 9, 2023. Letters of support received and on file. Note to applicant: The services of a structural engineer may be required, based upon site inspection by the District Building Inspector. | MJR Electric Ltd
PP-2022-02572 | 2022-07-22 | 4563 ANGUS DRIVE, Vancouver, BC V6J 4J4 | Plumbing Permit | Residential | New | Completed | Residential - Lawn Irrigation | Greener Image Group Inc
EP-2023-00718 | 2023-01-27 | 4662 ANGUS DRIVE, Vancouver, BC V6J 4J5 | Electrical Permit | Commercial | NULL | Expired | Movie Set / Filming - To allow for Movie Set/Filming Applicant shall provide completed Contractor Declaration form, and dates of filming and associated location(s) to csinspection.clerks@vancouver.ca prior to the commencement of filming. Visit vancouver.ca/inspections for more details. | Circle Productions Ltd
EP-2024-00378 | 2024-01-15 | 4887 ANGUS DRIVE, Vancouver, BC V6J 4J6 | Electrical Permit | Residential | New | Issued | Temporary Power - Residential - To provide temporary power. | Balsam Electric Ltd
EP-2022-09289 | 2022-11-01 | 4922 ANGUS DRIVE, Vancouver, BC V6M 3M5 | Electrical Permit | Residential | Addition | Completed | Installation / Repair - Residential - Installation of security alarm & CCTV systems | Chubb Fire & Security Canada Corp
GP-2023-02871 | 2023-09-29 | 4936 ANGUS DRIVE, Vancouver, BC V6M 3M5 | Gas Permit | Residential | Renovation - Dwelling Unit(s) only | Completed | Residential - INSTALLING ON-DEMAND WATER HEATER | Reid Brothers Plumbing & Heating Ltd
EP-2022-05026 | 2022-06-13 | 6170 ARLINGTON STREET, Vancouver, BC V5S 3N5 | Electrical Permit | Residential | New | Expired | Temporary Power - Residential - To provide temporary power. | Simon Electric Ltd
EP-2022-03490 | 2022-05-02 | 3738 ANGUS DRIVE, Vancouver, BC V6J 4H5 | Electrical Permit | Residential | Renovation - Dwelling Unit(s) only | Completed | Installation / Repair - Residential - Install new cabling for electric fireplace fed from heating circuit. This work is not related to the BP. This is a separate Service request to provide power to an electric fire place. No other work will be taking place on this permit. | Sasco Contractors Ltd
EP-2022-01067 | 2022-02-10 | 3775 ANGUS DRIVE, Vancouver, BC V6J 4H6 | Electrical Permit | Residential | New | Expired | Temporary Power - Residential - To provide temporary power. | Vadas Electric Service Inc.
PP-2022-00593 | 2022-02-22 | 3775 ANGUS DRIVE, Vancouver, BC V6J 4H6 | Plumbing Permit | Residential | New | Issued | Residential - 1FD - two out side sumps with out pump To construct a new two-and-one-half storey one-family dwelling with a basement, an outdoor swimming pool (11'-6' x 23'- 0' ) and an attached two-car garage having vehicular access from Angus Drive. Note: This is a 2 1/2 storey building pursuant to the Zoning and Development By-Law Part 5 Design 1- Stormwater Storage Agreement - CA9057283-CA9057288 2- A/C unit proposed & Heat pump in rear, int.-mechanical basement 3- 8’ bar sink proposed in cinema, basement | JVT EXCAVATING & DEMOLITION LTD
PP-2023-00145 | 2023-01-16 | 3775 ANGUS DRIVE, Vancouver, BC V6J 4H6 | Plumbing Permit | Residential | New | Issued | Residential - Plumbing >To construct a new two-and-one-half storey one-family dwelling with a basement, an outdoor swimming pool (11'-6' x 23'- 0' ) and an attached two-car garage having vehicular access from Angus Drive. Note: This is a 2 1/2 storey building pursuant to the Zoning and Development By-Law Part 5 Design 1- Stormwater Storage Agreement - CA9057283-CA9057288 2- A/C unit proposed & Heat pump in rear, int.-mechanical basement 3- 8’ bar sink proposed in cinema, basement 4- Schedule A: Susan Scott (604-788-7990) Architect 5- Schedule D: Min-Wei Chen (604-449-7789) P.Eng 6- Schedule B: Susan Scott (604-788-7990) Architectural 7- Schedule B: Ke Jian Ma (604-599-8890) Structural 8- Schedule B: Jian Zhong (604-362-7021) Geotechnical 9- HPO: Residential Builder - Pauley Construction & Dev. Ltd. "Combustible projections or roof soffits on an exposing building face shall not project to less than .45m from the property line and shall be in compliance with VBBL 2014 9.10. Note: This is a 2 storey building pursuant to the Zoning and Development By-Law 15.5.(9)" The entire building, INCLUDING THE ATTACHED GARAGE (if applicable), to be sprinklered to NFPA 13D. ******THIS PERMIT HAS BEEN ISSUED UNDER THE REQUIREMENTS OF VBBL 2019 | WDR CONTRACTING LTD
MP-2023-00097 | 2023-01-24 | 3775 ANGUS DRIVE, Vancouver, BC V6J 4H6 | Mechanical Permit | NULL | NULL | Issued | NULL | WDR CONTRACTING LTD
EP-2023-01754 | 2023-03-01 | 3775 ANGUS DRIVE, Vancouver, BC V6J 4H6 | Electrical Permit | Residential | New | Issued | Temporary Power - Residential - To provide temporary power. | Vadas Electric Service Inc.
EP-2023-03277 | 2023-04-20 | 3775 ANGUS DRIVE, Vancouver, BC V6J 4H6 | Electrical Permit | Residential | New | Issued | Installation / Repair - Residential - new one family dwelling, wiring, install lights, install receptacle.... MP-2023-00097 >BP: To construct a new two-and-one-half storey one-family dwelling with a basement, an outdoor swimming pool (11'-6' x 23'- 0' ) and an attached two-car garage having vehicular access from Angus Drive. Note: This is a 2 1/2 storey building pursuant to the Zoning and Development By-Law Part 5 Design 1- Stormwater Storage Agreement - CA9057283-CA9057288 2- A/C unit proposed & Heat pump in rear, int.-mechanical basement 3- 8’ bar sink proposed in cinema, basement 4- Schedule A: Susan Scott (604-788-7990) Architect 5- Schedule D: Min-Wei Chen (604-449-7789) P.Eng 6- Schedule B: Susan Scott (604-788-7990) Architectural 7- Schedule B: Ke Jian Ma (604-599-8890) Structural 8- Schedule B: Jian Zhong (604-362-7021) Geotechnical 9- HPO: Residential Builder - Pauley Construction & Dev. Ltd. "Combustible projections or roof soffits on an exposing building face shall not project to less than .45m from the property line and shall be in compliance with VBBL 2014 9.10. Note: This is a 2 storey building pursuant to the Zoning and Development By-Law 15.5.(9)" The entire building, INCLUDING THE ATTACHED GARAGE (if applicable), to be sprinklered to NFPA 13D. ******THIS PERMIT HAS BEEN ISSUED UNDER THE REQUIREMENTS OF VBBL 2019 | Vadas Electric Service Inc.
EP-2023-03623 | 2023-04-26 | 3775 ANGUS DRIVE, Vancouver, BC V6J 4H6 | Electrical Permit | Residential | New | Issued | Installation / Repair - Residential - Low voltage Prewire and finish. Including audio, video, telephone, vacuum, lighting control, tv, data. >BP: To construct a new two-and-one-half storey one-family dwelling with a basement, an outdoor swimming pool (11'-6' x 23'- 0' ) and an attached two-car garage having vehicular access from Angus Drive. | Corey S Doherty
GP-2023-01388 | 2023-05-01 | 3775 ANGUS DRIVE, Vancouver, BC V6J 4H6 | Gas Permit | Residential | New | Issued | Residential - 1FD - Gas >BP: To construct a new two-and-one-half storey one-family dwelling with a basement, an outdoor swimming pool (11'-6' x 23'- 0' ) and an attached two-car garage having vehicular access from Angus Drive. Note: This is a 2 1/2 storey building pursuant to the Zoning and Development By-Law Part 5 Design 1- Stormwater Storage Agreement - CA9057283-CA9057288 2- A/C unit proposed & Heat pump in rear, int.-mechanical basement 3- 8’ bar sink proposed in cinema, basement The entire building, INCLUDING THE ATTACHED GARAGE (if applicable), to be sprinklered to NFPA 13D. | WDR CONTRACTING LTD
SP-2023-00981 | 2023-06-07 | 3775 ANGUS DRIVE, Vancouver, BC V6J 4H6 | Sprinkler Permit | Residential | New | Issued | Residential - To Install 38 sprinkler heads -The entire building, INCLUDING THE ATTACHED GARAGE (if applicable), to be sprinklered to NFPA 13D. >BP: To construct a new two-and-one-half storey one-family dwelling with a basement, an outdoor swimming pool (11'-6' x 23'- 0' ) and an attached two-car garage having vehicular access from Angus Drive. Note: This is a 2 1/2 storey building pursuant to the Zoning and Development By-Law Part 5 Design 1- Stormwater Storage Agreement - CA9057283-CA9057288 2- A/C unit proposed & Heat pump in rear, int.-mechanical basement 3- 8’ bar sink proposed in cinema, basement 4- Schedule A: Susan Scott (604-788-7990) Architect 5- Schedule D: Min-Wei Chen (604-449-7789) P.Eng 6- Schedule B: Susan Scott (604-788-7990) Architectural 7- Schedule B: Ke Jian Ma (604-599-8890) Structural 8- Schedule B: Jian Zhong (604-362-7021) Geotechnical 9- HPO: Residential Builder - Pauley Construction & Dev. Ltd. "Combustible projections or roof soffits on an exposing building face shall not project to less than .45m from the property line and shall be in compliance with VBBL 2014 9.10. Note: This is a 2 storey building pursuant to the Zoning and Development By-Law 15.5.(9)" The entire building, INCLUDING THE ATTACHED GARAGE (if applicable), to be sprinklered to NFPA 13D. ******THIS PERMIT HAS BEEN ISSUED UNDER THE REQUIREMENTS OF VBBL 2019 | General Sprinkler Systems Ltd
EP-2022-04880 | 2022-06-10 | 4183 ANGUS DRIVE, Vancouver, BC V6J 4J1 | Electrical Permit | Residential | Addition | Completed | Installation / Repair - Residential - Installation of EV Charger | Trudel, Daniel, DBA: Electrum Charging Solutions Inc.
MP-2022-00697 | 2022-12-13 | 4257 ANGUS DRIVE, Vancouver, BC V6J 4J1 | Mechanical Permit | NULL | NULL | Completed | NULL | Gandy Installations Ltd
EP-2022-10480 | 2022-12-20 | 4257 ANGUS DRIVE, Vancouver, BC V6J 4J1 | Electrical Permit | Residential | New | Completed | Installation / Repair - Residential - New Mini Split install. Providing a breaker, a wire run,a 60A rated disconnect and a whip to the Mini Split unit. As well, replacing the old 125A main panel with a new 125A main electrical panel. Providing all new breakers, re-labelling the circuits and cleaning up the wiring inside. Ensure service grounding and bonding are in good repair. MP-2022-00697 *Jan 19,2023 Amendment* To provide and install a mini split heat pump. Provide a breaker, wire run, disconnect and whip to the heat pump unit. NO MORE PANEL SWAP. | Gandy Installations Ltd
GP-2023-03186 | 2023-10-24 | 4257 ANGUS DRIVE, Vancouver, BC V6J 4J1 | Gas Permit | Residential | Tenant Improvement | Completed | Residential - Install boiler. | 0704121 BC Ltd
PP-2022-00946 | 2022-03-22 | 4311 ANGUS DRIVE, Vancouver, BC V6J 4J2 | Plumbing Permit | Residential | Renovation | Completed | Residential - Re and Re Install 1 outside sump without pump, services piping (dt, rwl, sewer) | Octiscapes Site Services Ltd
PP-2023-02238 | 2023-06-23 | 4311 ANGUS DRIVE, Vancouver, BC V6J 4J2 | Plumbing Permit | Residential | New | Completed | Residential - Connect water line to pool, we need a permit for 1 Reduced pressure Backflow assembly | McKellar Plumbing & Heating Ltd
GP-2023-00310 | 2023-01-26 | 4311 ANGUS DRIVE, Vancouver, BC V6J 4J2 | Gas Permit | Residential | Renovation | Completed | Residential - Rough In & Finish gas piping to pool boiler Inside pool shed >DB: Exterior alterations to provide improvements to this existing one family building on this site. Scope of work includes recladding of the North and West Elevations. RE & RE wood windows and doors. RE & RE deck, railing and stairs and replacing the waterproof membrane. Also includes validating the pergola and window on the west elevation at the basement level. AMEND: JUN 27/2023 ADD 1 BBQ @ 30,000 BTU’s ADD 1 PATIO HEATER @ 20,000 BTU's | McKellar Plumbing & Heating Ltd
EP-2023-00963 | 2023-02-07 | 4311 ANGUS DRIVE, Vancouver, BC V6J 4J2 | Electrical Permit | Residential | Renovation | Completed | Installation / Repair - Residential - Wire for pool equipment in pool house. Ground pool deck for underground pool. Ground deck boxes for pool lights. -The grounding and bonding has to do with the pool deck and equipment. The pool house is being rebuilt. It was old and rotten. We are installing a subpanel in the pool house. This panel will provide power to the pool equipment. >BP: Exterior alterations to provide improvements to this existing one family building on this site. Scope of work includes recladding of the North and West Elevations. RE & RE wood windows and doors. RE & RE deck, railing and stairs and replacing the waterproof membrane. Also includes validating the pergola and window on the west elevation at the basement level. Ok for Field Review as per Kirat Kang - July 15, 2022 Ok'd by POD - B. Duffix Jun 8, 2022 Notes: - REUP Submitted by Peter Cho, 778-316-9053. Scope of work to include energy upgrade in accordance with Article 11.2.1.4 of the 2019 Vancouver Building By-law and as per the Energy Efficiency Upgrade Details noted in the Energuide Report. * Installing heat pump in front yard - Refer to PP-2022-00946 for new drain tiles and sump. - DBI to determine on site if Structural, Schedule B is required. | Clay Electric Ltd
GP-2023-03361 | 2023-11-03 | 4362 ANGUS DRIVE, Vancouver, BC V6J 4J3 | Gas Permit | Residential | Renovation - Dwelling Unit(s) only | Completed | Residential - Installing gas boiler | Reid Brothers Plumbing & Heating Ltd
PP-2023-03437 | 2023-09-27 | 4430 ANGUS DRIVE, Vancouver, BC V6J 4J3 | Plumbing Permit | Residential | New | Completed | Residential - Backflow preventer located in front yard for outdoor irrigation | MDT Backflow Ltd
NULL | NULL | 4430 ANGUS DRIVE, Vancouver, BC V6J 4J3 | Plumbing Permit | Residential | New | Withdrawn | Residential - Backflow preventer locked in the front yard | MDT Backflow Ltd
EP-2022-09897 | 2022-11-23 | 4430 ANGUS DRIVE, Vancouver, BC V6J 4J3 | Electrical Permit | Residential | Addition | Completed | Installation / Repair - Residential - TV/Data/TEL, Alarm, CCTV, Vacuum, Intercom >BP: Building Permit for DP-2020-00277 To add, alter and relocate this existing character One-family dwelling (Building 1) sharing a built-in 2-car parking garage with the proposed infill building, having vehicular access from the lane. Approval includes the following supplementary documents and information: 1. Assurance of Retention of Existing Buildings letter, signed and sealed by John Henshaw Architect, dated October 26, 2020 2. Retention drawings, signed and sealed by John Henshaw Architect, dated March 26, 2021 3. Arborist Report and Letter of Assurance, prepared by Arbortech Consulting, updated September 28, 2020 4. A floor space exclusion of 2% has been applied to this application as per section 10.11.1 of the Zoning and Development By-law, to accommodate improved building performance. Revision #1: Relocate 381 trees. Add heat pumps and backup gas generator to site plan. Add front gate, stone wall, and posts (approved by arborist) Changes to walkways. Remove stairs in patio well. Add, remove, and change window sizes on all elevations. Add 3-piece guest ensuite. Adjust interior wall locations. Adjust some plumbing fixture locations. (pending approval ...) | Anmi Technology Corp.
EP-2022-05851 | NULL | 4430 ANGUS DRIVE, Vancouver, BC V6J 4J3 | Electrical Permit | Residential | New | Withdrawn | Interim - Residential - Underground service ducts >BP: Building Permit for DP-2020-00277 To add, alter and relocate this existing character One-family dwelling (Building 1) sharing a built-in 2-car parking garage with the proposed infill building, having vehicular access from the lane. | Lakeview Power Systems Inc
GP-2022-02057 | 2022-07-13 | 4430 ANGUS DRIVE, Vancouver, BC V6J 4J3 | Gas Permit | Residential | Renovation | Completed | Residential - UNDERGROUNG GAS & PIPING TO APPLIANCES Building Permit for DP-2020-00277 To add, alter and relocate this existing character One-family dwelling (Building 1) sharing a built-in 2-car parking garage with the proposed infill building, having vehicular access from the lane. | Hearthstone Ventures Ltd
EP-2022-05827 | 2022-07-15 | 4430 ANGUS DRIVE, Vancouver, BC V6J 4J3 | Electrical Permit | Residential | Addition | Completed | Installation / Repair - Residential - Electrical for new home including distribution and lighting -Service is all new. We will be supply g and installing all lighting and distribution, all wiring for fixtures and fittings, mech equipment connections, smoke alarms, interconnections and finishing of all electrical installations. >BP: Building Permit for DP-2020-00277 To add, alter and relocate this existing character One-family dwelling (Building 1) sharing a built-in 2-car parking garage with the proposed infill building, having vehicular access from the lane. Approval includes the following supplementary documents and information: 1. Assurance of Retention of Existing Buildings letter, signed and sealed by John Henshaw Architect, dated October 26, 2020 2. Retention drawings, signed and sealed by John Henshaw Architect, dated March 26, 2021 3. Arborist Report and Letter of Assurance, prepared by Arbortech Consulting, updated September 28, 2020 4. A floor space exclusion of 2% has been applied to this application as per section 10.11.1 of the Zoning and Development By-law, to accommodate improved building performance. | Lakeview Power Systems Inc
EP-2022-07618 | 2022-09-09 | 4430 ANGUS DRIVE, Vancouver, BC V6J 4J3 | Electrical Permit | Residential | Renovation | Expired | Temporary Power - Residential - To provide temporary power. | Lakeview Power Systems Inc
PP-2022-00792 | 2022-03-09 | 4430 ANGUS DRIVE, Vancouver, BC V6J 4J3 | Plumbing Permit | Residential | Renovation | Completed | Residential - 1FD - supply and install all plumbing dwv, waterpiping and fixture installation Building Permit for DP-2020-00277 To add, alter and relocate this existing character One-family dwelling (Building 1) sharing a built-in 2-car parking garage with the proposed infill building, having vehicular access from the lane. | J&L Enterprises Ltd.
PP-2022-00364 | 2022-02-04 | 4430 ANGUS DRIVE, Vancouver, BC V6J 4J3 | Plumbing Permit | Residential | New | Completed | Residential - new sump w/pump ENGINEER LETTER FOR PUMP ON FILE | J & R Excavation & Demolition Ltd.
EP-2022-00121 | 2022-01-11 | 1723 ALBERNI STREET, Vancouver, BC V6G 3G9 | Electrical Permit | Commercial | NULL | Expired | Annual / Operating - Annual Operating Permit | Shawn P Greabeiel
EP-2022-03977 | 2022-06-07 | 1723 ALBERNI STREET, Vancouver, BC V6G 3G9 | Electrical Permit | Commercial | Tenant Improvement | Issued | Installation / Repair - Commercial - Supply and installation of new ATS and associated wiring. Supply and installation of new caged LED lights for elevator pit, replacement of 2 plugs to GFCI in pit, supply and install of 2 new 3way switches in pit. Supply and install of lobby station conduit and wiring. Supply and install of 2 new 200A disconnects, 2 new 30A disconnects, new GFCI plug for outdoor condenser unit, new power feed for AC unit, 4 new caged LED lights in the machine room, 2 new GFCI plugs in the machine room, new #6 ground, new power for existing exhaust fan. New fire alarm devices: 22 addressable smoke detectors, 5 new addressable relays. >BP: Interior alterations only to provide elevator modernization to the existing fire alarm system to incorporate emergency recall of two elevators to meet the requirements of CSA-B44 in this existing 23-storey high-rise multi-family building, over 2 levels of underground parking Main Recall level - 1st storey (Ground level), Alternate Recall level – 3rd Floor Schedule B (Architectural and Electrical), Sonia Mollaei, P.Eng. (778.833.0908) submitted for this project. Building Review Branch Notes: 1. This permit has been reviewed under the requirements of the VBBL #12511 (2019) 2. EP-2022-XXXX | Action Electric Ltd
EP-2022-08333 | 2022-12-23 | 1723 ALBERNI STREET, Vancouver, BC V6G 3G9 | Electrical Permit | Commercial | Renovation | Completed | Installation / Repair - Commercial - Electric Vehicle Charging Infrastructure - Wiring installation for electric vehicle supply equipment (EVSE). EV-EMS & installation of infrastructure of 110 level 2 EVSEs with 4:1 circuit sharing. For this permit, install EVSEs for stalls 14, 45, 75. | Berts Electric (2001) Ltd
EP-2023-02417 | 2023-03-22 | 1723 ALBERNI STREET, Vancouver, BC V6G 3G9 | Electrical Permit | Commercial | Renovation | Issued | Installation / Repair - Commercial - Maintenance replacement of fire alarm panel. Note: This permit has been issued based on Bulletin 2018-004-BU/EL. >BP: Interior alterations only to provide elevator modernization to the existing fire alarm system to incorporate emergency recall of two elevators to meet the requirements of CSA-B44 in this existing 23-storey high-rise multi-family building, over 2 levels of underground parking Main Recall level - 1st storey (Ground level), Alternate Recall level – 3rd Floor Schedule B (Architectural and Electrical), Sonia Mollaei, P.Eng. (778.833.0908) submitted for this project. Building Review Branch Notes: 1. This permit has been reviewed under the requirements of the VBBL #12511 (2019) 2. EP-2022-03977 | Fina Electrical Systems Ltd
EP-2023-04779 | 2023-05-30 | 1723 ALBERNI STREET, Vancouver, BC V6G 3G9 | Electrical Permit | Commercial | NULL | Issued | Annual / Operating - Maintenance of existing EV-EMS and EV infrastructure. | Stream Energy Systems Inc
EP-2022-08330 | 2022-12-22 | 1863 ALBERNI STREET, Vancouver, BC V6G 3H8 | Electrical Permit | Commercial | New | Issued | Installation / Repair - Commercial - Electric Vehicle Charging Infrastructure - Wiring installation for future electric vehicle supply equipment (EVSE); 74x EV ready stalls. Also work is based off an approved BC Hydro EV Ready Plan. Install 3 panelboards (3 EVSE outlets : 1 branch circuit powersharing) 1) EVA 250A - 10x 2P 40A branch circuits. 2) EVB 200A - 8x 2P 40A branch circuits. 3) EVC 200A - 7x 2P 40A branch circuits. Install communication cables. | Trudel, Daniel, DBA: Electrum Charging Solutions Inc.
EP-2022-10153 | 2022-12-01 | 1888 ALBERNI STREET, Vancouver, BC V6G 1B3 | Electrical Permit | Commercial | Addition | Issued | Installation / Repair - Commercial - Install of a ULC listed dialer for the monitoring of the fire panel only | Chubb Fire & Security Canada Corp
EP-2023-01293 | 2023-03-06 | 1888 ALBERNI STREET, Vancouver, BC V6G 1B3 | Electrical Permit | Commercial | Renovation | Completed | Installation / Repair - Commercial - Renovation: Electrical wiring to the unit. Kitchen plugs, lighting and appliances, bedrooms plugs and lighting, living room plugs and lighting install, heat pump unit wiring, panel change, various lighting through out hallways. >BP: Interior alterations to provide improvements to the full floor dwelling unit #1601 in the existing high-rise multiple dwelling building on this site. # of additional plumbing fixtures: 3 (2 sinks, 1 WC) work to include: Relocating Storage #1, relocating kitchen, altering shape of Winter garden, lighting and plumbing to match new layout. Energy Upgrade: E2 - Appliances - Upgrade to an Energuide/Energy Star appliance (fridge, dishwasher) | David Chifan
PP-2023-01923 | 2023-05-30 | 1920 ALBERNI STREET, Vancouver, BC V6G 1B5 | Plumbing Permit | Commercial | New | Completed | Commercial - install DCV on potable water system as required by the COV | Inline Sales & Service Ltd
EP-2022-03358 | 2022-04-26 | 1925 ALBERNI STREET, Vancouver, BC V6G 0A3 | Electrical Permit | Residential | Tenant Improvement | Completed | Installation / Repair - Residential - Install 2 new 32 amp, 240 volt, 1 phase networked EV Chargers from panel AB. Installed in visitor parking spaces 25/26. Fed from Panel AB, 200 amp 3 phase, 120/208 volt in the main electrical room. | Power Pros Electrical Ltd
GP-2022-01401 | 2022-05-10 | 2532 BALACLAVA STREET, Vancouver, BC V6K 4E1 | Gas Permit | Residential | New | Completed | Residential - Removed a gas fired hot water tank and installed a new Navien on demand unit. | Pacific Peak to Peak Plumbing & Heating Ltd
PP-2023-01650 | 2023-05-10 | 2537 BALACLAVA STREET, Vancouver, BC V6K 4C9 | Plumbing Permit | Residential | Renovation | Issued | Residential - Repalcement and relocation of fixtures. >BP: To alter the interior only of this existing Heritage C one-family dwelling to renovate the main floor (kitchen, living room, dining room, and 3-pc washroom). Scope of work: Remove and infill entry into kitchen from living, remove existing kitchen and dining coffered ceiling, remove wall between foyer and dining room, re&re existing main floor flooring, relocate switches and duct, new kitchen layout, attic insulation, powder room, lighting, electrical outlets, and wall layout for W/D closet. | Fred Van Hunenstijn
EP-2023-01575 | 2023-02-24 | 2537 BALACLAVA STREET, Vancouver, BC V6K 4C9 | Electrical Permit | Residential | Renovation | Completed | Installation / Repair - Residential - Kitchen and living room renovation located on the main floor. Relocation of kitchen circuits. New wafer style recessed lighting. Re and re receptacles and switches. >BP: To alter the interior only of this existing Heritage C one-family dwelling to renovate the main floor (kitchen, living room, dining room, and 3-pc washroom). Scope of work: Remove and infill entry into kitchen from living, remove existing kitchen and dining coffered ceiling, remove wall between foyer and dining room, re&re existing main floor flooring, relocate switches and duct, new kitchen layout, attic insulation, powder room, lighting, electrical outlets, and wall layout for W/D closet. ReUP (Required 2pts; proposed 2pts) To provide Minor air sealing (1pt) + Attic insulation (1pt) | NORTHERN LIGHTS ELECTRIC LTD
EP-2023-04104 | 2023-05-18 | 2537 BALACLAVA STREET, Vancouver, BC V6K 4C9 | Electrical Permit | Residential | Renovation | Completed | Installation / Repair - Residential - Structured wiring. Doorbell. Surveillance camera system. Security alarm system. >BP: To alter the interior only of this existing Heritage C one-family dwelling to renovate the main floor (kitchen, living room, dining room, and 3-pc washroom). Scope of work: Remove and infill entry into kitchen from living, remove existing kitchen and dining coffered ceiling, remove wall between foyer and dining room, re&re existing main floor flooring, relocate switches and duct, new kitchen layout, attic insulation, powder room, lighting, electrical outlets, and wall layout for W/D closet. ReUP (Required 2pts; proposed 2pts) To provide Minor air sealing (1pt) + Attic insulation (1pt) | Vancouver Audiospace Home Control Ltd
EP-2023-11202 | 2023-12-15 | 2537 BALACLAVA STREET, Vancouver, BC V6K 4C9 | Electrical Permit | Residential | New | Issued | Installation / Repair - Residential - Installation of security system To alter the interior only of this existing Heritage C one-family dwelling to renovate the main floor (kitchen, living room, dining room, and 3-pc washroom). Scope of work: Remove and infill entry into kitchen from living, remove existing kitchen and dining coffered ceiling, remove wall between foyer and dining room, re&re existing main floor flooring, relocate switches and duct, new kitchen layout, attic insulation, powder room, lighting, electrical outlets, and wall layout for W/D closet. | ADT Security Services Canada Inc
NULL | NULL | 2537 BALACLAVA STREET, Vancouver, BC V6K 4C9 | Gas Permit | Residential | New | Draft | Residential - Wolf 36" Gas Range Top | Han Appliances & Refrigeration Ltd
GP-2023-03223 | 2023-10-25 | 2550 BALACLAVA STREET, Vancouver, BC V6K 4E1 | Gas Permit | Residential | Renovation | Completed | Residential - Furnace replacement | House Smart Home Improvements Ltd
NULL | NULL | 2550 BALACLAVA STREET, Vancouver, BC V6K 4E1 | Gas Permit | Residential | Renovation | Withdrawn | Residential - Furnace Replacement | House Smart Home Improvements Ltd
NULL | NULL | 2550 BALACLAVA STREET, Vancouver, BC V6K 4E1 | Gas Permit | Residential | Renovation | Withdrawn | Residential - Furnace replacement | House Smart Home Improvements Ltd
EP-2023-07391 | 2023-08-15 | 2676 BALACLAVA STREET, Vancouver, BC V6K 4E2 | Electrical Permit | Residential | Tenant Improvement | Issued | Installation / Repair - Residential - *Panel change. *Install GFCI protection on ungrounded circuitry. | BPM Electric Ltd
NULL | NULL | 2676 BALACLAVA STREET, Vancouver, BC V6K 4E2 | Electrical Permit | Residential | Tenant Improvement | Draft | Installation / Repair - Residential - Panel change, BC Hydro red tag. | BPM Electric Ltd
EP-2022-01744 | 2022-03-03 | 3010 BALACLAVA STREET, Vancouver, BC V6K 4E7 | Electrical Permit | Residential | New | Expired | Temporary Power - Residential - To provide temporary power. | F & S Electrical Ltd
PP-2023-02333 | 2023-06-30 | 3010 BALACLAVA STREET, Vancouver, BC V6K 4E7 | Plumbing Permit | Residential | New | Issued | Residential - Installation of 3/4" backflow device for lawn sprinklers. | Greener Image Group Inc
MP-2023-00427 | 2023-03-20 | 3010 BALACLAVA STREET, Vancouver, BC V6K 4E7 | Mechanical Permit | NULL | NULL | Completed | NULL | Centigrade Mechanical Ltd
SP-2023-00460 | 2023-03-16 | 3010 BALACLAVA STREET, Vancouver, BC V6K 4E7 | Sprinkler Permit | Residential | New | Completed | Residential - Sprinkler system for new SFD >BP: To construct a 2.5 storey with cellar one-family dwelling with a detached accessory building (garage), at the rear providing 2 parking spaces, having vehicular access from the lane. The entire building to be sprinklered to NFPA 13D. 1. A/C unit proposed in rear yard 2. bar sink proposed on half storey 3. Schedule B Carlos Chiu P.Eng (604-737-9830) Structural 4. Schedule B P. K. L. Fong P.Eng (604-837-3205) Geotechnical 5. BC Housing Eyco Building Group | Allright Sprinklers Ltd
EP-2022-10104 | 2022-11-30 | 3010 BALACLAVA STREET, Vancouver, BC V6K 4E7 | Electrical Permit | Residential | New | Completed | Installation / Repair - Residential - lv wiring for alarm, data, tel, cable, speakers, automated lighting >BP: To construct a 2.5 storey with cellar one-family dwelling with a detached accessory building (garage), at the rear providing 2 parking spaces, having vehicular access from the lane. *This Building Permit will remain in a suspended status until the associated (green) Demolition Permit BP-2021-06355 is completed. The entire building to be sprinklered to NFPA 13D. 1. A/C unit proposed in rear yard 2. bar sink proposed on half storey 3. Schedule B Carlos Chiu P.Eng (604-737-9830) Structural 4. Schedule B P. K. L. Fong P.Eng (604-837-3205) Geotechnical 5. BC Housing Eyco Building Group Note: This is a 2 storey building pursuant to the Zoning and Development By-Law ******THIS PERMIT HAS BEEN ISSUED UNDER THE REQUIREMENTS OF VBBL 2019****** All rooms adjacent to East exposing building face shall be sprinklered. "Combustible projections or roof soffits on an exposing building face shall not project to less than .45m from the property line and shall be in compliance with VBBL 2019 9.10.15.5.(9)" | Premier Audio & Home Integration Inc
GP-2023-00110 | 2023-01-11 | 3010 BALACLAVA STREET, Vancouver, BC V6K 4E7 | Gas Permit | Residential | New | Completed | Residential - Installation of 1 gas fireplace - venting and hook up only >BP: To construct a 2.5 story with cellar one-family dwelling with a detached accessory building (garage), at the rear providing 2 parking spaces, having vehicular access from the lane. | Urban Fireplaces Ltd
NULL | NULL | 3010 BALACLAVA STREET, Vancouver, BC V6K 4E7 | Gas Permit | Residential | New | Draft | Residential - Installation of 1 gas fireplace -venting hook up only | Urban Fireplaces Ltd
GP-2022-03230 | 2022-10-20 | 3010 BALACLAVA STREET, Vancouver, BC V6K 4E7 | Gas Permit | Residential | New | Completed | Residential - Supply & Install gas piping to the following fixtures >BP: To construct a 2.5 storey with cellar one-family dwelling with a detached accessory building (garage), at the rear providing 2 parking spaces, having vehicular access from the lane. *This Building Permit will remain in a suspended status until the associated (green) Demolition Permit BP-2021-06355 is completed. The entire building to be sprinklered to NFPA 13D. 1. A/C unit proposed in rear yard 2. bar sink proposed on half storey 3. Schedule B Carlos Chiu P.Eng (604-737-9830) Structural 4. Schedule B P. K. L. Fong P.Eng (604-837-3205) Geotechnical 5. BC Housing Eyco Building Group Note: This is a 2 storey building pursuant to the Zoning and Development By-Law ******THIS PERMIT HAS BEEN ISSUED UNDER THE REQUIREMENTS OF VBBL 2019****** All rooms adjacent to East exposing building face shall be sprinklered. "Combustible projections or roof soffits on an exposing building face shall not project to less than .45m from the property line and shall be in compliance with VBBL 2019 9.10.15.5.(9)" May 26/2.03-AMEND Please add 30,000 btu fire bowl to permit Approx 50ft of underground piping May 30/2023-AMEND Please add 55ft of under ground gas piping 1 fire bowl - 30,000 BTU’s | McKellar Plumbing & Heating Ltd
PP-2022-03444 | 2022-10-03 | 3010 BALACLAVA STREET, Vancouver, BC V6K 4E7 | Plumbing Permit | Residential | New | Completed | Residential - Rough In drainage, venting & water piping to the following fixtures >BP: To construct a 2.5 storey with cellar one-family dwelling with a detached accessory building (garage), at the rear providing 2 parking spaces, having vehicular access from the lane. Fixtures adjusted OCT 25.22- delete 1 FD, add one inside pumped san sump- Bill S. The entire building to be sprinklered to NFPA 13D. 1. A/C unit proposed in rear yard 2. bar sink proposed on half storey | McKellar Plumbing & Heating Ltd
EP-2022-07522 | 2022-09-08 | 3010 BALACLAVA STREET, Vancouver, BC V6K 4E7 | Electrical Permit | Residential | New | Completed | Installation / Repair - Residential - Full new house wiring. A/C unit. 200A new service off of garage. >BP: To construct a 2.5 storey with cellar one-family dwelling with a detached accessory building (garage), at the rear providing 2 parking spaces, having vehicular access from the lane. *This Building Permit will remain in a suspended status until the associated (green) Demolition Permit BP-2021-06355 is completed. The entire building to be sprinklered to NFPA 13D. 1. A/C unit proposed in rear yard 2. bar sink proposed on half storey 3. Schedule B Carlos Chiu P.Eng (604-737-9830) Structural 4. Schedule B P. K. L. Fong P.Eng (604-837-3205) Geotechnical 5. BC Housing Eyco Building Group Note: This is a 2 storey building pursuant to the Zoning and Development By-Law ******THIS PERMIT HAS BEEN ISSUED UNDER THE REQUIREMENTS OF VBBL 2019****** All rooms adjacent to East exposing building face shall be sprinklered. "Combustible projections or roof soffits on an exposing building face shall not project to less than .45m from the property line and shall be in compliance with VBBL 2019 9.10.15.5.(9)" | F & S Electrical Ltd
PP-2022-02231 | 2022-06-23 | 3010 BALACLAVA STREET, Vancouver, BC V6K 4E7 | Plumbing Permit | Residential | New | Completed | Residential - 1 OUTSIDE SUMP NO PUMP | Octiscapes Site Services Ltd
NULL | NULL | 3010 BALACLAVA STREET, Vancouver, BC V6K 4E7 | Mechanical Permit | NULL | NULL | Draft | NULL | McKellar Plumbing & Heating Ltd
EP-2022-04636 | 2022-06-02 | 5965 ARLINGTON STREET, Vancouver, BC V5R 4N2 | Electrical Permit | Residential | New | Completed | Installation / Repair - Residential - Upgrade existing service to 200A duplex meter base 200A - Main consumer's service 125A - Laneway house service 150A - Main house service grounding/bonding Amend: Jan 6, 2023 Main House Service to be 200 A which was previously mentioned 150A | AMTEK Electric Ltd
PP-2022-01124 | 2022-04-04 | 6106 ARLINGTON STREET, Vancouver, BC V5S 3N5 | Plumbing Permit | Residential | Renovation - Dwelling Unit(s) only | Completed | Residential - add extra bathroom on upper floor, add cloth washer on main floor, add kitchen sink on basement. Alterations and change of use of this existing one-family dwelling to a one-family dwelling with secondary suite. | YGV Mechanical Inc
GP-2023-00540 | 2023-02-14 | 7562 ANGUS DRIVE, Vancouver, BC V6P 5K3 | Gas Permit | Residential | Renovation | Completed | Residential - Re&re furnace | Milani Plumbing Heating & Air Conditioning Ltd
GP-2022-02266 | 2022-08-02 | 7997 ANGUS DRIVE, Vancouver, BC V6P 5K8 | Gas Permit | Residential | Renovation - Dwelling Unit(s) only | Completed | Residential - Main floor | General Heating Ltd
GP-2022-03516 | 2022-11-10 | 8125 ANGUS DRIVE, Vancouver, BC V6P 5K9 | Gas Permit | Residential | Tenant Improvement | Completed | Residential - replace gas fireplace | Campbell Care Plumbing, Heating & Air Ltd.
SP-2022-01046 | 2022-06-27 | 8416 ANGUS DRIVE, Vancouver, BC V6P 5L3 | Sprinkler Permit | Residential | New | Issued | Residential - installation of a new fire sprinkler system >To construct a 2 storey + cellar one-family dwelling with an attached garage providing 2 car paking spaces and a detached accessory building (garage), at the rear providing 2 parking spaces and an open parking pad, providing a total of 5 parking spaces having vehicular access from the lane. >>>>Amend: Sept 15, 2022 -Upload revised drawings noting 3/4" pipe | CENTRE LINE FIRE SPRINKLERS LTD
EP-2022-05724 | 2022-07-07 | 8416 ANGUS DRIVE, Vancouver, BC V6P 5L3 | Electrical Permit | Residential | New | Issued | Installation / Repair - Residential - 1FD - Low voltage for alarm, tel., tv, data, cctv & intercom To construct a 2 storey + cellar one-family dwelling with an attached garage providing 2 car paking spaces and a detached accessory building (garage), at the rear providing 2 parking spaces and an open parking pad, providing a total of 5 parking spaces having vehicular access from the lane. Note: This is a 2 storey building pursuant to the Zoning and Development By-Law 1- Bar/Sink proposed in Lounge 2- A/C unit proposed at Upper Floor Plan and rear yard | Casbal Services Ltd
EP-2022-08304 | 2022-09-29 | 8416 ANGUS DRIVE, Vancouver, BC V6P 5L3 | Electrical Permit | Residential | New | Expired | Temporary Power - Residential - To provide temporary power. | Oscar Electric Ltd
PP-2023-01305 | 2023-04-28 | 8416 ANGUS DRIVE, Vancouver, BC V6P 5L3 | Plumbing Permit | Residential | New | Issued | Residential - plumbing finishing only TO CONTINUE WORK STARTED BY : PP-2021-00246 >BP: To construct a 2 storey + cellar one-family dwelling with an attached garage providing 2 car paking spaces and a detached accessory building (garage), at the rear providing 2 parking spaces and an open parking pad, providing a total of 5 parking spaces having vehicular access from the lane. Note: This is a 2 storey building pursuant to the Zoning and Development By-Law 1- Bar/Sink proposed in Lounge 2- A/C unit proposed at Upper Floor Plan and rear yard 3- Schedule B: Cesar Parayno P.Eng (604.241.9638) Structural 4- Schedule B: Cesar Parayno P.Eng (604.241.9638) Geotechnical 5- Covenant registered at the Land Title Office under CA7448499 | ARCO PLUMBING & HEATING LTD
GP-2022-01342 | 2022-05-11 | 8416 ANGUS DRIVE, Vancouver, BC V6P 5L3 | Gas Permit | Residential | New | Issued | Residential - gas rough in and finish >BP: To construct a 2 storey + cellar one-family dwelling with an attached garage providing 2 car paking spaces and a detached accessory building (garage), at the rear providing 2 parking spaces and an open parking pad, providing a total of 5 parking spaces having vehicular access from the lane. Note: This is a 2 storey building pursuant to the Zoning and Development By-Law 1- Bar/Sink proposed in Lounge 2- A/C unit proposed at Upper Floor Plan and rear yard 3- Schedule B: Cesar Parayno P.Eng (604.241.9638) Structural 4- Schedule B: Cesar Parayno P.Eng (604.241.9638) Geotechnical 5- Covenant registered at the Land Title Office under CA7448499 8416 Angus Dr - Principal Dwelling (2 storey with cellar) ******THIS PERMIT HAS BEEN ISSUED UNDER THE REQUIREMENTS OF VBBL 2014 AND THE GREEN HOMES PROGRAM****** | ARCO PLUMBING & HEATING LTD
MP-2023-01250 | 2023-07-07 | 8488 ANGUS DRIVE, Vancouver, BC V6P 5L3 | Mechanical Permit | NULL | NULL | Issued | NULL | Moore & Russell Heating Ltd
EP-2023-06114 | NULL | 8488 ANGUS DRIVE, Vancouver, BC V6P 5L3 | Electrical Permit | Residential | Tenant Improvement | Applicant Revisions | Installation / Repair - Residential - Electrical installation of heat pump *MP-2023-01250: Issued (Heating and Cooling) | Moore And Russell Heating And Air Conditioning Ltd
MP-2023-00857 | 2023-05-16 | 5080 ANN STREET, Vancouver, BC V5R 4J7 | Mechanical Permit | NULL | NULL | Completed | NULL | Westmount Heating Ltd
EP-2023-02685 | 2023-03-29 | 5080 ANN STREET, Vancouver, BC V5R 4J7 | Electrical Permit | Residential | Addition | Completed | Installation / Repair - Residential - Electrical service and panel upgrade from 100 amps to 200 amps Amend May 30, 2023 -"Added disconnect, and the installation on a heat pump" | JZ Electric Ltd
EP-2023-02655 | 2023-03-27 | 5111 ANN STREET, Vancouver, BC V5R 4J8 | Electrical Permit | Residential | New | Issued | Temporary Power - Residential - To provide temporary power. | Eagle West Electrical Ltd.
PP-2023-02300 | 2023-06-28 | 5111 ANN STREET, Vancouver, BC V5R 4J8 | Plumbing Permit | Residential | New | Issued | Residential - one sump without pump | Bhullar Excavating and Demolition
EP-2023-07354 | 2023-08-21 | 5111 ANN STREET, Vancouver, BC V5R 4J8 | Electrical Permit | Residential | New | Issued | Installation / Repair - Residential - New construction >Permit Amendment Sep 15, 2023 -Service Changed from 400amp to 200amp with duplex meterbase - Heating and AC unit feeds will have a mechanical interlock so that is one is in use the other will not come on. - No electric dryers will be installed. Client is installing gas dryers to bring down the load calculation *Document(s) uploaded to "Application Documents" tab for Electrical Inspector review. Documents are at pending status at time of permit amendment approval >BP: To construct a 2 storey two-family dwelling ($610,972.5) with a detached accessory building (2 car garage) providing 2 parking spaces, having vehicular access from the lane. 1. Entire building to be sprinklered 2x 13D 2. Heat Pump proposed – Exterior component located in rear yard, Interior component located in ½ storey closest 3. Schedule B: (Jason Hui) P.Eng (778.319.3403) Structural 4. Schedule B: (Jason Hui) P.Eng (778.319.3403) Geotechnical 5. HPO: Residential Builder- Rungur Sherhomes Group Ltd Note: This is a 2 storey building pursuant to the Zoning and Development By-Law ***This permit is issued under the VBBL 2019, with updated energy requirements as per bylaw # 12997 effective Jan 01, 2022.*** | Eagle West Electrical Ltd.
PP-2023-02827 | 2023-08-10 | 5111 ANN STREET, Vancouver, BC V5R 4J8 | Plumbing Permit | Residential | New | Issued | Residential - 2FD - FRONT - 5111 ANN ST - #1 BACK - 5111 ANN ST - #2 fixtures >DB: To construct a 2 storey two-family dwelling with a detached accessory building (2 car garage) providing 2 parking spaces, having vehicular access from the lane. 1. Entire building to be sprinklered 2x 13D 2. Heat Pump proposed – Exterior component located in rear yard, Interior component located in ½ storey closest ***This permit is issued under the VBBL 2019, with updated energy requirements as per bylaw # 12997 effective Jan 01, 2022.*** | East West Plumbing (2007) Ltd
MP-2023-01561 | 2023-08-23 | 5111 ANN STREET, Vancouver, BC V5R 4J8 | Mechanical Permit | NULL | NULL | Issued | NULL | East West Plumbing (2007) Ltd
EP-2023-08077 | 2023-09-12 | 5111 ANN STREET, Vancouver, BC V5R 4J8 | Electrical Permit | Residential | New | Issued | Installation / Repair - Residential - Low voltage wiring for security, cctv, and networking installation. >BP: To construct a 2 storey two-family dwelling ($610,972.5) with a detached accessory building (2 car garage) providing 2 parking spaces, having vehicular access from the lane. 1. Entire building to be sprinklered 2x 13D 2. Heat Pump proposed – Exterior component located in rear yard, Interior component located in ½ storey closest 3. Schedule B: (Jason Hui) P.Eng (778.319.3403) Structural 4. Schedule B: (Jason Hui) P.Eng (778.319.3403) Geotechnical 5. HPO: Residential Builder- Rungur Sherhomes Group Ltd Note: This is a 2 storey building pursuant to the Zoning and Development By-Law ***This permit is issued under the VBBL 2019, with updated energy requirements as per bylaw # 12997 effective Jan 01, 2022.*** | AMBIENT CONNECTIONS INC
GP-2023-02894 | 2023-10-05 | 5111 ANN STREET, Vancouver, BC V5R 4J8 | Gas Permit | Residential | New | Issued | Residential - 2 Ranges, 2 BBQ's & 2 Dryers >BP: To construct a 2 storey two-family dwelling ($610,972.5) with a detached accessory building (2 car garage) providing 2 parking spaces, having vehicular access from the lane. | East West Plumbing (2007) Ltd
SP-2023-01848 | 2023-10-23 | 5111 ANN STREET, Vancouver, BC V5R 4J8 | Sprinkler Permit | Residential | New | Issued | Residential - 2FD - FRONT - 5111 ANN ST - #1 BACK - 5111 ANN ST - #2 fixtures. >DB: To construct a 2 storey two-family dwelling with a detached accessory building (2 car garage) providing 2 parking spaces, having vehicular access from the lane. 1. Entire building to be sprinklered 2x 13D 2. Heat Pump proposed – Exterior component located in rear yard, Interior component located in ½ storey closest ***This permit is issued under the VBBL 2019, with updated energy requirements as per bylaw # 12997 effective Jan 01, 2022.*** | East West Plumbing (2007) Ltd
EP-2022-05406 | 2022-06-24 | 6921 ARGYLE STREET, Vancouver, BC V5P 3K7 | Electrical Permit | Residential | Addition | Completed | Installation / Repair - Residential - Install new ACWU underground from new meter on laneway to existing 100amp panel in house. | Elixir Electric Ltd
PP-2022-02147 | 2022-06-20 | 6921 ARGYLE STREET, Vancouver, BC V5P 3K7 | Plumbing Permit | Residential | New | Completed | Residential - 1 outside Sump without pump | ON TIME EXCAVATING & DEMOLITION LTD
EP-2023-00360 | 2023-01-18 | 7801 ARGYLE STREET, Vancouver, BC V5P 3L6 | Electrical Permit | Commercial | Addition | Issued | Installation / Repair - Commercial - Installation of 125 amp 3 phase oven in the kitchen. Re and re of power for kitchen panels, pull feeds back to newly install JB, repurpose for kitchen oven. Sub feed old panel from existing kitchen panel with 100 amp three phase breaker. Install 125amp fuse able disconnect and contactor for oven. Re and re of 400 amp broken QMQB switch to new 400 amp QMQB switch in electrical room. -Service: Reconnect and relocate. We are also replacing a disconnect which is faulty Amend: Mar 21st, 2023 Please separate the building permit from this electrical permit DB-2021-00165 this work is completely separate from the mechanical building upgrades | MJR Electric Ltd
EP-2023-00372 | 2023-01-17 | 7801 ARGYLE STREET, Vancouver, BC V5P 3L6 | Electrical Permit | Commercial | New | Completed | Installation / Repair - Commercial - Trenching on grass area to install new branch feeder conduit to an existing #37 junction box to repair the broken power feed of the existing outside signs and South pole lights. Install power from electrical panel inside of the building | Mott Electric General Partnership
EP-2023-11198 | 2024-01-19 | 7801 ARGYLE STREET, Vancouver, BC V5P 3L6 | Electrical Permit | Commercial | Addition | Issued | Installation / Repair - Commercial - • 5 million liability insurance and WCB coverage for MJR Electric and workers • All work complete to the new 2021 electrical code • Supply and install all fixtures as per excel sheet provided • Supply and install all new ballast by pass 120V lamps for fixtures as per excel document • Supply and install all new do dish fixtures as per excel document • Supply and install all new wall pack fixtures as per excel document • Supply and install all new A19 fixtures as per excel document • Supply and install all new pot light fixtures as per excel document • Remove and recycle all old ballasts and old bulbs • Rewire each fixture to the new ballast • Work with site management for access to each patient area and location • Supply and install dimmers as specified on drawings • All no change or no quote items are not included • All work to be complete during regular working hours • Installation of owner supplied outdoor GE fixtures (12) (lines 572, 556, 557, 558) • Supply and install custom brackets for GE exterior fixtures • Supply and install new Cobra head light type 3 with slip fitting for remaining East 12’ pole and 15’ pole shoebox replacement (lines 564, 567) • 2 week lift rental for exterior parking lot lighting • Supply and install LED retrofit stickers if provide by manufacturer • Commissioning and testing of chargers with tech support • All work budgeted for regular working hours except shutdowns • Permit with City of Vancouver, Ashrae to be completed by others • Fuel costs, material handling and cleanup | MJR Electric Ltd
EP-2022-02473 | 2022-04-04 | 7801 ARGYLE STREET, Vancouver, BC V5P 3L6 | Electrical Permit | Commercial | Tenant Improvement | Completed | Installation / Repair - Commercial - Supply & install 2x weatherproof running man Exit signs with EM heads 120V & conduit on exterior of building - 1x on brick wall opposite entry door and 1x above main exit gate. >BP: Exterior alterations to the existing landscaping, revisions to the parking area, erection of over height fence around the perimeter of the site, installation of exterior lighting, and minor interior electrical work inside the building related to the exterior lighting for this existing hospital building (Holy Family Hospital) on this site. Note: 1- Application review per VBBL 2019 2- Permit is issued during 2020 Pandemic crisis. Revision December 4, 2020 To place access control locking devise on the main entrance gate | Houle Electric Limited
EP-2022-01228 | 2022-02-22 | 7801 ARGYLE STREET, Vancouver, BC V5P 3L6 | Electrical Permit | Commercial | Tenant Improvement | Completed | Installation / Repair - Commercial - Install electrical connections for 2 - 165KW boilers. (Includes fuses, disconnects, and cabling). Install electrical connections for 2 - boiler circulating pumps. Install emergency boiler shutdown push button and wiring -bonding the new boiler equipment >BP: Exterior and interior alterations to replace domestic hot water system for this existing hospital building (Holy Family Hospital) on this site. Scope of work includes removal of the unauthorized mechanical enclosure and installation of screening fence for the mechanical unit (Dryer Cooler). OK for DB per Hamid Shayan OK for field review as per Jamie Zhang This is a sprinklered building. District Building Inspector to determine if a Sprinkler Permit is required at time of the field review inspection. Schedule A/Mechanical Schedule B submitted by Ben Mills, 778.233-7978 Architectural Schedule B submitted by Douglas P. Cheng, Architect - 778.233-9001 Energy Upgrade Selected: E2- SWH - Upgrade SWH heating temperature controls per 7.4.4.1 of ASHRAE 90.1-2016 | Steele Electric (2001) Ltd
EP-2024-00237 | 2024-01-09 | 6009 ATHLONE STREET, Vancouver, BC V6M 3A3 | Electrical Permit | Residential | New | Issued | Installation / Repair - Residential - Installation of security system | ADT Security Services Canada Inc
GP-2024-00105 | 2024-01-11 | 617 ATLANTIC STREET, Vancouver, BC V6A 2J9 | Gas Permit | Residential | Tenant Improvement | Completed | Residential - Replacing Gas Hot Water Tank with Tankless Gas Water Heater | 0994152 BC Ltd
GP-2022-02577 | 2022-08-30 | 1270 ARBUTUS STREET, Vancouver, BC V6J 3W6 | Gas Permit | Residential | Tenant Improvement | Cancelled | Residential - Furnace replacement | Custom Air Conditioning Ltd
PP-2023-00938 | 2023-04-26 | 1280 ARBUTUS STREET, Vancouver, BC V6J 3W6 | Plumbing Permit | Residential | New | Issued | Residential - 1FD - Two Sump No Pump | Canadian Excavating Ltd
EP-2023-01968 | 2023-03-08 | 1305 ARBUTUS STREET, Vancouver, BC | Electrical Permit | Commercial | Renovation | Completed | Installation / Repair - Commercial - Providing power for retractable roof. >BP: Exterior alterations to replace the retractable dome style roof over the southwest corner and replacement of existing retractable canopy on the second floor of this existing Restaurant-Class 1 use at this existing commercial building in Kitsilano Park. OK for field review as per Andrew Wroblewski OK for DB per Benjamin Dufix Schedule B Structural submitted per B.J. Gernon, 778-571-1299 | Bright West Electric Ltd
EP-2022-05880 | NULL | 1305 ARBUTUS STREET, Vancouver, BC | Electrical Permit | Commercial | New | Application Incomplete | Special Event - | Riviers Electric Services Inc
EP-2023-07766 | 2023-09-06 | 1310 ARBUTUS STREET, Vancouver, BC V6J 3W8 | Electrical Permit | Residential | Renovation | Completed | Installation / Repair - Residential - Electrical supply for Dsplit *MP-2023-01572: Issued (Heating and Cooling) | Milani Electric Limited
MP-2023-01572 | 2023-08-28 | 1310 ARBUTUS STREET, Vancouver, BC V6J 3W8 | Mechanical Permit | NULL | NULL | Completed | NULL | Milani Plumbing Heating & Air Conditioning Ltd
NULL | NULL | 5705 ALMA STREET, Vancouver, BC V6N 1Y3 | Plumbing Permit | Residential | Renovation | Draft | Residential - plumbing finishing the original contractor did the rough in for this job. theythen had a falling out with the home owner they closed there plumbing permit another company came in to do the finishing but never pulled a new permit. im just trying to get an inspection for the finishing. | Kraken Plumbing and Heating Ltd
GP-2023-02883 | 2023-09-29 | 5806 ALMA STREET, Vancouver, BC V6N 1Y4 | Gas Permit | Residential | Renovation | Issued | Residential - Wolf 30" Gas Range | Han Appliances & Refrigeration Ltd
MP-2023-00277 | 2023-03-14 | 5807 ALMA STREET, Vancouver, BC V6N 1Y3 | Mechanical Permit | NULL | NULL | Completed | NULL | Moore And Russell Heating And Air Conditioning Ltd
EP-2023-01739 | 2023-03-06 | 5807 ALMA STREET, Vancouver, BC V6N 1Y3 | Electrical Permit | Residential | Tenant Improvement | Completed | Installation / Repair - Residential - Electrical installation of heat pump | Moore And Russell Heating And Air Conditioning Ltd
GP-2023-00402 | 2023-02-03 | 5807 ALMA STREET, Vancouver, BC V6N 1Y3 | Gas Permit | Residential | Tenant Improvement | Completed | Residential - Re and Re the furnace | Moore & Russell Heating Ltd
EP-2022-08592 | 2022-10-11 | 5807 ALMA STREET, Vancouver, BC V6N 1Y3 | Electrical Permit | Residential | New | Completed | Installation / Repair - Residential - Remove range wiring, hood fan wiring and associated circuit breaker in unauthorized suite. Removal only CF-2019-016027 | Oscar Electric Ltd
PP-2022-03649 | 2022-10-13 | 5818 ALMA STREET, Vancouver, BC V6N 1Y4 | Plumbing Permit | Residential | New | Completed | Residential - Plumbing and Radiant infloor heating >To construct a two-storey two-family dwelling with two secondary suites located in the basement, with a detached accessory building (garage) and open parking spaces at the rear providing 4 parking spaces, having vehicular access from the lane. This Building Permit will remain in a suspended status until the associated (green) Demolition Permit BP-2021-04122 is completed. This is a 2 storey building pursuant to the Zoning and Development By-Law 1. Covenant registered at the Land Title Office under CA8128164 2. No strata titling permitted 3. A/C units proposed in rear yard. 4. Bar sinks proposed in main floor. 5. Schedule B: Yatendra Kumar Sharma (778.863.7076) Structural 6. Schedule B: Zhao Guan, P.Eng (778.868.5635) Geotechnical 7. HPO: 7 Oak West Homes Ltd Combustible projections or roof soffits on an exposing building face shall not project to less than .45m from the property line and shall be in compliance with VBBL 2019 9.10.15.5.(9) The entire building, to be sprinklered to 2 x NFPA 13D. ******THIS PERMIT HAS BEEN ISSUED UNDER THE REQUIREMENTS OF VBBL #12511 (2019)****** | COPPER MECHANICAL CONTRACTING LIMITED
NULL | NULL | 5818 ALMA STREET, Vancouver, BC V6N 1Y4 | Mechanical Permit | NULL | NULL | Draft | NULL | NULL
MP-2022-00470 | 2022-10-24 | 5818 ALMA STREET, Vancouver, BC V6N 1Y4 | Mechanical Permit | NULL | NULL | Completed | NULL | COPPER MECHANICAL CONTRACTING LIMITED
SP-2022-02010 | 2022-12-02 | 5818 ALMA STREET, Vancouver, BC V6N 1Y4 | Sprinkler Permit | Residential | New | Completed | Residential - installation of a new fire sprinkler system To construct a two-storey two-family dwelling with two secondary suites located in the basement, with a detached accessory building (garage) and open parking spaces at the rear providing 4 parking spaces, having vehicular access from the lane. This is a 2 storey building pursuant to the Zoning and Development By-Law 1. Covenant registered at the Land Title Office under CA8128164 2. No strata titling permitted 3. A/C units proposed in rear yard. 4. Bar sinks proposed in main floor. 5. Schedule B: Yatendra Kumar Sharma (778.863.7076) Structural 6. Schedule B: Zhao Guan, P.Eng (778.868.5635) Geotechnical 7. HPO: 7 Oak West Homes Ltd Amend: Feb 23, 2023 Revised drawings and Calcs to add 2 water curtain sprinklers on Main floor | CENTRE LINE FIRE SPRINKLERS LTD
GP-2022-03928 | 2022-12-09 | 5818 ALMA STREET, Vancouver, BC V6N 1Y4 | Gas Permit | Residential | New | Completed | Residential - installation for 2x range+2x bbq+2x boiler >BP: To construct a two-storey two-family dwelling with two secondary suites located in the basement, with a detached accessory building (garage) and open parking spaces at the rear providing 4 parking spaces, having vehicular access from the lane. >>>>>Amend: Feb. 15th -Each side (1 )dryer is near 15,000 btus (new) | MSN Gas & Heating Ltd
EP-2023-01175 | 2023-03-01 | 5818 ALMA STREET, Vancouver, BC V6N 1Y4 | Electrical Permit | Residential | New | Completed | Installation / Repair - Residential - New duplex wiring Load Share: 3840EV with 3840EV on both sides of duplex >BP: To construct a two-storey two-family dwelling with two secondary suites located in the basement, with a detached accessory building (garage) and open parking spaces at the rear providing 4 parking spaces, having vehicular access from the lane. This Building Permit will remain in a suspended status until the associated (green) Demolition Permit BP-2021-04122 is completed. This is a 2 storey building pursuant to the Zoning and Development By-Law 1. Covenant registered at the Land Title Office under CA8128164 2. No strata titling permitted 3. A/C units proposed in rear yard. 4. Bar sinks proposed in main floor. 5. Schedule B: Yatendra Kumar Sharma (778.863.7076) Structural 6. Schedule B: Zhao Guan, P.Eng (778.868.5635) Geotechnical 7. HPO: 7 Oak West Homes Ltd Combustible projections or roof soffits on an exposing building face shall not project to less than .45m from the property line and shall be in compliance with VBBL 2019 9.10.15.5.(9) The entire building, to be sprinklered to 2 x NFPA 13D. ******THIS PERMIT HAS BEEN ISSUED UNDER THE REQUIREMENTS OF VBBL #12511 (2019)****** | L.H. ELECTRIC LTD
EP-2023-01153 | 2023-02-10 | 5818 ALMA STREET, Vancouver, BC V6N 1Y4 | Electrical Permit | Residential | New | Completed | Installation / Repair - Residential - ALARM,CCTV,INTERCOM,DATA,PHONE , DOORBELL >BP: To construct a two-storey two-family dwelling with two secondary suites located in the basement, with a detached accessory building (garage) and open parking spaces at the rear providing 4 parking spaces, having vehicular access from the lane. This Building Permit will remain in a suspended status until the associated (green) Demolition Permit BP-2021-04122 is completed. This is a 2 storey building pursuant to the Zoning and Development By-Law 1. Covenant registered at the Land Title Office under CA8128164 2. No strata titling permitted 3. A/C units proposed in rear yard. 4. Bar sinks proposed in main floor. 5. Schedule B: Yatendra Kumar Sharma (778.863.7076) Structural 6. Schedule B: Zhao Guan, P.Eng (778.868.5635) Geotechnical 7. HPO: 7 Oak West Homes Ltd Combustible projections or roof soffits on an exposing building face shall not project to less than .45m from the property line and shall be in compliance with VBBL 2019 9.10.15.5.(9) The entire building, to be sprinklered to 2 x NFPA 13D. ******THIS PERMIT HAS BEEN ISSUED UNDER THE REQUIREMENTS OF VBBL #12511 (2019)****** | Supertech Systems Ltd
EP-2023-01788 | 2023-03-02 | 5818 ALMA STREET, Vancouver, BC V6N 1Y4 | Electrical Permit | Residential | New | Issued | Temporary Power - Residential - To provide temporary power. | L.H. ELECTRIC LTD
PP-2023-03287 | 2023-09-15 | 5818 ALMA STREET, Vancouver, BC V6N 1Y4 | Plumbing Permit | Residential | New | Completed | Residential - Install a new backflow prevention device for irrigation | M&M Industries Ltd
EP-2022-00518 | 2022-01-24 | 5818 ALMA STREET, Vancouver, BC V6N 1Y4 | Electrical Permit | Residential | New | Expired | Temporary Power - Residential - To provide temporary power. | Dragon Electric Ltd
PP-2022-01854 | 2022-06-02 | 5818 ALMA STREET, Vancouver, BC V6N 1Y4 | Plumbing Permit | Residential | New | Completed | Residential - sump >BP: To construct a two-storey two-family dwelling with two secondary suites located in the basement, with a detached accessory building (garage) and open parking spaces at the rear providing 4 parking spaces, having vehicular access from the lane. This Building Permit will remain in a suspended status until the associated (green) Demolition Permit BP-2021-04122 is completed. This is a 2 storey building pursuant to the Zoning and Development By-Law 1. Covenant registered at the Land Title Office under CA8128164 2. No strata titling permitted 3. A/C units proposed in rear yard. 4. Bar sinks proposed in main floor. 5. Schedule B: Yatendra Kumar Sharma (778.863.7076) Structural 6. Schedule B: Zhao Guan, P.Eng (778.868.5635) Geotechnical 7. HPO: 7 Oak West Homes Ltd NORTH UNIT #1-5818 Alma St - One Family Dwelling (1st & 2nd floor, west portion of basement) #2-5818 Alma St - Secondary Suite (east portion of basement) SOUTH UNIT #1-5820 W 32nd Av - One Family Dwelling (1st & 2nd floor, west portion of basement) #2-5820 W 32nd Av - Secondary Suite (east portion of basement) Address and suite numbers assigned as per approved plans for Fire and Emergency response. The address numbers are to be posted on the building to be visible from the street and the suite numbers are to be posted at the suite entries in accordance with the Building By-law prior to final inspection. Combustible projections or roof soffits on an exposing building face shall not project to less than .45m from the property line and shall be in compliance with VBBL 2019 9.10.15.5.(9) The entire building, to be sprinklered to 2 x NFPA 13D. ******THIS PERMIT HAS BEEN ISSUED UNDER THE REQUIREMENTS OF VBBL #12511 (2019)****** | Khela Excavating Ltd.
GP-2023-03046 | 2023-10-13 | 8226 ARGYLE STREET, Vancouver, BC V5P 3M2 | Gas Permit | Residential | Renovation | Completed | Residential - Furnace and Water Heater re and re | Sunrise Heating and Cooling Ltd
GP-2022-00388 | 2022-02-08 | 2239 BALACLAVA STREET, Vancouver, BC V6K 4C6 | Gas Permit | Residential | Addition | Completed | Residential - Gas insert fireplace installation | Vaglio Fireplace LTD
PP-2023-03872 | 2023-11-02 | 4732 ARGYLE STREET, Vancouver, BC V5N 3X8 | Plumbing Permit | Residential | New | Issued | Residential - 1FD+SS - #1 & #2 - sump placing | Metro Contracting Ltd
PP-2023-04346 | 2023-12-18 | 4732 ARGYLE STREET, Vancouver, BC V5N 3X8 | Plumbing Permit | Residential | New | Issued | Residential - Plumbing Works >BP: To construct a 2 storey one-family dwelling with a secondary suite located in the Basement with a detached accessory building (existing laneway house), at the rear providing 1 surface parking space, having vehicular access from the lane. 1. Covenant registered at the Land Title Office under CB691854 2. No Strata Titling permitted 3. Entire building to be sprinklered 13D 4. As shown by an asterisk (*) on the building permit floor plans and/or elevations, exit protection is required to be provided in accordance with Articles 9.9.4.4., 9.9.4.6., and/or 9.37.2.8. of the 2019 VBBL. 5. External mechanical unit – Exterior component located in rear yard, Interior component located in upper floor 6. Bar sink located in the basement 7. Schedule B: (Yatendra Kumar Sharma) P.Eng (778-863-7076) Structural 8. Schedule B: (Yatendra Kumar Sharma) P.Eng (778-863-7076) Geotechnical 9. HPO: Residential Builder- Minhas Holdings Inc. | RAHELU PLUMBING & HEATING LTD.
SP-2023-02280 | 2023-12-19 | 4732 ARGYLE STREET, Vancouver, BC V5N 3X8 | Sprinkler Permit | Residential | New | Issued | Residential - Install Sprinkler Heads >BP: To construct a 2 storey one-family dwelling with a secondary suite located in the Basement with a detached accessory building (existing laneway house), at the rear providing 1 surface parking space, having vehicular access from the lane. 1. Covenant registered at the Land Title Office under CB691854 2. No Strata Titling permitted 3. Entire building to be sprinklered 13D 4. As shown by an asterisk (*) on the building permit floor plans and/or elevations, exit protection is required to be provided in accordance with Articles 9.9.4.4., 9.9.4.6., and/or 9.37.2.8. of the 2019 VBBL. 5. External mechanical unit – Exterior component located in rear yard, Interior component located in upper floor 6. Bar sink located in the basement 7. Schedule B: (Yatendra Kumar Sharma) P.Eng (778-863-7076) Structural 8. Schedule B: (Yatendra Kumar Sharma) P.Eng (778-863-7076) Geotechnical 9. HPO: Residential Builder- Minhas Holdings Inc. | RAHELU PLUMBING & HEATING LTD.
MP-2023-02268 | 2023-12-20 | 4732 ARGYLE STREET, Vancouver, BC V5N 3X8 | Mechanical Permit | NULL | NULL | Issued | NULL | RAHELU PLUMBING & HEATING LTD.
MP-2023-00565 | 2023-04-03 | 4740 ARGYLE STREET, Vancouver, BC V5N 3X8 | Mechanical Permit | NULL | NULL | Completed | NULL | ACME PLUMBING HEATING & GAS LTD.
GP-2023-01386 | NULL | 4740 ARGYLE STREET, Vancouver, BC V5N 3X8 | Gas Permit | Residential | New | Cancelled | Residential - Install two gas fireplaces >BP: To construct a two and a half storey two-family dwelling with a detached accessory building (garage) at the rear providing 2 parking spaces, having vehicular access from the lane. | JOT MECHANICAL LTD
SP-2023-00700 | 2023-04-20 | 4740 ARGYLE STREET, Vancouver, BC V5N 3X8 | Sprinkler Permit | Residential | New | Completed | Residential - 2FD - FRONT - 4740 ARGYLE ST BACK - 4742 ARGYLE ST to install a new Sprinkler system in the Duplex The entire building, INCLUDING THE ATTACHED GARAGE (if applicable), to be sprinklered to 2 x NFPA 13D. >DB: To construct a two and a half storey two-family dwelling ($751,000) with a detached accessory building (garage) at the rear providing 2 parking spaces, having vehicular access from the lane. Note: This Building Permit will remain in a suspended status until the associated (green) Demolition Permit BP-2021-05268 is completed. 1. A/C units proposed in rear yard & half storey | ACME PLUMBING HEATING & GAS LTD.
GP-2023-01541 | 2023-05-12 | 4740 ARGYLE STREET, Vancouver, BC V5N 3X8 | Gas Permit | Residential | New | Completed | Residential - Install 2 gas fireplaces >BP: To construct a two and a half storey two-family dwelling with a detached accessory building (garage) at the rear providing 2 parking spaces, having vehicular access from the lane. | JOT MECHANICAL LTD
GP-2023-01506 | 2023-05-10 | 4740 ARGYLE STREET, Vancouver, BC V5N 3X8 | Gas Permit | Residential | New | Completed | Residential - 2 Boilers,2 Ranges,1 BBQ & 2 Fireplac rough-in piping for 2 fireplace & BBQ >BP: To construct a two and a half storey two-family dwelling **Amend - October 16, 2023 - Change BBQ from Finish to Rough In | ACME PLUMBING HEATING & GAS LTD.
EP-2023-03844 | 2023-05-03 | 4740 ARGYLE STREET, Vancouver, BC V5N 3X8 | Electrical Permit | Residential | New | Completed | Installation / Repair - Residential - New duplex house with 200amp service >Permit Amendment Oct 25, 2023 -"Ammended Load Calculation' *Document(s) uploaded to "Application Documents" tab for Electrical Inspector review. Documents are at pending status at time of permit amendment approval >BP: To construct a two and a half storey two-family dwelling ($751,000) with a detached accessory building (garage) at the rear providing 2 parking spaces, having vehicular access from the lane. Note: This Building Permit will remain in a suspended status until the associated (green) Demolition Permit BP-2021-05268 is completed. 1. A/C units proposed in rear yard & half storey 2. Schedule B: Beerinder Sidhu (604.339.0034) Structural & Geotechnical 3. HPO: Residential Builder - Westfield Homes Ltd ******THIS PERMIT HAS BEEN ISSUED UNDER THE REQUIREMENTS OF VBBL #12511 (2019)****** | ABC1 ELECTRICAL SERVICES LTD.
EP-2023-04551 | 2023-05-24 | 4740 ARGYLE STREET, Vancouver, BC V5N 3X8 | Electrical Permit | Residential | New | Completed | Installation / Repair - Residential - Extra Low Voltage Rough-in and Finishing for TV, Tel, Data, Vacuum System, CCTV and Security Alarm System. >BP: To construct a two and a half storey two-family dwelling ($751,000) with a detached accessory building (garage) at the rear providing 2 parking spaces, having vehicular access from the lane. 1. A/C units proposed in rear yard & half storey 2. Schedule B: Beerinder Sidhu (604.339.0034) Structural & Geotechnical 3. HPO: Residential Builder - Westfield Homes Ltd ******THIS PERMIT HAS BEEN ISSUED UNDER THE REQUIREMENTS OF VBBL #12511 (2019)****** | Secure Worx AV & Automation Inc
EP-2023-05287 | 2023-06-13 | 4740 ARGYLE STREET, Vancouver, BC V5N 3X8 | Electrical Permit | Residential | New | Expired | Temporary Power - Residential - To provide temporary power. Renewal of EP-2022-04591 Valid: Jun 1, 2023 to May 31, 2024 | ABC1 ELECTRICAL SERVICES LTD.
PP-2022-04371 | 2022-12-08 | 4740 ARGYLE STREET, Vancouver, BC V5N 3X8 | Plumbing Permit | Residential | New | Completed | Residential - to install new plumbing Fixtures >BP: To construct a two and a half storey two-family dwelling with a detached accessory building (garage) at the rear providing 2 parking spaces, having vehicular access from the lane. 1. A/C units proposed in rear yard & half storey 2. Schedule B: Beerinder Sidhu (604.339.0034) Structural & Geotechnical 3. HPO: Residential Builder - Westfield Homes Ltd | ACME PLUMBING HEATING & GAS LTD.
PP-2022-03457 | 2022-09-28 | 4740 ARGYLE STREET, Vancouver, BC V5N 3X8 | Plumbing Permit | Residential | New | Completed | Residential - sumps | Canadian Excavating Ltd
EP-2022-04591 | 2022-06-01 | 4740 ARGYLE STREET, Vancouver, BC V5N 3X8 | Electrical Permit | Residential | New | Expired | Temporary Power - Residential - To provide temporary power. NOTE: Work authorized by this permit is for placement of a temporary power pole only and does not authorize any site construction and/or excavation. A separate Building Permit will be required prior to commencement of any other work on this site. | ABC1 ELECTRICAL SERVICES LTD.
EP-2023-00136 | 2023-01-10 | 4748 ARGYLE STREET, Vancouver, BC V5N 3X8 | Electrical Permit | Residential | New | Completed | Installation / Repair - Residential - new service installation | Mac's Electric Ltd
EP-2023-11168 | 2023-12-13 | 4748 ARGYLE STREET, Vancouver, BC V5N 3X8 | Electrical Permit | Residential | New | Issued | Temporary Power - Residential - To provide temporary power. | CRONA MANAGEMENT INC.
GP-2022-00538 | 2022-02-18 | 4819 ARGYLE STREET, Vancouver, BC V5N 3Y1 | Gas Permit | Residential | New | Completed | Residential - Replace a high efficiency 90PLUS CONSTANT TORQUE UPFLOW GAS FURNACE | Advantech Mechanical Ltd
GP-2023-00331 | 2023-01-31 | 3485 ARCHIMEDES STREET, Vancouver, BC V5R 4W4 | Gas Permit | Residential | Renovation | Completed | Residential - Viessmann high efficiency boiler Re and Re | Airlink Heating and Plumbing Ltd
EP-2022-06995 | NULL | 4611 ARGYLE STREET, Vancouver, BC V5N 3X7 | Electrical Permit | Residential | Tenant Improvement | Withdrawn | Installation / Repair - Residential - Service upgrade to 200 amps. Electrical installation for heat pump after the service upgrade. BP not required. Mechanical permit to be obtained. | Moore And Russell Heating And Air Conditioning Ltd
EP-2024-00355 | 2024-01-24 | 4708 ARGYLE STREET, Vancouver, BC V5N 3X8 | Electrical Permit | Residential | Renovation | Completed | Installation / Repair - Residential - remove the range receptacle and breaker in the basement area . -re: CF-2023-010828 | Canpole Electric Ltd
EP-2022-10502 | 2022-12-13 | 6188 BALACLAVA STREET, Vancouver, BC V6N 1L6 | Electrical Permit | Residential | Addition | Completed | Installation / Repair - Residential - garden lighting install, path lights, step lights and in-ground light. >BP: To construct a 2 storey one-family dwelling with an attached garage ($2,530,250) providing 3 parking spaces, having vehicular access from the street and an interior pool. Envelope and Environmental Separation designed according to Part 5 | AOK Electric Ltd
GP-2022-00838 | 2022-03-21 | 6288 BALACLAVA STREET, Vancouver, BC V6N 1L6 | Gas Permit | Residential | New | Completed | Residential - (1) One 5-ton rooftop unit installation | Airstream Heating & Air Conditioning Inc
GP-2022-02199 | 2022-07-27 | 6456 BALACLAVA STREET, Vancouver, BC V6N 1L8 | Gas Permit | Residential | Renovation | Completed | Residential - Re&Re Boiler + indirect tank BTU 115.000 | Milani Plumbing Heating & Air Conditioning Ltd
GP-2023-03816 | 2023-12-01 | 7026 BALACLAVA STREET, Vancouver, BC V6N 1M5 | Gas Permit | Residential | Renovation | Issued | Residential - re re boiler, tankless and furnace | Thomson Industries Ltd
SP-2022-01194 | 2022-07-27 | 7084 BALACLAVA STREET, Vancouver, BC V6N 1M5 | Sprinkler Permit | Residential | Addition | Completed | Residential - Installation of new fire sprinkler system >To alter the interior and exterior of this existing one-family dwelling building. Scope of work includes: renovation of the main and upper floors (furr out of exterior walls to accommodate new insulation, relocation of the kitchen, removal of a powder room on the main floor, addition of 2 new 3-pc washrooms and a laundry room on the upper floor, removal of one fire place and chimney, and installation of new windows and doors on the rear (east) elevation. Entire building to be sprinklered to NFPA 13D requirements. Storm Water Management Plan and Covenant is required as a part of this renovation permit as per the Engineering Reviews. OK for DB as per Aemelia P. | Fire Busters Inc
EP-2022-06472 | 2022-08-04 | 7084 BALACLAVA STREET, Vancouver, BC V6N 1M5 | Electrical Permit | Residential | Renovation | Completed | Installation / Repair - Residential - RENOVATE HOUSE -NEW SERVICE TO 200A , COMPLETE RENO TO HOUSE NEW OUTLETS , FIXTURES , RANGE ,DRYER , OUTLETS . DOOR BELL , NEW WIRING UP TO CODE STANDARDS , OUTLET FOR ELECTRIC CAR , TEAR OUT OLD >BP: To alter the interior and exterior of this existing one-family dwelling building. Scope of work includes: renovation of the main and upper floors (furr out of exterior walls to accommodate new insulation, relocation of the kitchen, removal of a powder room on the main floor, addition of 2 new 3-pc washrooms and a laundry room on the upper floor, removal of one fire place and chimney, and installation of new windows and doors on the rear (east) elevation. Entire building to be sprinklered to NFPA 13D requirements. Storm Water Management Plan and Covenant is required as a part of this renovation permit as per the Engineering Reviews. OK for DB as per Aemelia P. | Rebco Electrical Contractors Ltd
PP-2022-02652 | 2022-07-29 | 7084 BALACLAVA STREET, Vancouver, BC V6N 1M5 | Plumbing Permit | Residential | Renovation | Completed | Residential - plumbing To alter the interior and exterior of this existing one-family dwelling building. Scope of work includes: renovation of the main and upper floors (furr out of exterior walls to accommodate new insulation, relocation of the kitchen, removal of a powder room on the main floor, addition of 2 new 3-pc washrooms and a laundry room on the upper floor, removal of one fire place and chimney, and installation of new windows and doors on the rear (east) elevation. | SKY HIGH PLUMBING & HEATING LTD
MP-2022-00093 | 2022-08-11 | 7084 BALACLAVA STREET, Vancouver, BC V6N 1M5 | Mechanical Permit | NULL | NULL | Completed | NULL | SKY HIGH PLUMBING & HEATING LTD
PP-2022-02091 | 2022-06-15 | 7084 BALACLAVA STREET, Vancouver, BC V6N 1M5 | Plumbing Permit | Residential | Renovation | Completed | Residential - draintile, rainwater leaders, one outside gravity sump, waterline, sani/sewer | J & R Excavation & Demolition Ltd.
GP-2022-02508 | 2022-08-24 | 7084 BALACLAVA STREET, Vancouver, BC V6N 1M5 | Gas Permit | Residential | Addition | Completed | Residential - Gas fireplace installation >To alter the interior and exterior of this existing one-family dwelling building. Scope of work includes: renovation of the main and upper floors (furr out of exterior walls to accommodate new insulation, relocation of the kitchen, removal of a powder room on the main floor, addition of 2 new 3-pc washrooms and a laundry room on the upper floor, removal of one fire place and chimney, and installation of new windows and doors on the rear (east) elevation. Entire building to be sprinklered to NFPA 13D requirements. Storm Water Management Plan and Covenant is required as a part of this renovation permit as per the Engineering Reviews. OK for DB as per Aemelia P. | Vaglio Fireplace LTD
PP-2022-03677 | 2022-10-14 | 7084 BALACLAVA STREET, Vancouver, BC V6N 1M5 | Plumbing Permit | Residential | Renovation | Completed | Residential - 3x outside gravity sumps Amend: Oct 27, 2022 delete 1x outside gravity sump add 1x outside sanitary sump | J & R Excavation & Demolition Ltd.
GP-2022-03069 | 2022-10-11 | 7084 BALACLAVA STREET, Vancouver, BC V6N 1M5 | Gas Permit | Residential | Addition | Completed | Residential - gas pipe >To alter the interior and exterior of this existing one-family dwelling building. Scope of work includes: renovation of the main and upper floors (furr out of exterior walls to accommodate new insulation, relocation of the kitchen, removal of a powder room on the main floor, addition of 2 new 3-pc washrooms and a laundry room on the upper floor, removal of one fire place and chimney, and installation of new windows and doors on the rear (east) elevation. Entire building to be sprinklered to NFPA 13D requirements. Storm Water Management Plan and Covenant is required as a part of this renovation permit as per the Engineering Reviews. OK for DB as per Aemelia P. | PRIDE GAS & HEATING LTD.
EP-2022-08521 | 2022-10-07 | 7084 BALACLAVA STREET, Vancouver, BC V6N 1M5 | Electrical Permit | Residential | Addition | Completed | Installation / Repair - Residential - Low voltage security alarm, tel/data/cable, CCTV, intercom, Audio. >BP: To alter the interior and exterior of this existing one-family dwelling building. Scope of work includes: renovation of the main and upper floors (furr out of exterior walls to accommodate new insulation, relocation of the kitchen, removal of a powder room on the main floor, addition of 2 new 3-pc washrooms and a laundry room on the upper floor, removal of one fire place and chimney, and installation of new windows and doors on the rear (east) elevation. Entire building to be sprinklered to NFPA 13D requirements. Storm Water Management Plan and Covenant is required as a part of this renovation permit as per the Engineering Reviews. OK for DB as per Aemelia P. | Orca Automation Corp
PP-2023-01406 | NULL | 7084 BALACLAVA STREET, Vancouver, BC V6N 1M5 | Plumbing Permit | Residential | New | Withdrawn | Residential - to install a DCVA for lawn irrigation | University Sprinkler Systems Incorporated
PP-2023-01286 | 2023-04-14 | 7084 BALACLAVA STREET, Vancouver, BC V6N 1M5 | Plumbing Permit | Residential | New | Completed | Residential - Install a DCVA for Lawn Irrigation >BP: To alter the interior and exterior of this existing one-family dwelling building. | University Sprinkler Systems Incorporated
EP-2022-05802 | 2022-07-13 | 6216 ARLINGTON STREET, Vancouver, BC V5S 4T7 | Electrical Permit | Residential | Addition | Completed | Installation / Repair - Residential - Electrical install of Heat pump. MP-2022-00008 ** Amend 09/20/2022** The first inspection failed as a result of wrong load calculation. Pls see attached the correct load calculation with devices that were missed during the first load calc: 1. HWT: 2pole 20-amps BBH 2. Sump pump: 2pole 15-amps BBH Also, please note DCC-12 will be used to manage the Heat Pump load. | Moore And Russell Heating And Air Conditioning Ltd
MP-2022-00008 | 2022-07-29 | 6216 ARLINGTON STREET, Vancouver, BC V5S 4T7 | Mechanical Permit | NULL | NULL | Completed | NULL | Moore And Russell Heating And Air Conditioning Ltd
EP-2023-05220 | 2023-06-12 | 6298 ARLINGTON STREET, Vancouver, BC V5S 3N6 | Electrical Permit | Residential | Addition | Issued | Installation / Repair - Residential - Upgrade overhead service from 100A to 200A. | Voltage Solutions Ltd
GP-2022-03311 | 2022-10-26 | 6847 ARLINGTON STREET, Vancouver, BC V5S 3P1 | Gas Permit | Residential | Renovation | Completed | Residential - Installation of furnace | ROMA Heating Ltd
EP-2023-04633 | NULL | 5057 ANGUS DRIVE, Vancouver, BC V6M 3M6 | Electrical Permit | Residential | Addition | Application Incomplete | Installation / Repair - Residential - Install customer supplied Tesla Wall Connector to existing 40 amp, 240V EV outlet in detached garage. | Treeline Electrical Services Inc
GP-2022-00134 | 2022-01-24 | 5238 ANGUS DRIVE, Vancouver, BC V6M 3N1 | Gas Permit | Residential | New | Completed | Residential - removal of existing gravity boiler and installation of new high efficiency natural gas boiler @ 125,000 BTU | KEARNS MECHANICAL
NULL | NULL | 5289 ANGUS DRIVE, Vancouver, BC V6M 3M9 | Mechanical Permit | NULL | NULL | Draft | NULL | Thomson Industries Ltd
EP-2023-07050 | 2023-08-16 | 5289 ANGUS DRIVE, Vancouver, BC V6M 3M9 | Electrical Permit | Residential | Renovation | Completed | Installation / Repair - Residential - Dedicated circuit for heat pump *MP-2023-01291: Issued (Heating and Cooling) | Pacific Star Electric Inc
EP-2023-06907 | 2023-07-31 | 5289 ANGUS DRIVE, Vancouver, BC V6M 3M9 | Electrical Permit | Residential | Tenant Improvement | Completed | Installation / Repair - Residential - Service upgrade from 100 amp to 200 amp. | PROTON ELECTRIC LTD
MP-2023-01291 | 2023-07-13 | 5289 ANGUS DRIVE, Vancouver, BC V6M 3M9 | Mechanical Permit | NULL | NULL | Completed | NULL | Thomson Industries Ltd
SP-2022-00099 | 2022-01-26 | 5610 ANGUS DRIVE, Vancouver, BC V6M 3N6 | Sprinkler Permit | Residential | Renovation | Issued | Residential - New sprinkler system installation >BP: Building Permit for DP-2018-00387 To add to and alter this existing Heritage B registered one family dwelling and construct an attached 3-car garage with vehicular access from West 40th Avenue. Sprinkler NFPA-13D REUP Provided by: CAPITOL HOME ENERGY INC. 604-562-0387 Structural schedule B submitted by:CLINTON YIU 604-255-7670 Geotechnical schedule B submitted by: MATT KOKAN , P.ENG 604-439-0922 QP Declaration submitted by: RAMIN HAMIDNEJAD, CRSP of KINETIC OHS SERVICES Ltd. Scope of work to include energy and building upgrades in accordance with Article 11.2.1.4 of the 2014 Vancouver Building By-law and as required by the District Building Inspector. This includes air sealing, attic insulation upgrade, and as required by the Energy Upgrade Proposal. ALL NEW WORK TO MEET VBBL 2014. | Real Tech Fire Protection Ltd
NULL | NULL | 5610 ANGUS DRIVE, Vancouver, BC V6M 3N6 | Electrical Permit | Residential | New | Draft | Installation / Repair - Residential - low voltage | Xon Automation Ltd
EP-2022-05085 | 2022-06-16 | 5610 ANGUS DRIVE, Vancouver, BC V6M 3N6 | Electrical Permit | Residential | Renovation | Issued | Installation / Repair - Residential - To completely rewire an existing house and new addition. -the existing service had been removed, a new 200amps overhead service will be installed. >BP: Building Permit for DP-2018-00387 To add to and alter this existing Heritage B registered one family dwelling and construct an attached 3-car garage with vehicular access from West 40th Avenue. Sprinkler NFPA-13D REUP Provided by: CAPITOL HOME ENERGY INC. 604-562-0387 Structural schedule B submitted by:CLINTON YIU 604-255-7670 Geotechnical schedule B submitted by: MATT KOKAN , P.ENG 604-439-0922 QP Declaration submitted by: RAMIN HAMIDNEJAD, CRSP of KINETIC OHS SERVICES Ltd. Scope of work to include energy and building upgrades in accordance with Article 11.2.1.4 of the 2014 Vancouver Building By-law and as required by the District Building Inspector. This includes air sealing, attic insulation upgrade, and as required by the Energy Upgrade Proposal. ALL NEW WORK TO MEET VBBL 2014. | Eltec Electric Ltd
GP-2023-00278 | 2023-01-25 | 5610 ANGUS DRIVE, Vancouver, BC V6M 3N6 | Gas Permit | Residential | New | Issued | Residential - Install 5 gas fireplaces <BP: Building Permit for DP-2018-00387 To add to and alter this existing Heritage B registered one family dwelling and construct an attached 3-car garage with vehicular access from West 40th Avenue. Sprinkler NFPA-13D | JOT MECHANICAL LTD
EP-2022-05125 | 2022-06-16 | 5610 ANGUS DRIVE, Vancouver, BC V6M 3N6 | Electrical Permit | Residential | Addition | Issued | Installation / Repair - Residential - Low voltage, security alarm, cameras, home automation roughin & completion >BP: Building Permit for DP-2018-00387 To add to and alter this existing Heritage B registered one family dwelling and construct an attached 3-car garage with vehicular access from West 40th Avenue. Sprinkler NFPA-13D REUP Provided by: CAPITOL HOME ENERGY INC. 604-562-0387 Structural schedule B submitted by:CLINTON YIU 604-255-7670 Geotechnical schedule B submitted by: MATT KOKAN , P.ENG 604-439-0922 QP Declaration submitted by: RAMIN HAMIDNEJAD, CRSP of KINETIC OHS SERVICES Ltd. Scope of work to include energy and building upgrades in accordance with Article 11.2.1.4 of the 2014 Vancouver Building By-law and as required by the District Building Inspector. This includes air sealing, attic insulation upgrade, and as required by the Energy Upgrade Proposal. ALL NEW WORK TO MEET VBBL 2014. | Xon Automation Ltd
EP-2022-07995 | 2022-09-21 | 5610 ANGUS DRIVE, Vancouver, BC V6M 3N6 | Electrical Permit | Residential | Addition | Expired | Temporary Power - Residential - To provide temporary power. | Eltec Electric Ltd
PP-2023-03826 | 2023-11-01 | 5610 ANGUS DRIVE, Vancouver, BC V6M 3N6 | Plumbing Permit | Residential | New | Issued | Residential - install 3/4" backflow preventer for irrigation. | M&M Industries Ltd
GP-2023-00649 | 2023-02-22 | 5629 ANGUS DRIVE, Vancouver, BC V6M 3N5 | Gas Permit | Residential | Renovation | Completed | Residential - Re & Re HWT Gas | Milani Plumbing Heating & Air Conditioning Ltd
EP-2022-08359 | 2022-10-03 | 5630 ANGUS DRIVE, Vancouver, BC V6M 3N6 | Electrical Permit | Residential | Renovation | Expired | Temporary Power - Residential - To provide temporary power. | Kuban Electric Ltd
PP-2023-03579 | 2023-10-11 | 5630 ANGUS DRIVE, Vancouver, BC V6M 3N6 | Plumbing Permit | Residential | New | Issued | Residential - Irrigation install Oct 11/2023-AMEND Tie in existing | Terraform Landscaping Ltd
GP-2024-00160 | 2024-01-24 | 5630 ANGUS DRIVE, Vancouver, BC V6M 3N6 | Gas Permit | Residential | Renovation | Completed | Residential - CONNECTION OF NEW GAS COOKTOP >BP: Building Permit for DP-2019-00394 Altering and adding to existing two-storey plus basement one-family dwelling sharing parking in a built-in 3-car parking garage with a 2-storey one-family infill building, having vehicular access from the lane. Revision #1, June 18, 2021 - P. Volpi: - Change stucco to pebble dash stucco on exterior wall. Revision #2, Mar 23, 2022 - J. Chen: - Extend covered porch and roof deck at rear - Remove existing bump-out on south elevation - Change cladding on main floor and chimney to stone - Change interior stair layout - Add window at front elevation for symmetry | Alpine Appliance Installation Ltd
GP-2022-01225 | 2022-04-25 | 5630 ANGUS DRIVE, Vancouver, BC V6M 3N6 | Gas Permit | Residential | Renovation | Completed | Residential - Installation of 3 gas fireplaces - venting and hook up only **Amend 11/18/2022** Amend Permit to add an outdoor fireplace, venting and hook up only 55,000 BTU | Urban Fireplaces Ltd
EP-2022-00266 | 2022-01-27 | 5630 ANGUS DRIVE, Vancouver, BC V6M 3N6 | Electrical Permit | Residential | New | Completed | Installation / Repair - Residential - Extra Low Voltage: Audio, alarm system with cameras, intercom, network, data, cable, tel, touch panels, central vacuum -complete security alarm installation >BP: Building Permit for DP-2019-00394 Altering and adding to existing two-storey plus basement one-family dwelling sharing parking in a built-in 3-car parking garage with a 2-storey one-family infill building, having vehicular access from the lane. Revision #1: Change stucco to pebble dash stucco on exterior wall. | Graytek Solutions Ltd
GP-2022-00238 | 2022-01-27 | 5630 ANGUS DRIVE, Vancouver, BC V6M 3N6 | Gas Permit | Residential | New | Completed | Residential - gas fitting to 8 x appliances 3 x fireplaces are piping only Altering and adding to existing two-storey plus basement one-family dwelling sharing parking in a built-in 3-car parking garage with a 2-storey one-family infill building, having vehicular access from the lane. Revision #1: Change stucco to pebble dash stucco on exterior wall. | R J Gas Ltd
PP-2022-00964 | 2022-03-23 | 5908 ALBERTA STREET, Vancouver, BC V5Y 3M9 | Plumbing Permit | Commercial | New | Completed | Commercial - New fixtures and 1 backflow preventer To install a 4.9 m2 prefabricated single stall washroom in this city owned park. Building does not require sprinklering. | Broadway Refrigeration & Air Conditioning Co
EP-2022-01760 | 2022-03-04 | 5908 ALBERTA STREET, Vancouver, BC V5Y 3M9 | Electrical Permit | Commercial | New | Issued | Installation / Repair - Commercial - Supply power to prefabricated washrooms Amend: Sept 28, 2023 update service needs to be 120/240V 1 Phase 3 wire. | Action Electric Ltd
NULL | NULL | 6266 ALBERTA STREET, Vancouver, BC V5Y 3N4 | Mechanical Permit | NULL | NULL | Draft | NULL | NULL
EP-2023-03652 | 2023-04-27 | 2121 ALDER CROSSING, Vancouver, BC | Electrical Permit | Residential | Renovation | Completed | Installation / Repair - Residential - Minor alteration, adding a private small lift from parkade to Residence entry. >BP: Exterior and interior alterations to add a mobility lift between the parking level and ground floor level of this one family dwelling on this site. Schedule A - Scott Mitchell 604-786-2868 Arch Schedule B - Scott Mitchell 604-786-2868 Struc Schedule B - Yit F Ting 604-739-8544 Building Env Schedule D - Scott Mitchell 604-786-2868 | Felix Kosi
SP-2023-00785 | 2023-05-04 | 2121 ALDER CROSSING, Vancouver, BC | Sprinkler Permit | Residential | Renovation - Dwelling Unit(s) only | Completed | Residential - Add sprinkler heads to new rooms >BP: Exterior and interior alterations to add a mobility lift between the parking level and ground floor level of this one family dwelling on this site. | Acme Fire and Safety co
EP-2022-05128 | 2022-07-20 | 2412 ALDER STREET, Vancouver, BC V6H 3Z4 | Electrical Permit | Commercial | Addition | Completed | Installation / Repair - Commercial - Installation of 6x shared level 2 EV chargers into parkade. The chargers are networked and have power sharing functionality. They will be on 3x 40A branch circuits fed off the existing house panel. | Hall Electrical Ltd
EP-2023-06524 | 2023-07-19 | 2020 ARBUTUS STREET, Vancouver, BC V6J 1M9 | Electrical Permit | Commercial | Addition | Completed | Installation / Repair - Commercial - Wire and hookup and outdoor sign. Coring done through the concrete roof. Unused cct connected to. (SI-2023-00040) | Houle Electric Limited
NULL | NULL | 2200 ARBUTUS STREET, Vancouver, BC V6J 3Y1 | Electrical Permit | Commercial | NULL | Draft | Movie Set / Filming - To allow for Movie Set/Filming Applicant shall provide completed Contractor Declaration form, and dates of filming and associated location(s) to csinspection.clerks@vancouver.ca prior to the commencement of filming. Visit vancouver.ca/inspections for more details. | Pinky Project Canada Limited
GP-2022-01543 | 2022-05-18 | 2210 ARBUTUS STREET, Vancouver, BC | Gas Permit | Residential | Renovation | Completed | Residential - Re and Re hot water tank | Just Mechanical Ltd
EP-2022-10401 | 2022-12-12 | 2210 ARBUTUS STREET, Vancouver, BC | Electrical Permit | Residential | Tenant Improvement | Completed | Installation / Repair - Residential - To run surface mount raceways to re-feed power to upstairs | Norben Electric (2016) Ltd
EP-2023-06593 | 2023-07-21 | 2930 ARBUTUS STREET, Vancouver, BC V6J 3Y9 | Electrical Permit | Commercial | NULL | Issued | Annual / Operating - Maintenance of existing operating electrical equipment. Undertake to regularly assess, operate, and maintain the electrical equipment on a regular basis in compliance with the Electrical By-law No. 5563. | Terminal City Electric Ltd
SP-2022-00825 | 2022-05-25 | 3130 ARBUTUS STREET, Vancouver, BC | Sprinkler Permit | Commercial | Renovation | Completed | Commercial - Show Suite layout being revised for a new property Interior alterations to provide tenant improvements to this existing sale centre (Office) space on the ground floor in this existing commercial building. Scope of work includes: Notes for PC: cc anca@rharchitects.ca & bryce@rharchitects.ca Letters of assurance submitted: Sch A: Bryce Rositch, AIBC, 604.669.6002 Sch B (Arch): Bryce Rositch, AIBC, 604.669.6002 Sch B (Elec): Steven Nemetz, P.Eng., 604.736.6562 | National Hydronics Ltd
EP-2022-04313 | 2022-05-25 | 3130 ARBUTUS STREET, Vancouver, BC | Electrical Permit | Commercial | Renovation | Completed | Installation / Repair - Commercial - Supply and install lighting, branch circuits, EM/Exits and controls. >BP: Interior alterations to provide tenant improvements to this existing sale centre (Office) space on the ground floor in this existing commercial building. Scope of work includes: Notes for PC: cc anca@rharchitects.ca & bryce@rharchitects.ca Letters of assurance submitted: Sch A: Bryce Rositch, AIBC, 604.669.6002 Sch B (Arch): Bryce Rositch, AIBC, 604.669.6002 Sch B (Elec): Steven Nemetz, P.Eng., 604.736.6562 | Action Electric Ltd
EP-2022-07529 | 2022-09-08 | 3205 ARBUTUS STREET, Vancouver, BC V6J 3Z4 | Electrical Permit | Commercial | Tenant Improvement | Completed | Installation / Repair - Commercial - wire and install receptacle and circuit for new coffee machine | Accurate Electric Ltd.
EP-2023-05351 | 2023-06-14 | 3469 ARBUTUS STREET, Vancouver, BC V6J 3Z5 | Electrical Permit | Residential | New | Issued | Temporary Power - Residential - To provide temporary power. | Myarc Electrical Inc
GP-2022-00118 | 2022-01-17 | 3825 ARBUTUS STREET, Vancouver, BC V6J 3Z9 | Gas Permit | Residential | New | Completed | Residential - NEW GAS RANGE INSTALL | Fast Track Appliances Ltd
NULL | NULL | 3825 ARBUTUS STREET, Vancouver, BC V6J 3Z9 | Gas Permit | Residential | New | Withdrawn | Residential - NEW GAS RANGE INSTALL | Fast Track Appliances Ltd
GP-2022-00770 | 2022-03-10 | 3875 ARBUTUS STREET, Vancouver, BC V6J 3Z9 | Gas Permit | Residential | Renovation | Completed | Residential - Furnace replacement, Ameristar | Maple Furnace Heating & Air Conditioning
GP-2022-01622 | 2022-05-27 | 6705 ARBUTUS STREET, Vancouver, BC V6P 5S6 | Gas Permit | Residential | Renovation | Completed | Residential - Hot water tank replacement | Reid Brothers Plumbing & Heating Ltd
NULL | NULL | 2628 ASH STREET, Vancouver, BC V5Z 4L2 | Plumbing Permit | Residential | Renovation - Dwelling Unit(s) only | Draft | Residential - replace plumbing fixtures | NULL
PP-2023-01359 | 2023-04-19 | 2628 ASH STREET, Vancouver, BC V5Z 4L2 | Plumbing Permit | Commercial | Renovation - Dwelling Unit(s) only | Completed | Commercial - replace plumbing fixtures >BP: Interior alterations to renovate this existing dwelling unit #802 on the 8th floor of this existing multiple dwelling building (north towner) on this site. The scope of work includes to remove the enclosed balcony. | H W PLUMBING & HEATING
EP-2023-10717 | 2023-12-11 | 2628 ASH STREET, Vancouver, BC V5Z 4L2 | Electrical Permit | Commercial | Tenant Improvement | Issued | Installation / Repair - Commercial - Direct Replacement of an old ATS like for like in the same location using the existing cabling. | Mott Electric General Partnership
PP-2023-02136 | 2023-06-20 | 2675 ASH STREET, Vancouver, BC | Plumbing Permit | Commercial | Renovation | Issued | Commercial - Sink Replacement >BP: Basement level - Vault C and D Interior alterations to provide improvements to Vault C and D and associated control rooms in the basement level of this existing BC Cancer Annex building. Scope of work: accommodate new linear accelerators, new flooring, ceiling, finishes, millwork and electrical & mechanical modifications to support the new equipment. | MDE Enterprises Ltd
EP-2023-05293 | 2023-06-15 | 2675 ASH STREET, Vancouver, BC | Electrical Permit | Commercial | Tenant Improvement | Issued | Installation / Repair - Commercial - New Linac C&D Replacements, Lighting, fire alarm system Devices. The service is existing. Additional bonding should not effect the service. It is made to insure meeting Z32 requirement for patient care area. BP: Basement level - Vault C and D Interior alterations to provide improvements to Vault C and D and associated control rooms in the basement level of this existing BC Cancer Annex building. Scope of work: accommodate new linear accelerators, new flooring, ceiling, finishes, millwork and electrical & mechanical modifications to support the new equipment. * District Building Inspector to determine if a Special Sprinkler Inspection is required. Energy checklist is currently no longer required with your Building Permit (BP) application. Some supporting documents are still required at BP stage, specifically Envelope and HVAC, if applicable. Service Water Heating and Lighting supporting documents, if applicable, must be submitted with your related trades permits (e.g. electrical and plumbing). | MDE Enterprises Ltd
SP-2023-01253 | 2023-07-26 | 2675 ASH STREET, Vancouver, BC | Sprinkler Permit | Commercial | Tenant Improvement | Issued | Commercial - Sprinkler head relocates for new ceiling >BP: Basement level - Vault C and D Interior alterations to provide improvements to Vault C and D and associated control rooms in the basement level of this existing BC Cancer Annex building. Scope of work: accommodate new linear accelerators, new flooring, ceiling, finishes, millwork and electrical & mechanical modifications to support the new equipment. *****This application does not include any of the following: 1. Not more than 20 sprinklers (add, relocate, or remove), 2. hydraulic calculations, 3. change in occupancy and /or hazard classification, 4. warehouse storage arrangements, 5. mobile compact storage arrangements, 6. alternative solutions, 7. changes to the sprinkler system supply piping (e.g. valves, mains, cross-mains, branch-lines, etc.), or 8. flexible sprinkler pipe. | Troy Life & Fire Safety Limited Protection Incendia Troyu Ltee
PP-2022-04208 | 2022-11-29 | 2675 ASH STREET, Vancouver, BC | Plumbing Permit | Commercial | Tenant Improvement | Completed | Commercial - Rough in 2 hand sinks and install -Sinks are being installed in the CT Scanning room for hand washing. No surgeries preformed here. >Interior alterations to renovate the two (2) existing Radiation Therapy Planning vaults on the second level to accommodate new medical equipment (2 CT scanners) at this existing Cancer Clinic Annex. Scope of Work: Demolish/replace existing wall, door, frame and ceiling. Remove flooring, millwork, electrical, plumbing and sprinkler work to suit. Letters of Assurance submitted: Schedule A and Architectural Schedule B by David Kury, Architect, AIBC, 604.417.1211 Electrical Schedule B by Raj Atwal, P.Eng. Ph#604-561-3234 Plumbing/Mechanical Schedule B by Stuart Adamson, P.Eng., 604.345.1523 OK For Field Review by Marisa Le - Sept 16/22 Building Sprinklered – Separate sprinkler permit required for proposed sprinkler work. OK For Field Review per Marissa Le - Sept 16/22 E2 - Lighting - Upgrade to Bilevel Lighting Control (per 9.4.1.1.(d) of ASHRAE 90.1-2016) Energy checklist is currently no longer required with your Building Permit (BP) application. Some supporting documents are still required at BP stage, specifically Envelope and HVAC, if applicable. Service Water Heating and Lighting supporting documents, if applicable, must be submitted with your related trades permits (e.g. electrical and plumbing). All energy upgrades will be checked during inspections stage. It is the applicant’s responsibility to identify and note all required upgrades including energy upgrades on their BP drawings at BP stage. | Broadway Refrigeration & Air Conditioning Co Ltd
EP-2022-09692 | 2022-11-21 | 2675 ASH STREET, Vancouver, BC | Electrical Permit | Commercial | Renovation | Completed | Installation / Repair - Commercial - CEC SECTION 24 APPLIES Re and re of CT(computed tomography) device with receptacles and data >BP: Interior alterations to renovate the two (2) existing Radiation Therapy Planning vaults on the second level to accommodate new medical equipment (2 CT scanners) at this existing Cancer Clinic Annex. Scope of Work: Demolish/replace existing wall, door, frame and ceiling. Remove flooring, millwork, electrical, plumbing and sprinkler work to suit. Letters of Assurance submitted: Schedule A and Architectural Schedule B by David Kury, Architect, AIBC, 604.417.1211 Electrical Schedule B by Raj Atwal, P.Eng. Ph#604-561-3234 Plumbing/Mechanical Schedule B by Stuart Adamson, P.Eng., 604.345.1523 OK For Field Review by Marisa Le - Sept 16/22 Building Sprinklered – Separate sprinkler permit required for proposed sprinkler work. OK For Field Review per Marissa Le - Sept 16/22 E2 - Lighting - Upgrade to Bilevel Lighting Control (per 9.4.1.1.(d) of ASHRAE 90.1-2016) Energy checklist is currently no longer required with your Building Permit (BP) application. Some supporting documents are still required at BP stage, specifically Envelope and HVAC, if applicable. Service Water Heating and Lighting supporting documents, if applicable, must be submitted with your related trades permits (e.g. electrical and plumbing). All energy upgrades will be checked during inspections stage. It is the applicant’s responsibility to identify and note all required upgrades including energy upgrades on their BP drawings at BP stage. | Ampac Electric Ltd
NULL | NULL | 2785 ASH STREET, Vancouver, BC V5Z 1M9 | Mechanical Permit | NULL | NULL | Draft | NULL | Black & McDonald Limited
NULL | NULL | 2785 ASH STREET, Vancouver, BC V5Z 1M9 | Mechanical Permit | NULL | NULL | Draft | NULL | Black & McDonald Limited
PP-2022-03107 | 2022-09-08 | 2785 ASH STREET, Vancouver, BC V5Z 1M9 | Plumbing Permit | Commercial | Addition | Completed | Commercial - Adding one eye wash >BP: Interior alterations to floor levels 1, 2, 3, and 4 of the Banfield Pavilion (Hospital) to alter the resident counters and dining areas to accommodate a new food service delivery model. Scope of work includes two separate class 1 cooking areas on the first floor. To be reviewed under the 2019 VBBL. | JQ Mechanical Corporation
EP-2023-06205 | 2023-07-24 | 2785 ASH STREET, Vancouver, BC V5Z 1M9 | Electrical Permit | Commercial | Renovation | Issued | Installation / Repair - Commercial - Installation of ac unit controls >BP: Interior alterations to provide for the installation of two (2) new mechanical systems and exterior alterations to provide for the installation of the two (2) new associated rooftop condensing units at this existing Banfield Pavilion for Vancouver Coastal Health. Exterior alterations for the two (2) new rooftop condensing units have been cleared by planner David Cha, December 16, 2022. OK for Field Review processing as per Howie Chow, December 16, 2022. | Ainsworth Inc
EP-2023-05464 | 2023-06-21 | 2785 ASH STREET, Vancouver, BC V5Z 1M9 | Electrical Permit | Commercial | Renovation | Completed | Installation / Repair - Commercial - Add New receptacles & Z32 Test. | MDE Enterprises Ltd
EP-2023-08281 | 2023-09-14 | 2785 ASH STREET, Vancouver, BC V5Z 1M9 | Electrical Permit | Commercial | Addition | Completed | Installation / Repair - Commercial - Provide labour and materials to install 6 data drops for wireless access points. | Houle Electric Limited
EP-2023-09332 | 2023-10-17 | 2785 ASH STREET, Vancouver, BC V5Z 1M9 | Electrical Permit | Commercial | Addition | Completed | Installation / Repair - Commercial - Installation of new electrical branch circuits for Fan Coil Units, to be fed from existing panels. | Black & McDonald Limited
NULL | NULL | 2785 ASH STREET, Vancouver, BC V5Z 1M9 | Mechanical Permit | NULL | NULL | Draft | NULL | Black & McDonald Limited
NULL | NULL | 2785 ASH STREET, Vancouver, BC V5Z 1M9 | Mechanical Permit | NULL | NULL | Draft | NULL | Black & McDonald Limited
EP-2022-08723 | 2022-10-14 | 3208 ASH STREET, Vancouver, BC V5Z 3E1 | Electrical Permit | Residential | Addition | Completed | Installation / Repair - Residential - Upgrading service connections from 30 amps to 100 amps . | BERNARD ALBINDIA; TWIN'S ELECTRICAL
GP-2022-00328 | 2022-02-02 | 3308 ASH STREET, Vancouver, BC V5Z 3E3 | Gas Permit | Residential | Renovation | Completed | Residential - replaced gas furnace and tankless water heater | BNA Systems Inc and/or Kirkland Metal Shop Ltd
MP-2022-00703 | 2022-12-13 | 3331 ASH STREET, Vancouver, BC V5Z 3E4 | Mechanical Permit | NULL | NULL | Completed | NULL | Thomson Industries Ltd
EP-2022-10535 | 2022-12-15 | 3331 ASH STREET, Vancouver, BC V5Z 3E4 | Electrical Permit | Residential | Renovation | Completed | Installation / Repair - Residential - Dedicated circuit for heat pump and air handler MP-2022-00703 | Pacific Star Electric Inc
GP-2022-00661 | 2022-03-02 | 7026 ARBUTUS STREET, Vancouver, BC V6P 5S8 | Gas Permit | Residential | Addition | Completed | Residential - Gas insert fireplace installatin | Vaglio Fireplace LTD
GP-2022-03006 | 2022-10-05 | 3451 ARCHIMEDES STREET, Vancouver, BC V5R 4W4 | Gas Permit | Residential | Addition | Completed | Residential - TO INSTALL 1 COMBI BOILER | BC Care Heating Services Ltd
MP-2022-00056 | 2022-07-29 | 7502 ASHBURN STREET, Vancouver, BC V5S 2K9 | Mechanical Permit | NULL | NULL | Completed | NULL | Moore And Russell Heating And Air Conditioning Ltd
EP-2022-06373 | 2022-07-28 | 7502 ASHBURN STREET, Vancouver, BC V5S 2K9 | Electrical Permit | Residential | Tenant Improvement | Completed | Installation / Repair - Residential - No change to existing service. Electrical installation for heat pump. BP not required. Mechanical permit to be obtained. | Moore And Russell Heating And Air Conditioning Ltd
EP-2022-01534 | 2022-02-25 | 181 ATHLETES WAY, Vancouver, BC V5Y 0E5 | Electrical Permit | Commercial | NULL | Expired | Annual / Operating - Annual / Operating - Annual Operating Permit Renewal of EP-2021-01299 Valid 02/23/2022 til 02/22/2023 Management of electrical safety and maintenance for Strata Plan BCS3841. Direct service and maintenance of secondary distribution systems under 750V by S1 Electric Ltd. | S1 ELECTRIC LTD
EP-2023-02636 | 2023-03-28 | 181 ATHLETES WAY, Vancouver, BC V5Y 0E5 | Electrical Permit | Commercial | Addition | Completed | Installation / Repair - Commercial - Installation of receptacle for leak detection system by manifold in each strata unit. | S1 ELECTRIC LTD
EP-2023-01653 | 2023-02-27 | 181 ATHLETES WAY, Vancouver, BC V5Y 0E5 | Electrical Permit | Commercial | NULL | Issued | Annual / Operating - Annual / Operating - Annual Operating Permit Renewal of EP-2022-01534 Valid 02/23/2023 til 02/22/2024 Management of electrical safety and maintenance for Strata Plan BCS3841. Direct service and maintenance of secondary distribution systems under 750V by S1 Electric Ltd. | S1 ELECTRIC LTD
EP-2024-00583 | 2024-01-30 | 5730 ATHLONE STREET, Vancouver, BC V6M 3A2 | Electrical Permit | Residential | Renovation | Issued | Installation / Repair - Residential - ¦ 1FD- 150A SERVICE DISCONNECT/ RE-CONNECT ¦ This permit is only for disconnecting the main power and using the same electrical cable to connect the new service meter. Because the new LWH with an existing main house proposes changing the 200amps 1-meter system to a 200amps service with a 2-meter one. Main house 150 amps and LWH 100amps | AIGO TECHNOLOGY INC
GP-2022-02654 | 2022-09-02 | 5849 ATHLONE STREET, Vancouver, BC V6M 3A1 | Gas Permit | Residential | Renovation | Completed | Residential - Furnace re&re | Ferenc Nagy
GP-2022-03968 | 2022-12-12 | 5898 ATHLONE STREET, Vancouver, BC V6M 3A2 | Gas Permit | Residential | Renovation | Completed | Residential - Replaced an existing boiler | Superior Gas Installations & Service Ltd
EP-2023-09871 | 2023-11-10 | 5898 ATHLONE STREET, Vancouver, BC V6M 3A2 | Electrical Permit | Residential | Renovation | Issued | Installation / Repair - Residential - 400A (Service Upgrade) Install 2 Outlets for car charging Project approved by BC Hydro Design team | Kato Electrical Inc
PP-2023-00385 | 2023-02-08 | 5909 ATHLONE STREET, Vancouver, BC V6M 3A3 | Plumbing Permit | Residential | New | Completed | Residential - 2FD+2SS - Install 3/4" backflow prevention device | M&M Industries Ltd
SP-2022-00054 | 2022-01-17 | 5909 ATHLONE STREET, Vancouver, BC V6M 3A3 | Sprinkler Permit | Residential | New | Completed | Residential - install 58 new sprinklers for new construction To construct a 2 storey + basement two-family dwelling with two secondary suite located in the basement with a detached accessory building (garage), at the rear providing 2 parking spaces, having vehicular access from the lane. Note: This is a 2 storey building pursuant to the Zoning and Development By-Law 1- Covenant registered at the Land Title Office under CA8738325 2- No strata titling permitted 3- No proposed bar sink 4- A/C unit proposed 5- Schedule B: Cesar Parayno P.Eng (604.241.9638) Structural & Geotechnical 4- HPO: Residential Builder- ALIIA DEVELOPMENTS LTD | Preet Plumbing Heating And Sprinkle Ltd
GP-2022-00632 | 2022-03-01 | 5909 ATHLONE STREET, Vancouver, BC V6M 3A3 | Gas Permit | Residential | Renovation | Completed | Residential - Installation of 1 gas fireplace - venting and hook up only | Urban Fireplaces Ltd
NULL | NULL | 5909 ATHLONE STREET, Vancouver, BC V6M 3A3 | Gas Permit | Residential | Renovation | Draft | Residential - Installation of 2 gas fireplaces - venting and hook up only | Urban Fireplaces Ltd
GP-2022-00815 | 2022-03-16 | 5909 ATHLONE STREET, Vancouver, BC V6M 3A3 | Gas Permit | Residential | New | Completed | Residential - To install 2 boiler 2 range 2 BBQ 2 fireplace There is pipping for 2 fireplace This is duplex house each house has 1 boiler 1 range 1 BBQ 1 fireplace >To construct a 2 storey + basement two-family dwelling with two secondary suite ($x1,658,000.00) located in the basement with a detached accessory building (garage), at the rear providing 2 parking spaces, having vehicular access from the lane. Note: This is a 2 storey building pursuant to the Zoning and Development By-Law 1- Covenant registered at the Land Title Office under CA8738325 2- No strata titling permitted 3- No proposed bar sink 4- A/C unit proposed 5- Schedule B: Cesar Parayno P.Eng (604.241.9638) Structural & Geotechnical 4- HPO: Residential Builder- ALIIA DEVELOPMENTS LTD Address Note: Addresses have been assigned per the approved plans, access to the secondary suite is from the south side. This access must be provided & maintained at all times and the building addresses posted to be visible from the street in accordance with the Building By-law. ******THIS PERMIT HAS BEEN ISSUED UNDER THE REQUIREMENTS OF VBBL 2019 (#12511)****** | JOT MECHANICAL LTD
EP-2022-02049 | 2022-03-22 | 5909 ATHLONE STREET, Vancouver, BC V6M 3A3 | Electrical Permit | Residential | New | Completed | Installation / Repair - Residential - Duplex single family dwelling >BP: To construct a 2 storey + basement two-family dwelling with two secondary suite ($x1,658,000.00) located in the basement with a detached accessory building (garage), at the rear providing 2 parking spaces, having vehicular access from the lane. Note: This is a 2 storey building pursuant to the Zoning and Development By-Law 1- Covenant registered at the Land Title Office under CA8738325 2- No strata titling permitted 3- No proposed bar sink 4- A/C unit proposed 5- Schedule B: Cesar Parayno P.Eng (604.241.9638) Structural & Geotechnical 4- HPO: Residential Builder- ALIIA DEVELOPMENTS LTD Address Note: Addresses have been assigned per the approved plans, access to the secondary suite is from the south side. This access must be provided & maintained at all times and the building addresses posted to be visible from the street in accordance with the Building By-law. ******THIS PERMIT HAS BEEN ISSUED UNDER THE REQUIREMENTS OF VBBL 2019 (#12511)****** | ORBIT ENERGY CONTROLS LTD
EP-2022-02358 | 2022-03-24 | 5909 ATHLONE STREET, Vancouver, BC V6M 3A3 | Electrical Permit | Residential | New | Completed | Installation / Repair - Residential - Extra Low voltage,TV, Data, intercom, alarm systems, Vacuum, audio and camera systems -CF-2021-013180 >To construct a 2 storey + basement two-family dwelling with two secondary suite ($x1,658,000.00) located in the basement with a detached accessory building (garage), at the rear providing 2 parking spaces, having vehicular access from the lane. | Orbit Home Automation Ltd
GP-2023-00323 | 2023-01-26 | 7887 ASH STREET, Vancouver, BC V6P 3L5 | Gas Permit | Residential | Renovation | Completed | Residential - Install Furnace | ROMA Heating Ltd
GP-2023-02274 | 2023-07-31 | 8111 ASH STREET, Vancouver, BC V6P 3L8 | Gas Permit | Residential | Renovation - Dwelling Unit(s) only | Completed | Residential - Tankless water heater replacement | General Heating Ltd
GP-2023-03510 | 2023-11-13 | 8111 ASH STREET, Vancouver, BC V6P 3L8 | Gas Permit | Residential | Renovation - Dwelling Unit(s) only | Completed | Residential - Boiler Replacement | General Heating Ltd
EP-2022-06712 | 2022-09-09 | 990 BEACH AVENUE, Vancouver, BC V6Z 2N9 | Electrical Permit | Commercial | Addition | Completed | Installation / Repair - Commercial - Install new feeder cable from P1 to roof. Upgrade MUA to a MUA with A/C. - new unit was placed on same foot print of existing opening from the replacement unit. Note: A mechanical permit is required. I have inserted the links below for your information. https://vancouver.ca/home-property-development/mechanical-permit.aspx https://vancouver.ca/files/cov/mechanical-permit.pdf | Glen Valley Electric Ltd
MP-2023-00388 | 2023-03-15 | 998 BEACH AVENUE, Vancouver, BC | Mechanical Permit | NULL | NULL | Issued | NULL | Broadway Refrigeration & Air Conditioning Co
EP-2023-02965 | 2023-04-05 | 1000 BEACH AVENUE, Vancouver, BC V6E 4M2 | Electrical Permit | Residential | Addition | Completed | Installation / Repair - Residential - Installation of one EV charger between stalls 201/202. | Mott Electric General Partnership
EP-2023-05883 | 2023-06-30 | 1000 BEACH AVENUE, Vancouver, BC V6E 4M2 | Electrical Permit | Residential | Addition | Completed | Installation / Repair - Residential - Installation of backbone conduit, cabling of an EV charger. | Mott Electric General Partnership
PP-2022-04304 | 2022-12-01 | 1000 BEACH AVENUE, Vancouver, BC V6E 4M2 | Plumbing Permit | Commercial | Renovation | Issued | Commercial - Domestic Water Re pipe of the 4 buildings hot water recirculation piping June 30/2023-AMEND Council has approved the remainder of the domestic water re pipe of all cold and hot water mains and units. | Brighter Mechanical Ltd
PP-2022-00235 | 2022-01-27 | 1000 BEACH AVENUE, Vancouver, BC V6E 4M2 | Plumbing Permit | Commercial | Renovation | Completed | Commercial - RE N RE - replacement of fixtures in the men's and women's washrooms for health club | Xpert Mechanical
EP-2022-00168 | 2022-03-31 | 1005 BEACH AVENUE, Vancouver, BC V6E 3W2 | Electrical Permit | Commercial | Addition | Completed | Installation / Repair - Commercial - Supply and install a 800 amp sub-service dedicated to EV Charging Infrastructure, (a new account will be established with BC Hydro). Sub-service to be installed as per BC Hydro’s metering standards; thirty-six 208-volt 40-amp circuits intended to power charging stations based on a 3 to 1 power sharing configuration. All circuits to be installed and terminated in a junction box. The system is capable of serving 106 parking spaces with 106 single port hardwired charging stations – charging stations to be installed as a separate project. | Cielo Electric Ltd
EP-2023-07710 | 2023-08-25 | 1005 BEACH AVENUE, Vancouver, BC V6E 3W2 | Electrical Permit | Commercial | Addition | Completed | Installation / Repair - Commercial - Install (1) Level 2 EVSE in the centre of parking stall 19/21. Existing wiring in the form of a 208-v 40-a circuit to be used to power this EVSE. The entire building was EV ready prewired under EP-2022-00168. | Cielo Electric Ltd
EP-2023-11209 | 2024-01-02 | 1008 BEACH AVENUE, Vancouver, BC V6E 1T7 | Electrical Permit | Commercial | Renovation | Issued | Installation / Repair - Commercial - Installing a dedicated circuit for the Heat Trace, combination electrical panel with breaker >Permit Amendment Jan 17, 2024 -Document Review: Rejected ¦ -"Please see the pictures from the work completed for the inspector to review for the Rough inspection" ¦ -Document(s) uploaded to "Application Documents" tab for Electrical Inspector review. Electrical contractor to request an electrical inspection online for the District Electrical Inspector to review document(s): https://plposweb.vancouver.ca/Public/Login.aspx ¦ Include "Document review only" in the requestor comments >Permit Amendment Jan 16, 2024 Amendment Description: Rejected -Outcome of final inspection cannot be changed -"Please change the Final Inspection that was completed on January 8, 2024 to be for a Pass for the Rough Inspection. We have returned and completed the work and will need to request for a Final Inspection as per inspector" Inspection Created: -A rough wire inspection has been created ¦ -Electrical contractor to request an electrical inspection online for the District Electrical Inspector to review and make notes to inspection | Novawest Electrical Services Ltd
NULL | NULL | 1011 BEACH AVENUE, Vancouver, BC V6E 1T8 | Gas Permit | NULL | Tenant Improvement | Withdrawn | - Removal of 7 gas cober washer dryer units | Spears Sales & Service Ltd
NULL | NULL | 1011 BEACH AVENUE, Vancouver, BC V6E 1T8 | Electrical Permit | Residential | Addition | Withdrawn | Installation / Repair - Residential - Installation of 100A 208V Panel from 1000A Distro, 4x 32A EV Chargers fed by 40A breakers | Trudel, Daniel, DBA: Electrum Charging Solutions Inc.
EP-2023-06908 | 2023-08-14 | 1011 BEACH AVENUE, Vancouver, BC V6E 1T8 | Electrical Permit | Commercial | Addition | Completed | Installation / Repair - Commercial - Installation of a new 100A 3P 208V EV Panel supplied by the house distribution. Installation of 4x 32A EV Chargers supplied by this new EV panel. HOUSE MAIN 208V 3P 1000A. - 4X 6.6KW EV CHARGERS TO BE INSTALLED - 4x 2P-40A EV BRANSH CIRCUITS - NEW 100A EV PANEL | Trudel, Daniel, DBA: Electrum Charging Solutions Inc.
NULL | NULL | 1011 BEACH AVENUE, Vancouver, BC V6E 1T8 | Gas Permit | Commercial | Tenant Improvement | Draft | Commercial - re& Re of 7 Gas washer/dryer units | Spears Sales & Service Ltd
GP-2023-01278 | 2023-04-19 | 2305 BALACLAVA STREET, Vancouver, BC V6K 4C8 | Gas Permit | Residential | Renovation | Completed | Residential - Re&Re furnace / HWTG | Milani Plumbing Heating & Air Conditioning Ltd
GP-2023-03210 | 2023-10-24 | 2316 BALACLAVA STREET, Vancouver, BC V6K 4C7 | Gas Permit | Residential | Renovation | Completed | Residential - Replace boiler | Incircle Service Group Inc
EP-2020-08407 | 2022-10-19 | 2460 BALACLAVA STREET, Vancouver, BC V6K 4M9 | Electrical Permit | Commercial | Renovation | Completed | Installation / Repair - Commercial - Remove & Replace (1) 3.5 Ton Air handler unit and heat pump. Existing indoor unit is a direct swap inside. Outdoor unit is a new install, no existing outdoor unit. Unit will be 8ft off the edge of the roof on the south-east side. -Existing indoor unit is a direct swap inside. Outdoor unit is a new install, no existing outdoor unit. Unit will be 8ft off the edge of the roof on the south-east side. -Indoor unit is same weight and size. Outdoor unit is 200lbs, placed on roof, new install Class B-R - Refrigeration field safety representative The class B-R - Refrigeration field safety representative (FSR) certificate of qualification is a restricted class within the class B category. With this certificate, you may make declarations on behalf of your employer for regulated electrical work only with respect to electrical installations in which the voltage of the completed installation does not exceed 750 volts. This applies to the following installations: circuits for refrigeration equipment, air-conditioning units, heat pumps and chillers. You may fabricate, install, alter, repair or service any system used for cooling or heating (i.e., heat pumps) in closed systems that contain a refrigeration or a brine and thermoelectric cooling. The scope of work also includes piping, controls and electrical work usually performed by a journeyperson, and branch circuit wiring from existing enclosures containing overcurrent devices. The scope of work not included under this certificate include electrical work on fire alarm systems and electrical work in hazardous locations. Note: this certificate class was previously named class RE (Refrigeration). | Just Mechanical Ltd
EP-2022-00904 | 2022-02-08 | 2460 BALACLAVA STREET, Vancouver, BC V6K 4M9 | Electrical Permit | Commercial | Renovation | Issued | Installation / Repair - Commercial - -temporary emergency lighting, new electrical panel, electrical connection to new generator fuel tank, re/re existing generator, re/re conduits/fire alarm/devices for seismic upgrade as needed. Temp wiring for construction trailer & construction power panels. -We are not doing any work to the service. >BP: Seismic upgrades to this existing fire hall building. Scope of work includes exterior alterations to add shear wall, replace tower roof and relocate fuel tank. Note: 1.0. Application is reviewed under VBBL 2019 and issued during health pandemic 2020 and 2021. | Steele Electric (2001) Ltd
NULL | NULL | 2460 BALACLAVA STREET, Vancouver, BC V6K 4M9 | Plumbing Permit | Commercial | Renovation | Draft | Commercial - Rerouting the current pipes next to the foundation | NULL
NULL | NULL | 2460 BALACLAVA STREET, Vancouver, BC V6K 4M9 | Plumbing Permit | Commercial | Renovation | Withdrawn | Commercial - Seismic upgrade | Pacific Mechanical Systems Ltd
EP-2023-06587 | 2023-07-21 | 2460 BALACLAVA STREET, Vancouver, BC V6K 4M9 | Electrical Permit | Commercial | Renovation | Completed | Installation / Repair - Commercial - Low voltage wiring of new split AC unit and three control dampers. Unit added to existing DDC system. Installation of the low voltage control (thermostat, stop/start, fan speed, etc.) and tying it into their existing building management system. >BP: Seismic upgrades to this existing fire hall building. Scope of work includes exterior alterations to add shear wall, replace tower roof and relocate fuel tank. Note: 1.0. Application is reviewed under VBBL 2019 and issued during health pandemic 2020 and 2021. 2.0. OK to process as DB for exterior alterations as per Hamid Shayan, May 5, 2021 | Houle Electric Limited
NULL | NULL | 2460 BALACLAVA STREET, Vancouver, BC V6K 4M9 | Plumbing Permit | Commercial | Renovation | Draft | Commercial - Seismic upgrade for Firehall#12 | Pacific Mechanical Systems Ltd
PP-2022-02169 | 2022-07-20 | 2460 BALACLAVA STREET, Vancouver, BC V6K 4M9 | Plumbing Permit | Commercial | Renovation | Issued | Commercial - Seismic Upgrade >Storm - 50 meters Sanitary - 31 meters Water - 7 meters Drain (perf pipe) - 40 meter >BP: Seismic upgrades to this existing fire hall building. Scope of work includes exterior alterations to add shear wall, replace tower roof and relocate fuel tank. Note: 1.0. Application is reviewed under VBBL 2019 and issued during health pandemic 2020 and 2021. | Pacific Mechanical Systems Ltd
MP-2023-00616 | 2023-04-11 | 2519 BALACLAVA STREET, Vancouver, BC V6K 4C9 | Mechanical Permit | NULL | NULL | Issued | NULL | Moore And Russell Heating And Air Conditioning Ltd
EP-2023-02946 | 2023-04-25 | 2519 BALACLAVA STREET, Vancouver, BC V6K 4C9 | Electrical Permit | Residential | Tenant Improvement | Issued | Installation / Repair - Residential - Electrical installation of mini split MP-2023-00616 | Moore And Russell Heating And Air Conditioning Ltd
GP-2022-00349 | 2022-02-04 | 2519 BALACLAVA STREET, Vancouver, BC V6K 4C9 | Gas Permit | Residential | Tenant Improvement | Completed | Residential - install new gas fireplace | Campbell Care Plumbing, Heating & Air Ltd.
EP-2023-08058 | 2023-09-15 | 6262 ANGUS DRIVE, Vancouver, BC V6M 3P3 | Electrical Permit | Residential | Renovation | Completed | Installation / Repair - Residential - Adjust wiring at the back of house in order to allow for new framing of back wall. There is no hot tub being installed >Permit Amendment Oct 06, 2023 -"Electrical load calculation including the addition of the hot tub" *Document(s) uploaded to "Application Documents" tab for Electrical Inspector review. Documents are at pending status at time of permit amendment approval >BP: Exterior alterations to provide new sliding doors, low porch with a hot tub, and landscape alterations to this existing one family dwelling with a suite on this site. Scope of works: - Remove the existing rear door and new sliding doors - Extend the existing patio (Under 24" from the finished grade) - Installation of new hot tub - Landscape alteration including removing some paver, replcae with grass, new green step, etc. Ok for field review as per Kirat Kang, July 6, 2023 Note: - Schedule B Sturc. + Geotech., Thomas Antonius van Wermeskerken, P. Eng., 604-728-5657, Skerks Consulting Inc. | Clay Electric Ltd
EP-2023-05794 | 2023-06-27 | 6269 ANGUS DRIVE, Vancouver, BC V6M 3P2 | Electrical Permit | Residential | New | Issued | Temporary Power - Residential - To provide temporary power. | SS Electrical Limited
EP-2023-08101 | 2023-10-04 | 6309 ANGUS DRIVE, Vancouver, BC V6M 3P4 | Electrical Permit | Residential | Renovation | Issued | Installation / Repair - Residential - ¦ 1FD- 200A SERVICE UPGRADE ¦ New 200 amp service relocated to garage | RBM Electric Ltd
GP-2022-00106 | 2022-01-13 | 5450 ASH STREET, Vancouver, BC V5Z 3G6 | Gas Permit | Residential | Renovation - Dwelling Unit(s) only | Completed | Residential - Re/re gas range | Kim Seng Tang
EP-2024-00278 | 2024-01-22 | 5588 ASH STREET, Vancouver, BC V5Z 3G7 | Electrical Permit | Residential | Addition | Completed | Installation / Repair - Residential - up service to 200A 240V NO MP AT THIS TIME. | Guang Yuan Electrical Ltd
GP-2022-00401 | 2022-02-08 | 6657 ANGUS DRIVE, Vancouver, BC V6P 5J2 | Gas Permit | Residential | Tenant Improvement | Completed | Residential - Installing Hot water heater | Gandy Installations Ltd
GP-2023-00248 | 2023-01-20 | 6798 ANGUS DRIVE, Vancouver, BC V6P 5J3 | Gas Permit | Residential | Addition | Completed | Residential - re and re gas range | Christopher Sterling
NULL | NULL | 6560 ANGUS DRIVE, Vancouver, BC V6P 5H9 | Electrical Permit | Residential | New | Draft | Installation / Repair - Residential - Running low voltage wiring for speakers, and networking - CAT6 | Lucent Electrical and Design Ltd
GP-2024-00026 | 2024-01-05 | 6560 ANGUS DRIVE, Vancouver, BC V6P 5H9 | Gas Permit | Residential | New | Issued | Residential - Installation of 1 gas fireplace - venting and hook up only >BP: To construct a 2 storey + basement one-family dwelling ($1,001,007.50) with an existing detached accessory building (garage), at the rear providing 2 parking spaces, having vehicular access from the lane. | Urban Fireplaces Ltd
EP-2023-10637 | NULL | 6560 ANGUS DRIVE, Vancouver, BC V6P 5H9 | Electrical Permit | Residential | New | Application Incomplete | Installation / Repair - Residential - New house wiring. 200A overhead service to existing garage then underground to the home. Heat pump for heating. Some baseboard electric heat in basement rooms. Fixtures & fittings. Branch circuits throughout. Electric hot water tank. | F & S Electrical Ltd
EP-2023-08424 | NULL | 6560 ANGUS DRIVE, Vancouver, BC V6P 5H9 | Electrical Permit | Residential | New | Withdrawn | Installation / Repair - Residential - Installation of new service(s) rough in and finishing on new house build >BP: To construct a 2 storey + basement one-family dwelling ($1,001,007.50) with an existing detached accessory building (garage), at the rear providing 2 parking spaces, having vehicular access from the lane. Note: This is a 2 storey building pursuant to the Zoning and Development By-Law 1- Bar/Sink proposed in the basement 2- External mechanical unit proposed in the rear yard 3- Schedule B: Gong Zuo Zhou, P.Eng (604-838-2586) Geotechnical 4- Schedule B: Tim Lam, P.Eng. (604-255-7670) Structural 5- HPO: Residential Builder – Solaris Properties Inc. 6- The entire building to be sprinklered to NFPA 13D. ***This permit has been issued under the VBBL 2019, with updated energy requirements as per bylaw # 12997 effective Jan 01, 2022.*** | Matthew Preece
PP-2023-03365 | 2023-09-20 | 6560 ANGUS DRIVE, Vancouver, BC V6P 5H9 | Plumbing Permit | Residential | New | Issued | Residential - 1FD - new gravity sump | Vancouver Excavating and Contracting Ltd
EP-2023-10150 | 2023-11-08 | 6560 ANGUS DRIVE, Vancouver, BC V6P 5H9 | Electrical Permit | Residential | New | Issued | Temporary Power - Residential - To provide temporary power. | F & S Electrical Ltd
PP-2023-03868 | 2023-11-02 | 6560 ANGUS DRIVE, Vancouver, BC V6P 5H9 | Plumbing Permit | Residential | New | Issued | Residential - 1FD - new construction plumbing >DB: To construct a 2 storey + basement one-family dwelling with an existing detached accessory building (garage), at the rear providing 2 parking spaces, having vehicular access from the lane. Note: This is a 2 storey building pursuant to the Zoning and Development By-Law 1- Bar/Sink proposed in the basement 2- External mechanical unit proposed in the rear yard 6- The entire building to be sprinklered to NFPA 13D. ***This permit has been issued under the VBBL 2019, with updated energy requirements as per bylaw # 12997 effective Jan 01, 2022.*** AMEND: DEC 4/2023 Add one deck drain | BD Plumbing
GP-2023-03324 | 2023-11-02 | 6560 ANGUS DRIVE, Vancouver, BC V6P 5H9 | Gas Permit | Residential | New | Issued | Residential - 2 BBQ's & 1 Fireplace Note: fireplace piping only >BP: To construct a 2 storey + basement one-family dwelling ($1,001,007.50) with an existing detached accessory building (garage), at the rear providing 2 parking spaces, having vehicular access from the lane. | BD Plumbing
EP-2023-00122 | 2023-02-06 | 6567 ANGUS DRIVE, Vancouver, BC V6P 5J1 | Electrical Permit | Residential | Renovation | Completed | Installation / Repair - Residential - Upgrading service of House to 200 Amps and Main service to 200 A. Changing of receptacles and light fixtures -No laneway there. It is only upgradation o0f service from 100 A to 200 A for single family dwelling and adding some lights and pots and changing switches and receptacles RE/RE | AMTEK Electric Ltd
GP-2023-00574 | 2023-02-16 | 7187 ARBUTUS STREET, Vancouver, BC V6P 5S9 | Gas Permit | Residential | Renovation | Completed | Residential - Replacement furnace | BC Wide Home Services Ltd
GP-2024-00114 | 2024-01-15 | 7283 ARBUTUS STREET, Vancouver, BC V6P 5S9 | Gas Permit | Residential | Renovation | Issued | Residential - Removal of existing boiler & hot water tank, replacement with Navien combi | Pioneer Plumbing & Heating Inc
GP-2022-01457 | 2022-05-10 | 7349 ARBUTUS STREET, Vancouver, BC V6P 5T2 | Gas Permit | Residential | Renovation | Completed | Residential - hot water tank replacement | Reid Brothers Plumbing & Heating Ltd
GP-2022-00913 | 2022-03-23 | 7349 ARBUTUS STREET, Vancouver, BC V6P 5T2 | Gas Permit | Residential | Renovation - Dwelling Unit(s) only | Completed | Residential - Installing furnace | Reid Brothers Plumbing & Heating Ltd
GP-2022-01776 | 2022-06-13 | 7750 ARBUTUS STREET, Vancouver, BC V6P 5T5 | Gas Permit | Residential | Renovation | Completed | Residential - Retro fit new boiler to replace failed | LNA Plumbing & Heating Ltd
GP-2023-04068 | 2023-12-16 | 3403 ARCHIMEDES STREET, Vancouver, BC V5R 4W4 | Gas Permit | Residential | Tenant Improvement | Completed | Residential - Furnace replacement | All West Heating Ltd
GP-2022-04005 | 2022-12-15 | 3403 ARCHIMEDES STREET, Vancouver, BC V5R 4W4 | Gas Permit | Residential | Renovation | Completed | Residential - HWT re&re | Ferenc Nagy
GP-2022-03665 | 2022-11-21 | 3426 ARCHIMEDES STREET, Vancouver, BC V5R 4W3 | Gas Permit | Residential | Renovation | Completed | Residential - Replace old boiler with a new one | Gregori Plumbing, Heating & Air Conditioning Ltd
EP-2022-07296 | 2022-08-31 | 3426 ARCHIMEDES STREET, Vancouver, BC V5R 4W3 | Electrical Permit | Residential | New | Completed | Installation / Repair - Residential - Relocation of Service Due to New Lane Way House at: 3425 Cherry (existing home: 3426 Archimedes St) | AULAKH ELECTRICAL CORPORATION
EP-2022-00633 | 2022-02-02 | 3431 ARCHIMEDES STREET, Vancouver, BC V5R 4W4 | Electrical Permit | Residential | Renovation - Dwelling Unit(s) only | Completed | Installation / Repair - Residential - Main house service disconnect and reconnect. | Hind Electric Ltd
GP-2022-04030 | 2022-12-16 | 6943 ARLINGTON STREET, Vancouver, BC V5S 3P1 | Gas Permit | Residential | Renovation | Completed | Residential - Decommission and remove furnace | Ashton Service Group/Ashton Mechanical Ltd.
EP-2023-01905 | 2023-04-14 | 6943 ARLINGTON STREET, Vancouver, BC V5S 3P1 | Electrical Permit | Residential | Addition | Completed | Installation / Repair - Residential - We installed a circuit for a heat pump in the backyard MP-2023-00340 | Douglas Millington o/a Moose Electric
MP-2023-00340 | 2023-03-10 | 6943 ARLINGTON STREET, Vancouver, BC V5S 3P1 | Mechanical Permit | NULL | NULL | Issued | NULL | Ashton Service Group/Ashton Mechanical Ltd.
NULL | NULL | 3489 ASCOT PLACE, Vancouver, BC V5R 6B6 | Gas Permit | Commercial | Tenant Improvement | Draft | Commercial - Re and re of 5 gas combo dryers, 10 gas lines. | Spears Sales & Service Ltd
EP-2023-05679 | 2023-06-27 | 1665 ARBUTUS STREET, Vancouver, BC V6J 3X3 | Electrical Permit | Residential | Renovation | Completed | Installation / Repair - Residential - Replace Fire Alarm control panel. Note: The issuance of this permit is based on Bulletin 2018-004-BU/EL. | Voltech Systems Ltd
EP-2022-06823 | 2022-10-05 | 1855 ARBUTUS STREET, Vancouver, BC V6J 3X5 | Electrical Permit | Commercial | Renovation | Completed | Installation / Repair - Commercial - Category of work: Voluntary upgrade of existing FAS Description of work: this voluntary upgrade of existing FAS for the apartment building: 1855 Arbutus Street, Vancouver BC. We are doing a voluntary upgrade because the old fire alarm system is too old. Note: this apartment building does not have elevators which may simplify the electrical permit process. - no FSR??? | Apna Fire & Electrical Service Ltd
GP-2022-02907 | 2022-09-28 | 1910 ARBUTUS STREET, Vancouver, BC V6J 3X7 | Gas Permit | Residential | Renovation | Completed | Residential - Install one natural gas fireplace insert | Vancouver Gas Fireplaces Ltd
GP-2022-01347 | 2022-04-29 | 1916 ARBUTUS STREET, Vancouver, BC V6J 3X7 | Gas Permit | Residential | Renovation | Completed | Residential - gas range disconnect old one, reconnect new one | Fast Track Appliances Ltd
GP-2022-03739 | 2022-11-25 | 7112 ANGUS DRIVE, Vancouver, BC V6P 5J7 | Gas Permit | Residential | Tenant Improvement | Completed | Residential - Gaggenau 36" Gas Cooktop | Han Appliances & Refrigeration Ltd
EP-2023-03230 | 2023-04-18 | 7112 ANGUS DRIVE, Vancouver, BC V6P 5J7 | Electrical Permit | Residential | Addition | Completed | Installation / Repair - Residential - Installation of security system | ADT Security Services Canada Inc
EP-2023-03367 | 2023-04-19 | 7161 ANGUS DRIVE, Vancouver, BC V6P 5J6 | Electrical Permit | Residential | Addition | Completed | Installation / Repair - Residential - EV receptacle installation, 30 AMP, NEMA 14-30. Pull power from 50 AMP sub-panel located to the room next to the garage. | Amor Energy Corporation
GP-2022-02875 | 2022-09-23 | 7188 ANGUS DRIVE, Vancouver, BC V6P 5J7 | Gas Permit | Residential | Renovation | Completed | Residential - Re&Re boiler 115.000 BTU | Milani Plumbing Heating & Air Conditioning Ltd
GP-2022-00387 | 2022-02-08 | 7370 ANGUS DRIVE, Vancouver, BC V6P 5J9 | Gas Permit | Residential | Addition | Completed | Residential - Gas fireplace installation | Vaglio Fireplace LTD
EP-2022-05435 | 2022-06-27 | 7488 ANGUS DRIVE, Vancouver, BC V6P 5K2 | Electrical Permit | Residential | Tenant Improvement | Completed | Installation / Repair - Residential - Relocation and upgrade of existing over head 100A service with 200A underground service | VS Electric Ltd
GP-2023-04137 | 2023-12-20 | 7488 ANGUS DRIVE, Vancouver, BC V6P 5K2 | Gas Permit | Residential | Renovation - Dwelling Unit(s) only | Completed | Residential - FURNACE RE.RE | Reliance Comfort Limited Partnership
GP-2022-03235 | 2022-10-20 | 5905 ARGYLE STREET, Vancouver, BC V5P 3J9 | Gas Permit | Residential | Addition | Completed | Residential - TO INSTALL 1 COMBI BOILER | BC Care Heating Services Ltd
EP-2023-02621 | 2023-03-28 | 5916 ARGYLE STREET, Vancouver, BC V5P 3K1 | Electrical Permit | Residential | Addition | Completed | Installation / Repair - Residential - Low voltage for CCTV system (CF-2023-002868) | Pacific Electronics Security Inc
GP-2023-03490 | 2023-11-10 | 6043 ARGYLE STREET, Vancouver, BC V5P 3J9 | Gas Permit | Residential | Renovation | Completed | Residential - Furnace replacement. | House Smart Home Improvements Ltd
EP-2022-09626 | 2022-11-15 | 6069 ARGYLE STREET, Vancouver, BC V5P 3J9 | Electrical Permit | Residential | New | Completed | Installation / Repair - Residential - Alarm, telephone, tv, network, cctv, entry >>BP: To construct a 2 storey one-family dwelling with a secondary suite located in the Basement ($724,995.00) with an open parking pad, providing 1 parking space, having vehicular access from the 20' Lane. 1. Covenant registered at the Land Title Office under CA9573080 2. No Strata Titling permitted 3. No A/C Unit proposed 4. A/C proposed – Exterior component located in Rear (West)Yard, Interior component located in second storey 5. Bar sink located in basement recreation room 6. Schedule B: (Antony Wang) P.Eng (604.618.6236) Structural 7. Schedule B: (Jason Hui) P.Eng (778.319.3403) Geotechnical 8. HPO: Residential Builder- Pridwen Construction Ltd. **THIS PERMIT HAS BEEN ISSUED UNDER THE REQUIREMENTS OF VBBL #12511 (2019) ** ****ALL PROJECT COORDINATOR NOTES HAS BEEN ACCEPTED BY THE APPLICANT**** | Best Built-In Centre Ltd
SP-2022-02078 | 2022-12-15 | 6069 ARGYLE STREET, Vancouver, BC V5P 3J9 | Sprinkler Permit | Residential | New | Completed | Residential - To Install 33 sprinkler heads To construct a 2 storey one-family dwelling with a secondary suite located in the Basement with an open parking pad, providing 1 parking space, having vehicular access from the 20' Lane. 1. Covenant registered at the Land Title Office under CA9573080 2. No Strata Titling permitted 3. No A/C Unit proposed 4. A/C proposed – Exterior component located in Rear (West)Yard, Interior component located in second storey 5. Bar sink located in basement recreation room 6. Schedule B: (Antony Wang) P.Eng (604.618.6236) Structural 7. Schedule B: (Jason Hui) P.Eng (778.319.3403) Geotechnical 8. HPO: Residential Builder- Pridwen Construction Ltd. | General Sprinkler Systems Ltd
GP-2022-03882 | 2022-12-06 | 6069 ARGYLE STREET, Vancouver, BC V5P 3J9 | Gas Permit | Residential | New | Completed | Residential - to install 1 boiler 1 range 1 bbq >To construct a 2 storey one-family dwelling with a secondary suite located in the Basement ($724,995.00) with an open parking pad, providing 1 parking space, having vehicular access from the 20' Lane. 1. Covenant registered at the Land Title Office under CA9573080 2. No Strata Titling permitted 3. No A/C Unit proposed 4. A/C proposed – Exterior component located in Rear (West)Yard, Interior component located in second storey 5. Bar sink located in basement recreation room 6. Schedule B: (Antony Wang) P.Eng (604.618.6236) Structural 7. Schedule B: (Jason Hui) P.Eng (778.319.3403) Geotechnical 8. HPO: Residential Builder- Pridwen Construction Ltd. Note: This is a 2 storey building pursuant to the Zoning and Development By-Law **THIS PERMIT HAS BEEN ISSUED UNDER THE REQUIREMENTS OF VBBL #12511 (2019) ** ****ALL PROJECT COORDINATOR NOTES HAS BEEN ACCEPTED BY THE APPLICANT**** | Symbolistic Heating Ltd
EP-2022-05706 | 2022-07-11 | 6069 ARGYLE STREET, Vancouver, BC V5P 3J9 | Electrical Permit | Residential | New | Completed | Installation / Repair - Residential - New house electrical wiring MP required for AC unit >BP: To construct a 2 storey one-family dwelling with a secondary suite located in the Basement ($724,995.00) with an open parking pad, providing 1 parking space, having vehicular access from the 20' Lane. 1. Covenant registered at the Land Title Office under CA9573080 2. No Strata Titling permitted 3. No A/C Unit proposed 4. A/C proposed – Exterior component located in Rear (West)Yard, Interior component located in second storey 5. Bar sink located in basement recreation room 6. Schedule B: (Antony Wang) P.Eng (604.618.6236) Structural 7. Schedule B: (Jason Hui) P.Eng (778.319.3403) Geotechnical 8. HPO: Residential Builder- Pridwen Construction Ltd. Note: This is a 2 storey building pursuant to the Zoning and Development By-Law Address Information: Principle Dwelling: #1-6069 Argyle St Secondary Suite: #2-6069 Argyle St Laneway home: #3-6069 Argyle St Addresses have been assigned per the approved plans, access to the rear unit is from the West side. This access must be provided & maintained at all times and the building addresses posted to be visible from the street in accordance with the Building By-law. **THIS PERMIT HAS BEEN ISSUED UNDER THE REQUIREMENTS OF VBBL #12511 (2019) ** ****ALL PROJECT COORDINATOR NOTES HAS BEEN ACCEPTED BY THE APPLICANT**** | JIU DING ELECTRIC LTD
PP-2022-02316 | 2022-07-04 | 6069 ARGYLE STREET, Vancouver, BC V5P 3J9 | Plumbing Permit | Residential | New | Completed | Residential - Dwv rough in >To construct a 2 storey one-family dwelling with a secondary suite located in the Basement ($724,995.00) with an open parking pad, providing 1 parking space, having vehicular access from the 20' Lane. 1. Covenant registered at the Land Title Office under CA9573080 2. No Strata Titling permitted 3. No A/C Unit proposed 4. A/C proposed – Exterior component located in Rear (West)Yard, Interior component located in second storey 5. Bar sink located in basement recreation room 6. Schedule B: (Antony Wang) P.Eng (604.618.6236) Structural 7. Schedule B: (Jason Hui) P.Eng (778.319.3403) Geotechnical 8. HPO: Residential Builder- Pridwen Construction Ltd. Note: This is a 2 storey building pursuant to the Zoning and Development By-Law Address Information: Principle Dwelling: #1-6069 Argyle St Secondary Suite: #2-6069 Argyle St Laneway home: #3-6069 Argyle St Addresses have been assigned per the approved plans, access to the rear unit is from the West side. This access must be provided & maintained at all times and the building addresses posted to be visible from the street in accordance with the Building By-law. **THIS PERMIT HAS BEEN ISSUED UNDER THE REQUIREMENTS OF VBBL #12511 (2019) ** ****ALL PROJECT COORDINATOR NOTES HAS BEEN ACCEPTED BY THE APPLICANT**** | United Mechanical Ltd
EP-2022-03232 | 2022-04-22 | 6069 ARGYLE STREET, Vancouver, BC V5P 3J9 | Electrical Permit | Residential | New | Expired | Temporary Power - Residential - To provide temporary power. NOTE: Work authorized by this permit is for placement of a temporary power pole only and does not authorize any site construction and/or excavation. A separate Building Permit will be required prior to commencement of any other work on this site. | JIU DING ELECTRIC LTD
GP-2023-03368 | 2023-11-03 | 6079 ARGYLE STREET, Vancouver, BC V5P 3J9 | Gas Permit | Residential | Renovation | Issued | Residential - re boiler | Thomson Industries Ltd
EP-2022-05286 | 2022-08-12 | 6095 ARGYLE STREET, Vancouver, BC V5P 3J9 | Electrical Permit | Residential | Addition | Completed | Installation / Repair - Residential - Dedicated circuit for AC install | Pacific Star Electric Inc
EP-2023-09791 | 2023-10-29 | 6141 ARGYLE STREET, Vancouver, BC V5P 3K2 | Electrical Permit | Residential | New | Issued | Temporary Power - Residential - To provide temporary power. | STAT ELECTRICS LIMITED
MP-2022-00048 | 2022-07-25 | 6215 ARGYLE STREET, Vancouver, BC V5P 3K2 | Mechanical Permit | NULL | NULL | Completed | NULL | Moore And Russell Heating And Air Conditioning Ltd
EP-2022-06267 | 2022-07-26 | 6215 ARGYLE STREET, Vancouver, BC V5P 3K2 | Electrical Permit | Residential | Tenant Improvement | Completed | Installation / Repair - Residential - - No change to existing service - Electrical install for heat pump - BP not required - Mechanical Permit to be obtained | Moore And Russell Heating And Air Conditioning Ltd
GP-2022-01658 | 2022-05-31 | 6227 ARGYLE STREET, Vancouver, BC V5P 3K2 | Gas Permit | Residential | Renovation | Completed | Residential - Furnace Replacement | Westmount Heating Ltd
EP-2022-02615 | NULL | 6227 ARGYLE STREET, Vancouver, BC V5P 3K2 | Electrical Permit | Residential | Addition | Withdrawn | Installation / Repair - Residential - install transfer switch and power for new AC unit | Tim Baker
GP-2022-00872 | NULL | 6331 ARGYLE STREET, Vancouver, BC V5P 3K4 | Gas Permit | Residential | New | Withdrawn | Residential - The old furnace was very old and not working properly, replace with a new and high efficiency furnace at the same location. BTU @ 70,000 | TT PLUMBING & HEATING
GP-2022-02911 | NULL | 6331 ARGYLE STREET, Vancouver, BC V5P 3K4 | Gas Permit | Residential | Renovation - Dwelling Unit(s) only | Cancelled | Residential - RE & RE of Furnace | TT PLUMBING & HEATING
GP-2022-02912 | 2022-09-27 | 6331 ARGYLE STREET, Vancouver, BC V5P 3K4 | Gas Permit | Residential | Renovation | Completed | Residential - RE & RE Furnace | TT PLUMBING & HEATING
PP-2023-04007 | NULL | 6331 ARGYLE STREET, Vancouver, BC V5P 3K4 | Plumbing Permit | Residential | Renovation | Application Incomplete | Residential - Replacement of water piping and plumbing fixtures. | NAGRA BROS. PLUMBING & HEATING LTD
PP-2023-04006 | NULL | 6331 ARGYLE STREET, Vancouver, BC V5P 3K4 | Plumbing Permit | NULL | NULL | Withdrawn | NULL | NAGRA BROS. PLUMBING & HEATING LTD
EP-2023-08968 | 2023-10-05 | 6434 ARGYLE STREET, Vancouver, BC V5P 3K3 | Electrical Permit | Residential | Addition | Completed | Installation / Repair - Residential - Solar PV System; panel installation. >BP: Exterior alterations only to provide for the installation of twenty four (24) flush mounted solar panels on the existing hip roof at this existing Single Detached House with Secondary Suite building. OK for Direct To Inspections processing as per Howie Chow, August 23, 2023. Schedule B - Structural provided by Vishnu Suresh, P. Eng., 778-885-0551. | Blueridge Electrical Ltd.
GP-2022-03139 | 2022-10-13 | 6439 ARGYLE STREET, Vancouver, BC V5P 3K4 | Gas Permit | Residential | Tenant Improvement | Completed | Residential - Re Re Furnace | Moore & Russell Heating Ltd
EP-2022-06158 | 2022-07-22 | 6521 ARGYLE STREET, Vancouver, BC V5P 3K5 | Electrical Permit | Residential | Tenant Improvement | Issued | Installation / Repair - Residential - - Electrical install for AC - No change to existing service - BP not required - Mechanical Permit to be obtained | Moore And Russell Heating And Air Conditioning Ltd
GP-2022-01886 | 2022-06-22 | 6521 ARGYLE STREET, Vancouver, BC V5P 3K5 | Gas Permit | Residential | Tenant Improvement | Completed | Residential - Re Re furnace | Moore & Russell Heating Ltd
MP-2023-01328 | 2023-07-20 | 6521 ARGYLE STREET, Vancouver, BC V5P 3K5 | Mechanical Permit | NULL | NULL | Issued | NULL | Moore & Russell Heating Ltd
EP-2022-03632 | NULL | 8325 ASH STREET, Vancouver, BC V6P 3M1 | Electrical Permit | Residential | Addition | Cancelled | Installation / Repair - Residential - ***HOMEOWNER PERMIT**** Air Supply Heat Pump installation | NULL
EP-2022-05297 | 2022-07-21 | 8325 ASH STREET, Vancouver, BC V6P 3M1 | Electrical Permit | Residential | Addition | Completed | Installation / Repair - Residential - Adding power for new heat pump | Flash-Tech Electric Inc
GP-2022-00176 | 2022-01-21 | 3427 ASH STREET, Vancouver, BC V5Z 3E5 | Gas Permit | Residential | Renovation | Completed | Residential - Install one natural gas fireplace insert | Vancouver Gas Fireplaces Ltd
GP-2023-02252 | 2023-07-28 | 4190 ASH STREET, Vancouver, BC V5Z 4J2 | Gas Permit | Residential | Tenant Improvement | Issued | Residential - Gaggenau 12" Gas Cooktop | Han Appliances & Refrigeration Ltd
MP-2023-01116 | 2023-06-19 | 4190 ASH STREET, Vancouver, BC V5Z 4J2 | Mechanical Permit | NULL | NULL | Completed | NULL | Quick Cool Heating and Air Conditioning Ltd
EP-2023-05375 | 2023-07-05 | 4190 ASH STREET, Vancouver, BC V5Z 4J2 | Electrical Permit | Residential | Tenant Improvement | Completed | Installation / Repair - Residential - Wiring and Installing 30A Air Conditioner Disconnect on Side of House *MP-2023-01116: Issued (Cooling) | AJ's Electrical Contractors LTD
EP-2023-01714 | 2023-03-07 | 4190 ASH STREET, Vancouver, BC V5Z 4J2 | Electrical Permit | Residential | Renovation | Completed | Installation / Repair - Residential - -Re&Re Center Pot light with Light Fixture Round box and install Cirka 12" LED Light with dimmer in bedroom - wiring/install pot lights in living room and basement | AJ's Electrical Contractors LTD
MP-2023-01325 | 2023-07-20 | 6769 ASH STREET, Vancouver, BC V6P 3K3 | Mechanical Permit | NULL | NULL | Cancelled | NULL | Royal Vancouver Air Conditioning
GP-2023-04020 | 2023-12-14 | 4206 BALKAN STREET, Vancouver, BC V5V 3Z5 | Gas Permit | Residential | Tenant Improvement | Completed | Residential - Install 1 gas fireplace | Campbell Care Plumbing, Heating & Air Ltd.
EP-2022-04558 | 2022-06-01 | 4225 BALKAN STREET, Vancouver, BC V5V 3Z4 | Electrical Permit | Residential | Tenant Improvement | Completed | Installation / Repair - Residential - 40A A/C Circuit to be installed at the side of the house (see attached pictures) It's 90" from the side of the house to the fence, and the heat pump is 18.5" deep + 10" setback off the house, so just a bit over 5' remaining. (Side location proposal is marked in chalk there.) 30A Hot Water Tank Circuit installed 25' from sub-panel | MJR Electric Ltd
NULL | NULL | 4241 BALKAN STREET, Vancouver, BC V5V 3Z4 | Electrical Permit | Residential | Addition | Draft | Installation / Repair - Residential - Running cat 6 wire from house into garage and 2speakers | Arise Electrical Ltd
EP-2023-07934 | NULL | 4241 BALKAN STREET, Vancouver, BC V5V 3Z4 | Electrical Permit | Residential | Addition | Application Incomplete | Installation / Repair - Residential - Running cat 6 into garage | Arise Electrical Ltd
EP-2023-02605 | 2023-04-06 | 4241 BALKAN STREET, Vancouver, BC V5V 3Z4 | Electrical Permit | Residential | Addition | Completed | Installation / Repair - Residential - New garage wiring and baseboard heater installation. House building has existing 200 amp service. Customer is building new garage. I will be installing two baseboard heaters ,level 2 ev charger and one lighting circuit with sub panel. Customer is also adding heat pump to existing furnace heating. ***Note: A mechanical permit is required for the installation of heat pump. >Permit Amendment Sep 06, 2023 -"add class 2 circuit .I am running Cat 6 from house into garage" >BP: To construct a 14’10” by 23’6” one car garage with 9’11 by 23’6 attached carport at the rear of this existing single detached house with secondary suite building on this site. Geotechnical/Structural Schedule B submitted by Xue Li Chen - 778-235-5447 | Arise Electrical Ltd
GP-2022-02025 | 2022-08-03 | 4265 BALKAN STREET, Vancouver, BC V5V 3Z4 | Gas Permit | Residential | Renovation | Completed | Residential - new gas pipe for BBQ and cook top, installation of a new furnace and hot water tank. -disconnect the old hot water tank and installation of a new water heater, disconnect the old furnace and installation of a new high efficiency furnace, we have a new gas line for cook top and new gas line for BBQ >BP: Exterior and interior alterations to an existing one-family dwelling on this site | A Plus Plumbing Ltd
PP-2022-02377 | 2022-07-08 | 4265 BALKAN STREET, Vancouver, BC V5V 3Z4 | Plumbing Permit | Residential | Renovation | Completed | Residential - relocate the kitchen sink and dishwasher, re-piping for the hole house, Exterior and interior alterations to an existing one-family dwelling on this site Ok for field review as per Jamie Zhang, Dec.07/21 Letter of assurance provided by Schedule B (Structural): Richard Herfst, P.Eng, Struct.Eng., 604-553-0524 Scope of work includes: - No work to be done on the lower floor except new windows for all existing openings - Modify and relocate the kitchen on the main floor - Remove existing chimney - New Direct Vent Gas Fireplace on the existing fireplace location on the main floor - Alteration to the bathroom and bedroom 1 on the upper floor | A Plus Plumbing Ltd
GP-2022-02156 | 2022-07-21 | 4265 BALKAN STREET, Vancouver, BC V5V 3Z4 | Gas Permit | Residential | Renovation | Completed | Residential - Fireplace replacement | Flame Co Heating Services Ltd
EP-2022-04199 | 2022-05-20 | 4265 BALKAN STREET, Vancouver, BC V5V 3Z4 | Electrical Permit | Residential | Renovation | Completed | Installation / Repair - Residential - Kitchen relocating switches and appliances include oven, dishwasher, fridge and counter plugs Change lights to led >BP: Exterior and interior alterations to an existing one-family dwelling on this site Ok for field review as per Jamie Zhang, Dec.07/21 Letter of assurance provided by Schedule B (Structural): Richard Herfst, P.Eng, Struct.Eng., 604-553-0524 Scope of work includes: - No work to be done on the lower floor except new windows for all existing openings - Modify and relocate the kitchen on the main floor - Remove existing chimney - New Direct Vent Gas Fireplace on the existing fireplace location on the main floor - Alteration to the bathroom and bedroom 1 on the upper floor | Megatech Trades Corp
NULL | NULL | 4265 BALKAN STREET, Vancouver, BC V5V 3Z4 | Electrical Permit | Residential | Renovation | Draft | Installation / Repair - Residential - Kitchen relocating switches, counter plugs, fridge, dishwasher, oven and microwave Change lights to LED | Megatech Trades Corp
SP-2022-00142 | 2022-04-29 | 1865 BARCLAY STREET, Vancouver, BC V6G 1K7 | Sprinkler Permit | Commercial | New | Issued | Commercial - For sprinkler system alterations to the 2019 VBBL, NFPA 13, 2013 and NFPA 14, 2013 for the rerouting of the supply line serving the existing fire hose cabinets such that the supply piping is located downstream of the existing double checkvalve assembly. Notes: 1. Fire protection Engineer of record Brian Sikorski P.Eng. CEM of E-Factor Engineering Incorporated T: (604) 708 4140 E: brian@eforenergy.com 2. One set of approved drawings and permit to be available for viewing at the jobsite. 3. Separate permit and documents required for any electrical or fire alarm related work. | Fire Pro Fire Protection Ltd.
EP-2023-04796 | 2023-05-31 | 1872 BARCLAY STREET, Vancouver, BC V6G 1K8 | Electrical Permit | Commercial | Tenant Improvement | Completed | Installation / Repair - Commercial - Voluntary replacement of existing fire alarm system as per Bulletin 2018-004-BU/EL Option #1 C. New devices are to be installed utilizing existing locations and wiring, including outlet boxes and conduit. Fire alarm system operation, sequence of operation is to remain as per existing. Fire alarm system to remain fully functional during replacement. Verification of the fire alarm system in conformance with CAN/ULC S537. • Replacement of existing Mircom panel in the electrical room with new Addressable Notifier Panel. • 3x new cross-listed bells • 8x new addressable smoke detectors • 6x new addressable pull stations • 30x new addressable heat detectors (including in suite devices) | Action Electric Ltd
PP-2023-01710 | 2023-05-16 | 1879 BARCLAY STREET, Vancouver, BC V6G 1K7 | Plumbing Permit | Commercial | Renovation | Issued | Commercial - Renovating a bathroom and installing a new shower drain, shower valve and vanity. Toilet piping to remain and kitchen sink piping to remain. >BP: #301 - 3rd floor Interior alterations to renovate this dwelling unit #301 on the 3rd floor of this existing multiple dwelling building. | Lidia Contracting Ltd
EP-2023-00260 | 2023-01-12 | 1879 BARCLAY STREET, Vancouver, BC V6G 1K7 | Electrical Permit | Residential | Renovation | Issued | Installation / Repair - Residential - 60 amps fuse panel replacement to a breakers panel, kitchen circuits rewiring, internet cable relocation, pot light wiring, and installation. >BP: Interior alterations to renovate this dwelling unit #301 on the 3rd floor of this existing multiple dwelling building. REVISION#1: Change of Applicant from Maison d'etre Design-build Inc to Ronald Clarkson. December 6, 2022 (EV) E2 - Lighting - Install lighting dimmer, timers, and/or motion detectors on interior lights OK to process as DTI as per J. Zhang October 5, 2022 | Wirechief Electric Ltd
PP-2023-04051 | 2023-11-17 | 1885 BARCLAY STREET, Vancouver, BC V6G 1K7 | Plumbing Permit | Commercial | Renovation | Completed | Commercial - Install backflow preventer for connection to irrigation system. | Vancouver Backflow Testing Ltd
PP-2022-00048 | 2022-01-11 | 1885 BARCLAY STREET, Vancouver, BC V6G 1K7 | Plumbing Permit | Commercial | Addition | Completed | Commercial - Installation of premises and bypass DCVA | Canadian Plumbing Systems Ltd.
PP-2022-00914 | 2022-03-18 | 1906 BARCLAY STREET, Vancouver, BC V6G 1L4 | Plumbing Permit | Commercial | Addition | Completed | Commercial - Install backflow preventer for Premise Isolation and irrigation system. | Pacific Western Plumbing & Drainage Ltd
SP-2022-00323 | 2022-08-04 | 1906 BARCLAY STREET, Vancouver, BC V6G 1L4 | Sprinkler Permit | Residential | Addition | Completed | Residential - Install 3" DCVA for Parkade fire sprinklers | CENTRE LINE FIRE SPRINKLERS LTD
EP-2022-03178 | 2022-05-26 | 1924 BARCLAY STREET, Vancouver, BC V6G 1L3 | Electrical Permit | Commercial | Tenant Improvement | Completed | Installation / Repair - Commercial - Modification of existing fire alarm system as per Bulletin 2018-004-BU/EL Option #3 triggered by the automatic elevator recall as follows: Supply & install new single-stage, addressable DDRS panel c/w annunciator dedicated for elevator recall purposes only. Provide new addressable smoke detectors w/ sounder bases in elevator lobbies and the elevator machine room. >BP: Interior alterations to provide elevator modernization for the new single stage DDRS fire alarm installation, in this existing 12 storey multiple dwelling building, over 1 level of underground parking having vehicle access from Barclay street Main Recall level - 1st storey, Alternate Recall level – 2nd storey Schedule B, (Architectural and Electrical); Oliver Wiart, P.Eng (604.813.1024) submitted for this project. OK for BU only as per W,Wong, April 08th, 2022 Building Review Notes: 1. AL-2022-00051 (DDRS elevator recall system) 2. EP-2022-03178 3. This permit has been reviewed under the requirement of VBBL #12511 (2019) Provide new heat detector in the elevator pit. Re/Re electrical feeder from existing disconnect to elevator controller. Re/Re the feeder from the existing cab light disconnect to the controller. Provide & new addressable relays in elevator machine room. New telephone line to elevator machine room. Replacement of existing receptacles with new GFCI type receptacles in elevator machine room & pit. Replacement of existing fixtures with new LED type fixtures c/w with wire cages in elevator machine room & pit. Verification of the fire alarm system in conformance with CAN/ULC S537. | Action Electric Ltd
EP-2022-04634 | 2022-06-03 | 1924 BARCLAY STREET, Vancouver, BC V6G 1L3 | Electrical Permit | Residential | Renovation | Completed | Installation / Repair - Residential - kitchen alteration, microwave plug, D/W,washer plug | M G Electric Ltd
PP-2022-00049 | 2022-01-11 | 1924 BARCLAY STREET, Vancouver, BC V6G 1L3 | Plumbing Permit | Commercial | Addition | Completed | Commercial - Installation of premises and bypass DCVA | Canadian Plumbing Systems Ltd.
PP-2023-04052 | 2023-11-17 | 1924 BARCLAY STREET, Vancouver, BC V6G 1L3 | Plumbing Permit | Commercial | Renovation | Completed | Commercial - Install backflow preventer for irrigation connection. | Vancouver Backflow Testing Ltd
EP-2023-02090 | 2023-03-13 | 1924 BARCLAY STREET, Vancouver, BC V6G 1L3 | Electrical Permit | Commercial | Renovation | Completed | Installation / Repair - Commercial - Installation of (2) branch circuits and EV chargers supplied by the existing 200 amp house panel. | Whitley Electric Ltd
PP-2023-00875 | 2023-03-15 | 1945 BARCLAY STREET, Vancouver, BC V6G 1L2 | Plumbing Permit | Commercial | New | Issued | Commercial - Installing a 4" WATTS 757 Backflow | Alpine Sprinkler Systems Ltd
PP-2022-00326 | 2022-02-01 | 1958 BARCLAY STREET, Vancouver, BC V6G 1L3 | Plumbing Permit | Commercial | Addition | Cancelled | Commercial - Installation of Backflow Preventers | Michael M Connolly
PP-2022-01998 | 2022-06-10 | 1967 BARCLAY STREET, Vancouver, BC V6G 1L1 | Plumbing Permit | Commercial | Renovation | Completed | Commercial - Scope of work: - Supply and install one DCVA backflow preventer to serve as premise isolation. - Supply and install hose bib vacuum breakers for all domestic water hose bibs in the boiler room. - Supply and install hose bib vacuum breakers for all domestic water hose bibs on the 11th floor penthouse patio area. - Supply and install hose bib vacuum breakers for all domestic water hose bibs on the building exterior. | Milani Plumbing Heating & Air Conditioning Ltd
PP-2022-00572 | 2022-02-18 | 1990 BARCLAY STREET, Vancouver, BC V6G 1L3 | Plumbing Permit | Commercial | New | Completed | Commercial - add a backflow preventer to existing plumbing pipe system | PANAGO ENTERPRISES LTD
PP-2022-02072 | 2022-06-21 | 2010 BARCLAY STREET, Vancouver, BC V6G 1L5 | Plumbing Permit | Residential | Addition | Completed | Residential - Install new 2" DCVA Premise Isolation in Parkade required by the city of vancouver. *CROSS CONNECTION | JJ&A Mechanical LTD
EP-2023-07722 | 2023-08-25 | 2010 BARCLAY STREET, Vancouver, BC V6G 1L5 | Electrical Permit | Commercial | Renovation | Completed | Installation / Repair - Commercial - Repair overhead service mast and wires that are burning up. Replace service entrance switch that is not operating properly. | Finn Electric Ltd DBA Litespan Electric
GP-2023-04168 | 2023-12-22 | 1511 BARCLAY STREET, Vancouver, BC V6G 1J8 | Gas Permit | Residential | Addition | Completed | Residential - re and re gas range | Christopher Sterling
PP-2022-04112 | 2022-11-17 | 1531 BARCLAY STREET, Vancouver, BC V6G 1J8 | Plumbing Permit | Commercial | Addition | Completed | Commercial - add backflow preventors -as requested by Cross Connections Inspections Report | Options Plumbing & Heating Ltd
PP-2023-00877 | 2023-03-15 | 1601 BARCLAY STREET, Vancouver, BC V6G 1J9 | Plumbing Permit | Commercial | New | Issued | Commercial - Install 3" watts 757 backflow in parkade | Alpine Sprinkler Systems Ltd
PP-2023-03574 | 2023-10-11 | 1630 BARCLAY STREET, Vancouver, BC V6G 1K1 | Plumbing Permit | Commercial | New | Completed | Commercial - Supply and install a new DCVA backflow preventer in the basement mechanical room as per City of Vancouver Engineering Services correspondence of August 22, 2023. CROSS CONNECTION LETTER UPLOADED | Xpert Mechanical
EP-2022-00507 | 2022-01-24 | 1630 BARCLAY STREET, Vancouver, BC V6G 1K1 | Electrical Permit | Commercial | Tenant Improvement | Completed | Installation / Repair - Commercial - Suite 402 Supply and installation of new retro-fit Schneider panel kit to replace existing fuse panel ***Amend 03/31/2022** Same scope but completing more suites in the building. • 101, 103 & 104 • 201, 202, 203 & 205 • 301 - 305 • 401 - 405 • 501 - 505 • 601 - 605 • 701 - 704 • 801 - 805 • 901 - 903 New value: $15,751.64 | Action Electric Ltd
PP-2023-04274 | 2023-12-08 | 1655 BARCLAY STREET, Vancouver, BC V6G 2Y1 | Plumbing Permit | Commercial | Addition | Issued | Commercial - Cross connection survey work to be completed backflow assembly installation required in various areas of the building CROSS CONNECTION - LTR UPLOADED | RPH Services Inc
PP-2023-02169 | 2023-06-20 | 1660 BARCLAY STREET, Vancouver, BC V6G 1K2 | Plumbing Permit | Commercial | Tenant Improvement | Completed | Commercial - Remove existing building water isolation valves for water meter and replace with new valves | Urban Plumbing & Heating Ltd
PP-2022-04516 | 2022-12-19 | 1710 BARCLAY STREET, Vancouver, BC V6G 1K3 | Plumbing Permit | Residential | New | Completed | Residential - Installation of DCVA | Lambert Plumbing & Heating Ltd
PP-2022-03591 | 2022-10-11 | 1720 BARCLAY STREET, Vancouver, BC V6G 1K4 | Plumbing Permit | Commercial | Addition | Completed | Commercial - Install DCVA, premise isolation | Urban Plumbing & Heating Ltd
SP-2022-01228 | 2023-12-21 | 1844 BARCLAY STREET, Vancouver, BC V6G 1K8 | Sprinkler Permit | Residential | Renovation | Issued | Residential - For sprinkler system alterations to the 2019 VBBL, NFPA 13, 2013 and NFPA 14, 2013 for the retroactive installation of an 100 mm (4") Colt Series C400 Reduced Pressure Backflow Assembly on the existing fire protection systems in this existing building. Notes: 1. Fire protection Engineer of record Peter Shires PL.Eng. of FAST Automatic Sprinkler Technology Ltd. T: (604) 534 9426 E: fast11@shaw.ca 2. One set of approved drawings and permit to be available for viewing at the jobsite. 3. Separate permit and documents required for any electrical or fire alarm related work. ***If the building is equipped with a fire alarm system the DCVA must be monitored by the fire alarm system.*** | 0777792 BC Ltd
PP-2022-03204 | 2022-09-15 | 6198 ASH STREET, Vancouver, BC V5Z 3G9 | Plumbing Permit | Residential | Renovation | Completed | Residential - Domestic water repipe of mains and risers only | Brighter Mechanical Ltd
EP-2023-05673 | 2023-06-27 | 6198 ASH STREET, Vancouver, BC V5Z 3G9 | Electrical Permit | Commercial | Addition | Issued | Installation / Repair - Commercial - Installation of a ULC listed dialer for the monitoring of the fire panel only. | Chubb Fire & Security Canada Corp
EP-2023-11109 | 2024-01-04 | 5525 BALACLAVA STREET, Vancouver, BC V6N 1K9 | Electrical Permit | Residential | Renovation - Dwelling Unit(s) only | Issued | Installation / Repair - Residential - Installing smoke alarm and appliances ccts for secondary suite. CF-2023-008672 >BP: Interior alterations and a change of use from single detached house to single detached house with secondary suite with two off street parking in the attached accessory garage with access from the street. Scope of work includes new interior partition walls, exterior door replacement, new kitchen facilities, new bedrooms, and new laundry facilities on the basement floor of this existing single detached dwelling. OK for Field Review per W.Wong - Sept. 18, 2023 WWOP: CF-2023-008672 Note: This building is sprinklered. District Building Inspector to determine if a separate sprinkler permit is required. This permit is for alterations as shown in plans only. Any unauthorized work on this site, existing or otherwise, is neither recognized nor approved and may be subject to enforcement action. Energy checklist is currently no longer required with your Building Permit application. Some supporting documents are still required at BP stage, specifically Envelope and HVAC, if applicable. Service Water Heating and Lighting supporting documents, if applicable, must be submitted with your related trade’s permits (e.g. electrical and plumbing). | Powerful Electric Ltd
SP-2023-02268 | 2023-12-19 | 5525 BALACLAVA STREET, Vancouver, BC V6N 1K9 | Sprinkler Permit | Residential | Renovation | Issued | Residential - adding to heads in sprinkler system >BP: Interior alterations and a change of use from single detached house to single detached house with secondary suite with two off street parking in the attached accessory garage with access from the street. Scope of work includes new interior partition walls, exterior door replacement, new kitchen facilities, new bedrooms, and new laundry facilities on the basement floor of this existing single detached dwelling. OK for Field Review per W.Wong - Sept. 18, 2023 WWOP: CF-2023-008672 Note: This building is sprinklered. District Building Inspector to determine if a separate sprinkler permit is required. This permit is for alterations as shown in plans only. Any unauthorized work on this site, existing or otherwise, is neither recognized nor approved and may be subject to enforcement action. | ACME PLUMBING HEATING & GAS LTD.
PP-2023-04360 | 2023-12-18 | 5525 BALACLAVA STREET, Vancouver, BC V6N 1K9 | Plumbing Permit | Residential | Renovation | Issued | Residential - adding one washer >BP: Interior alterations and a change of use from single detached house to single detached house with secondary suite with two off street parking in the attached accessory garage with access from the street. Scope of work includes new interior partition walls, exterior door replacement, new kitchen facilities, new bedrooms, and new laundry facilities on the basement floor of this existing single detached dwelling. WWOP: CF-2023-008672 | ACME PLUMBING HEATING & GAS LTD.
GP-2022-00474 | 2022-02-12 | 5609 BALACLAVA STREET, Vancouver, BC V6N 1K9 | Gas Permit | Residential | Addition | Completed | Residential - Replacement Of furnace | BCRC Plumbing and Heating Ltd
EP-2023-04983 | 2023-06-15 | 5346 ARGYLE STREET, Vancouver, BC V5P 3J3 | Electrical Permit | Residential | Tenant Improvement | Issued | Installation / Repair - Residential - Install power for a Heat Pump single zone outdoor unit. Power and disconnect to outdoor unit The homeowners use the second range for them selves. There are no tenant down there and it was used for family before. There is no definitive area designated as a suite. 12/2 conductor was run for the AC unit which is good for 25A. A 20A breaker was used for because It was an old commander panel and a 25A breaker is not available *An approved mechanical permit is required for the installation of air conditioning or heat pump unit at the time of installation before an electrical inspection will be performed | Capmar Electric Limited
EP-2022-05002 | 2022-06-14 | 5543 ARGYLE STREET, Vancouver, BC V5P 3J5 | Electrical Permit | Residential | Addition | Cancelled | Installation / Repair - Residential - Service upgrade changing out old panel. | Wardenclyffe Electrical Ltd
EP-2022-07823 | 2022-09-29 | 5543 ARGYLE STREET, Vancouver, BC V5P 3J5 | Electrical Permit | Residential | Addition | Completed | Installation / Repair - Residential - TO CONTINUE WORK STARTED BY OTHER COMPANY(EP-2022-05002) 200 Amp upgrade service from 100A | Extra Mile Electric Ltd
EP-2023-03811 | 2023-05-11 | 5559 ARGYLE STREET, Vancouver, BC V5P 3J5 | Electrical Permit | Residential | Tenant Improvement | Completed | Installation / Repair - Residential - 100A Panel Replacement + Hardwired Car Charger (16A) Meter will be removed and Hydro will be contacted for red tag | AJ's Electrical Contractors LTD
EP-2023-04708 | 2023-05-30 | 8508 ASH STREET, Vancouver, BC V6P 3M2 | Electrical Permit | Commercial | NULL | Issued | Annual / Operating - Maintenance of existing operating electrical equipment. | PANG'S ELECTRIC LTD
NULL | NULL | 8508 ASH STREET, Vancouver, BC V6P 3M2 | Electrical Permit | Commercial | NULL | Withdrawn | Annual / Operating - Annual Permit. Renewal for: EP-2021-06348 VALID: JUN 25/2022 TO JUN 24/2023 | PANG'S ELECTRIC LTD
MP-2023-01892 | 2023-10-20 | 8508 ASH STREET, Vancouver, BC V6P 3M2 | Mechanical Permit | NULL | NULL | Issued | NULL | Milani Plumbing Heating & Air Conditioning Ltd
EP-2023-09522 | 2023-10-26 | 8508 ASH STREET, Vancouver, BC V6P 3M2 | Electrical Permit | Commercial | Renovation | Issued | Installation / Repair - Commercial - Electrical supply for Dsplit MP-2023-01892 | Milani Electric Limited
NULL | NULL | 8750 ASH STREET, Vancouver, BC | Electrical Permit | Commercial | NULL | Draft | Annual / Operating - Check all transformers and switches | New-Way Electric Ltd
EP-2023-05998 | 2023-07-05 | 8750 ASH STREET, Vancouver, BC | Electrical Permit | Commercial | NULL | Issued | Annual / Operating - Maintenance of existing operating electrical equipment - transformers. | New-Way Electric Ltd
PP-2022-00137 | 2022-01-20 | 8755 ASH STREET, Vancouver, BC | Plumbing Permit | Commercial | Tenant Improvement | Completed | Commercial - UNIT #1 - Install commercial sink | Artisan Plumbing & Heating Ltd
EP-2022-09357 | 2022-11-07 | 8755 ASH STREET, Vancouver, BC | Electrical Permit | Commercial | NULL | Expired | Annual / Operating - Annual permit for maintenance purposes. Valid Nov 07, 2022 until Nov 06, 2023 | Blueline Electrical Services Ltd
EP-2023-09746 | 2023-10-27 | 8755 ASH STREET, Vancouver, BC | Electrical Permit | Commercial | NULL | Issued | Annual / Operating - Annual permit for maintenance purposes. -renewal of: EP-2022-09357 -valid: Nov. 8, 2023 - Nov. 7, 2024 | Blueline Electrical Services Ltd
GP-2023-03682 | 2023-11-22 | 8755 ASH STREET, Vancouver, BC | Gas Permit | Residential | Renovation | Completed | Residential - RE&RE hot water tank | Milani Plumbing Heating & Air Conditioning Ltd
EP-2023-09747 | 2023-10-27 | 8765 ASH STREET, Vancouver, BC | Electrical Permit | Commercial | NULL | Issued | Annual / Operating - Annual permit for maintenance of existing operating electrical equipment. -Renewal of: EP-2022-09359 -Valid Nov. 5, 2023 - Nov. 4, 2024 | Blueline Electrical Services Ltd
EP-2022-09359 | 2022-11-04 | 8765 ASH STREET, Vancouver, BC | Electrical Permit | Commercial | NULL | Expired | Annual / Operating - Maintenance of existing operating electrical equipment. | Blueline Electrical Services Ltd
EP-2022-00650 | 2022-02-01 | 8765 ASH STREET, Vancouver, BC | Electrical Permit | Commercial | Renovation | Completed | Installation / Repair - Commercial - Run new circuit and install new receptacles for wiring new lab-120/208V NOTE: There will be no alterations to the wall -Existing space at this time is an office. The space will convert into a lab. From electrical perspective, need receptacles installed on different locations. | ACTIVE ELECTRIC LTD.
EP-2022-04888 | 2022-06-10 | 8765 ASH STREET, Vancouver, BC | Electrical Permit | Commercial | Addition | Completed | Installation / Repair - Commercial - Unit 1 Install a new 30KVA 600/120-208V transformer. Install new sub-panel. Wire a new compressor. Remove all circuits from old panel and wire a new perform press and extruder. | ACTIVE ELECTRIC LTD.
EP-2022-01995 | 2022-03-11 | 7008 BALMORAL STREET, Vancouver, BC V5P 4N3 | Electrical Permit | Commercial | NULL | Expired | Annual / Operating - Annual Operating Permit. maintenance as needed -Renewal of EP-2020-08015 -Valid: Oct. 30, 2021 - Oct. 29, 2022 | John Scott Wilson DBA JSW Electric
EP-2022-09382 | 2022-11-04 | 7008 BALMORAL STREET, Vancouver, BC V5P 4N3 | Electrical Permit | Commercial | NULL | Expired | Annual / Operating - Annual Operating Permit. maintenance as needed -Renewal of EP-2021-01995 -Valid: Oct. 30, 2022 - Oct. 29, 2023 | John Scott Wilson DBA JSW Electric
EP-2023-10065 | 2023-11-07 | 7008 BALMORAL STREET, Vancouver, BC V5P 4N3 | Electrical Permit | Commercial | NULL | Issued | Annual / Operating - Annual Operating Permit. maintenance as needed. -Renewal of EP-2022-09382 -Valid: Oct. 30, 2023 - Oct. 29, 2024 | John Scott Wilson DBA JSW Electric
EP-2022-02087 | 2022-03-16 | 1575 BALSAM STREET, Vancouver, BC V6K 3L7 | Electrical Permit | Residential | Renovation | Completed | Installation / Repair - Residential - To replace (1) lights, (1) plug, and 1 disconnect switch (3 phase, 60 A) in elevator machine room, and (1) light and plug in pit. Run new ground wire to bond disconnect and phone line from electrical room to machine room. | Fina Electrical Systems Ltd
MP-2023-01110 | 2023-06-16 | 6191 BALSAM STREET, Vancouver, BC V6M 4C4 | Mechanical Permit | NULL | NULL | Completed | NULL | Microwind Contracting Ltd
EP-2022-08785 | 2022-10-24 | 6268 BALSAM STREET, Vancouver, BC V6M 4C5 | Electrical Permit | Residential | Addition | Cancelled | Installation / Repair - Residential - install a electric vehicle charger outlet , wiring from panel (house ) to garage | HY Electric Company Ltd
GP-2022-03120 | 2022-10-12 | 6275 BALSAM STREET, Vancouver, BC V6M 4C4 | Gas Permit | Residential | Renovation | Completed | Residential - Re & re of gas hot water tank | Milani Plumbing Heating & Air Conditioning Ltd
PP-2023-02086 | NULL | 1265 BEACH AVENUE, Vancouver, BC V6E 1V4 | Plumbing Permit | Residential | Addition | Application Incomplete | Residential - Backflow installation | Cobing Building Solutions Ltd
PP-2023-00994 | 2023-03-22 | 1720 BALSAM STREET, Vancouver, BC V6K 3M2 | Plumbing Permit | Commercial | New | Completed | Commercial - Installation of a new backflow preventer for premise isolation in P1 boiler room as per City of Vancouver Engineering Services request. | Xpert Mechanical
EP-2022-09995 | 2022-11-25 | 1898 BALSAM STREET, Vancouver, BC V6K 3M4 | Electrical Permit | Residential | Tenant Improvement | Completed | Installation / Repair - Residential - Replace fuse panel with combination panel. | Adventure Electric Ltd
EP-2022-02995 | 2022-04-14 | 1926 BALSAM STREET, Vancouver, BC V6K 3M5 | Electrical Permit | Residential | Renovation | Completed | Installation / Repair - Residential - Disconnect, remove & relocate main feeder conduit due to rot repairs. Service to remain the same | Santec Electric Inc
EP-2022-04215 | 2022-05-25 | 6055 BALSAM STREET, Vancouver, BC V6M 4C2 | Electrical Permit | Commercial | Renovation | Completed | Installation / Repair - Commercial - Pool bonding only >BP: Exterior alterations to replace pool deck and perimeter fence at the rear of this existing multiple dwelling building. Scope of work: - replace existing concrete pool deck with new - replace existing concrete block fence with wooden fence Revision #2 - To provide for the removal of the redundant trench drains located beside the structural wall and to move the drains that is the closest to the pool edge back to increase the structural integrity of the new concrete slab Amend: May 12th, 2023 change the FSR name to Dave Clauson and the FSR number to CEL010107013 >>>>>>>>Amend: Sept. 20th - add scope: run circuits for sump pumps and terminate devices. - increase job cost by $4000 | Cove Power Electrical Enterprises Inc
PP-2022-02376 | 2022-07-08 | 6055 BALSAM STREET, Vancouver, BC V6M 4C2 | Plumbing Permit | Residential | Renovation | Issued | Residential - Adding a floor drain Exterior alterations to replace pool deck and perimeter fence at the rear of this existing multiple dwelling building. OK for field review per L.Telefson Sept.26/19 OK for replacement of rear fence per plans per H.Shayan, Sept.26/19 Scope of work: - replace existing concrete pool deck with new - replace existing concrete block fence with wooden fence Revision #2 - To provide for the removal of the redundant trench drains located beside the structural wall and to move the drains that is the closest to the pool edge back to increase the structural integrity of the new concrete slab | VANMECH PLUMBING & HEATING LTD.
PP-2023-03015 | 2023-08-24 | 6055 BALSAM STREET, Vancouver, BC V6M 4C2 | Plumbing Permit | Commercial | Renovation | Issued | Commercial - sump pumps, rain water leaders, floor drains >DB: Exterior alterations to replace pool deck and perimeter fence at the rear of this existing multiple dwelling building. Scope of work: - replace existing concrete pool deck with new - replace existing concrete block fence with wooden fence | VANMECH PLUMBING & HEATING LTD.
NULL | NULL | 6055 BALSAM STREET, Vancouver, BC V6M 4C2 | Plumbing Permit | Commercial | Renovation | Draft | Commercial - install of sump and pumps for RWL and Sanitary floor drain | VANMECH PLUMBING & HEATING LTD.
PP-2023-01935 | 2023-05-31 | 1120 BARCLAY STREET, Vancouver, BC V6E 1H2 | Plumbing Permit | Commercial | Renovation | Cancelled | Commercial - Cameo Manor - Backflow Preventer Installation Aug 25/2023-AMEND To cancel permit and request refund less $85 administration fee. | Ainsworth Inc
PP-2023-02254 | 2023-06-28 | 1120 BARCLAY STREET, Vancouver, BC V6E 1H2 | Plumbing Permit | Commercial | Renovation | Completed | Commercial - Add backflow to existing boiler room sprinkler system | Cobing Building Solutions Ltd
EP-2022-01669 | 2022-05-19 | 1127 BARCLAY STREET, Vancouver, BC V6E 4C6 | Electrical Permit | Commercial | Tenant Improvement | Completed | Installation / Repair - Commercial - Voluntary upgrade of existing fire alarm system as per Bulletin 2018-004-BU/EL Option #1-A. Replace existing smoke detectors with new addressable smoke detectors. Install relays in machine room for elevator recall. Install new telephone line from telephone room to elevator machine room. Install new elevator lobby phone in main floor lobby near annunciator. All other existing fire alarm devices will be reused. Replace elevator disconnects with new fused disconnects c/w feeders to elevator controllers. Existing power feeder from the electrical room to the elevator machine room will be reused. Cab light disconnect to remain, reconnect to controllers. Replace fixtures in machine room and pits with new 4' LED fixtures c/w cages. Replace receptacles in machine room and pits with new GFCI receptacles. Install ground wire from building ground to elevator machine room c/w ground bus. Complete verification of the FAS in conformance with CAN/ULC-S524. >BP: Interior alternations to provide a complete elevator modernization to the existing single stage, in this existing 14 storey multiple dwelling building on this site. **SEE SPECIFIC LOCATION FOR REST OF BP WORK DESCRIPTION AS NOT ENOUGH CHARACTERS TO PASTE ON THIS SECTION** | Sasco Contractors Ltd
PP-2023-03117 | 2023-09-06 | 1135 BARCLAY STREET, Vancouver, BC V6E 1G8 | Plumbing Permit | Commercial | Addition | Completed | Commercial - Install back flow device CROSS CONNECTION | Cobing Building Solutions Ltd
PP-2023-03991 | 2023-11-14 | 1139 BARCLAY STREET, Vancouver, BC V6E 1G8 | Plumbing Permit | Commercial | New | Completed | Commercial - Installing a new backflow device (DCVA) | Mainland Plumbing & Heating
PP-2023-00610 | 2023-02-21 | 1220 BARCLAY STREET, Vancouver, BC V6E 1H3 | Plumbing Permit | Residential | New | Issued | Residential - Replace a failed 4" DCVA backflow upstream of the fire suppression system. Supply and installation of a 2" DCVA on the domestic water pipe, downstream of the water meter. | PJB MECHANICAL PLUMBING & HEATING
PP-2023-00376 | 2023-02-03 | 1225 BARCLAY STREET, Vancouver, BC V6E 1H5 | Plumbing Permit | Commercial | Addition | Completed | Commercial - Install premise backflow as per COV CCC letter CROSS CONNECTION LETTER UPLOADED | Artisan Plumbing & Heating Ltd
MP-2023-01879 | 2023-10-26 | 1225 BARCLAY STREET, Vancouver, BC V6E 1H5 | Mechanical Permit | NULL | NULL | Issued | NULL | Conor Whyte Plumbing And Heating Limited
EP-2023-10583 | 2023-12-04 | 1225 BARCLAY STREET, Vancouver, BC V6E 1H5 | Electrical Permit | Commercial | Renovation | Issued | Installation / Repair - Commercial - Maintenance replacement of fire alarm panel | Fina Electrical Systems Ltd
EP-2023-06658 | 2023-09-06 | 1234 BARCLAY STREET, Vancouver, BC V6E 1H4 | Electrical Permit | Commercial | Renovation | Issued | Installation / Repair - Commercial - Taking over work: EP-2023-04612 Fire Alarm upgrade | Shield Electric Ltd
EP-2023-04612 | NULL | 1234 BARCLAY STREET, Vancouver, BC V6E 1H4 | Electrical Permit | Commercial | Renovation | Applicant Revisions | Installation / Repair - Commercial - New fire alarm system throughout building. New addressable devices throughout. New annunciator panel. | Lux Electric Group Ltd
PP-2023-02145 | 2023-06-19 | 1265 BARCLAY STREET, Vancouver, BC V6E 1H5 | Plumbing Permit | Commercial | Addition | Completed | Commercial - We will be installing a double check valve assembly on the main domestic cold water line in to the building. A premise Backflow preventer | Pacific West Mechanical Ltd
PP-2023-04304 | 2023-12-12 | 1265 BARCLAY STREET, Vancouver, BC V6E 1H5 | Plumbing Permit | Commercial | Tenant Improvement | Completed | Commercial - Add backflow to Excess pressure pump as per Paul Allen | Cobing Building Solutions Ltd
EP-2023-04063 | 2023-05-09 | 1274 BARCLAY STREET, Vancouver, BC V6E 1H3 | Electrical Permit | Commercial | Addition | Completed | Installation / Repair - Commercial - EV Charger installation in parkade. RE: EP-2023-01704: Completed. We recently completed an EV ready plan in this Parkade for these EV chargers. They are all pre-wired and there is networked capability as well as load management capability for all of the chargers. | Vancity Electric Inc
EP-2023-01704 | 2023-03-02 | 1274 BARCLAY STREET, Vancouver, BC V6E 1H3 | Electrical Permit | Residential | Addition | Completed | Installation / Repair - Residential - Electric Vehicle Charging Infrastructure - Wiring installation for future electric vehicle supply equipment (EVSE). Install a EV ready set up, no ev chargers yet but getting this strata parkade ready for when they do want ev chargers. Installation of a new 200 amp fusible 3 phase bucket switch for use in CEB distribution center, a new 200 amp 3 phase meter base for dedicated EV panel metering, Teck cable from meter center to dedicated panel, 200 amp 3 phase dedicated EV charging panel, and x8 40 amp branch circuits (ratio 6 EVSE per circuit), and energized outlets for 48 parking stalls. Installation of network equipment and wiring as required: POE switch, LTE network hub, Wi repeaters throughout the parkade, communication hub. | Vancity Electric Inc
NULL | NULL | 1348 BARCLAY STREET, Vancouver, BC V6E 1H7 | Gas Permit | Commercial | Tenant Improvement | Draft | Commercial - Re and Re of 5 stacking dryer units | Spears Sales & Service Ltd
PP-2023-00287 | 2023-01-27 | 1348 BARCLAY STREET, Vancouver, BC V6E 1H7 | Plumbing Permit | Commercial | Renovation - Dwelling Unit(s) only | Completed | Commercial - Will be replacing the bathtub with diverter. Will also be installing a new dishwasher. The location of these fixtures will not change from original. >BP: #503 - 5th Floor Interior alterations to provide residential improvements to #503 on the 5th floor of this multiple dwelling building on this site. | Salvatore Borello
EP-2023-02550 | 2023-03-24 | 1348 BARCLAY STREET, Vancouver, BC V6E 1H7 | Electrical Permit | Commercial | Renovation - Dwelling Unit(s) only | Completed | Installation / Repair - Commercial - Replace electrical panel, run wires for the new dishwasher, microwave, kitchen plugs. Install all new TR plugs, new switches, new ceiling lights >BP: Interior alterations to provide residential improvements to #1408 on the 14th floor of this multiple dwelling building on this site. Revision#1: To add Astra Energy Services Corp as the building contractor. March 2, 2023 (EV) OK to process as DTI as per W. Wong, February 6, 2023 Architectural/ Plumbing/ Electrical Schedule B - John J. McCuaig, P. Eng., phone# 604.255.0992 | Always On Electric Inc
PP-2023-01216 | 2023-04-06 | 1348 BARCLAY STREET, Vancouver, BC V6E 1H7 | Plumbing Permit | Commercial | Renovation | Completed | Commercial - UNIT #1408 - Re and re bathtub >BP: #1408 - 14th Floor Interior alterations to provide residential improvements to #1408 on the 14th floor of this multiple dwelling building on this site. | AVG Plumbing Inc
EP-2023-03663 | 2023-04-27 | 1348 BARCLAY STREET, Vancouver, BC V6E 1H7 | Electrical Permit | Residential | Renovation | Completed | Installation / Repair - Residential - Install new soffit lights at entrance of building. >BP: Exterior alterations to provide improvements to the entrance at this existing multiple dwelling building on this site. Architectural Schedule B & Building Envelope Schedule D, Andrew Leonard, P. Eng., ph#:604.255.0992 OK for DB per B.Dufix OK to process as DTI as per W. Wong September 12, 2022 | Vancouver Telectric Services Ltd
EP-2023-03463 | 2023-04-21 | 1348 BARCLAY STREET, Vancouver, BC V6E 1H7 | Electrical Permit | Residential | Renovation | Completed | Installation / Repair - Residential - New panel 60a, new plugs and switches. >BP: Unit #608 - 6th floor Interior alterations to provide residential improvements to this unit in the multiple dwelling building. | Always On Electric Inc
PP-2023-01557 | 2023-05-03 | 1348 BARCLAY STREET, Vancouver, BC V6E 1H7 | Plumbing Permit | Commercial | Renovation - Dwelling Unit(s) only | Completed | Commercial - UNIT #608 - 6TH FLOOR - bathtub install >BP: Unit #608 - 6th floor Interior alterations to provide residential improvements to this unit in the multiple dwelling building. | AVG Plumbing Inc
PP-2023-02159 | 2023-06-19 | 1348 BARCLAY STREET, Vancouver, BC V6E 1H7 | Plumbing Permit | Commercial | Renovation - Dwelling Unit(s) only | Completed | Commercial - UNIT #1808 - bathroom and kitchen re & re >BP: #1808 - 1348 Barclay Street Interior alterations to unit #1808 - 1348 Barclay Street of this existing multiple dwelling building. Scope of work includes: 1) Re & Re of kitchen. 2) Re & Re of bathroom. 3) Fix firestopping where required. 4) Update flooring, baseboards, cabinets and shelving. | Howrah Plumbing
PP-2023-02160 | 2023-06-19 | 1348 BARCLAY STREET, Vancouver, BC V6E 1H7 | Plumbing Permit | Commercial | Renovation - Dwelling Unit(s) only | Completed | Commercial - UNIT #908 - kitchen and bathroom re & re >BP: #908 - 9th floor Interior alterations to unit #908 - 1348 Barclay Street of this existing multiple dwelling building. Scope of work includes: 1) Re & Re kitchen 2) Re & Re bathroom 3) Update firestopping in walls where applicable 4) Upgrade baseboards, closets, shelves, floors, cabinetry. | Howrah Plumbing
EP-2023-05257 | 2023-06-13 | 1348 BARCLAY STREET, Vancouver, BC V6E 1H7 | Electrical Permit | Residential | Renovation | Completed | Installation / Repair - Residential - Minor apartment kitchen renovation, relocation of some receptacles and switches, replacing old light fixtures. >BP: #908 - 9th floor Interior alterations to unit #908 - 1348 Barclay Street of this existing multiple dwelling building. Scope of work includes: 1) Re & Re kitchen 2) Re & Re bathroom 3) Update firestopping in walls where applicable 4) Upgrade baseboards, closets, shelves, floors, cabinetry. OK to process as DTI as per M. Meier May 31, 2023 Architectural/ Plumbing/ Electrical Schedule B submitted by Andrew D. Leonard, P. Eng., phone#: 604.255.0992 | Greenwest Electric Ltd
EP-2023-05256 | 2023-06-13 | 1348 BARCLAY STREET, Vancouver, BC V6E 1H7 | Electrical Permit | Residential | Renovation | Completed | Installation / Repair - Residential - Minor apartment kitchen renovation, relocation of some receptacles and switches, replacing old light fixtures. >BP: #1808 - 1348 Barclay Street Interior alterations to unit #1808 - 1348 Barclay Street of this existing multiple dwelling building. Scope of work includes: 1) Re & Re of kitchen. 2) Re & Re of bathroom. 3) Fix firestopping where required. 4) Update flooring, baseboards, cabinets and shelving. Ok for DTI as per Manuel Meier. | Greenwest Electric Ltd
PP-2023-02581 | 2023-07-20 | 1348 BARCLAY STREET, Vancouver, BC V6E 1H7 | Plumbing Permit | Commercial | Renovation - Dwelling Unit(s) only | Completed | Commercial - Bathroom and kitchen re and re >BP: #404 - 4th floor Interior alterations to unit #404 - 1348 Barclay Street of this existing multiple dwelling building. Scope of work includes: 1) Re & Re kitchen 2) Re & Re bathroom 3) Update firestopping in walls where applicable 4) Upgrade baseboards, closets, shelves, floors, cabinetry. | Howrah Plumbing
PP-2023-02793 | 2023-08-08 | 1348 BARCLAY STREET, Vancouver, BC V6E 1H7 | Plumbing Permit | Commercial | Renovation - Dwelling Unit(s) only | Completed | Commercial - UNIT #602 - 6TH FLOOR - Bathroom and kitchen re and re >BP: #602 - 6th Floor Interior alterations to provide improvements to dwelling unit #602 on the 6th floor of this multiple dwelling building on this site. | Howrah Plumbing
EP-2023-06180 | 2023-07-14 | 1348 BARCLAY STREET, Vancouver, BC V6E 1H7 | Electrical Permit | Residential | Renovation | Completed | Installation / Repair - Residential - Installation for Minor apartment kitchen renovation, relocation of some receptacles and switches, replacing old light fixtures. >BP: Interior alterations to unit #404 - 1348 Barclay Street of this existing multiple dwelling building. Scope of work includes: 1) Re & Re kitchen 2) Re & Re bathroom 3) Update firestopping in walls where applicable 4) Upgrade baseboards, closets, shelves, floors, cabinetry. OK to process as DTI as per W. Wong June 13, 2023 Architectural/ Plumbing/ Electrical Schedule B submitted by John J. McCuaig, P. Eng., phone#:604.255.0992 | Greenwest Electric Ltd
EP-2022-05595 | 2022-07-04 | 1348 BARCLAY STREET, Vancouver, BC V6E 1H7 | Electrical Permit | Residential | Renovation - Dwelling Unit(s) only | Completed | Installation / Repair - Residential - new panel service wont be affected, new kitchen circuits, new lights plugs and switches, new smoke detector in bedroom >BP: Interior alterations to provide improvements to the bathroom and kitchen in this existing dwelling unit #504 on the 5th floor at this existing multiple dwelling building on this site. Scope of work: modify kitchen layout to create open concept, upgrade fixtures and finishes, new appliances, fix firestopping where needed, electrical and plumbing work. E2-Appliances - Upgrade to an Energuide/Energy Star appliance (fridge, dishwasher). Architectural, Plumbing and Electrical Schedule B submitted by John J. McCuaig, P.Eng., ph: 604-255-0992 OK to process as DTI as per W. Wong June 14, 2022 | Vancouver Telectric Services Ltd
EP-2022-05310 | 2022-06-22 | 1348 BARCLAY STREET, Vancouver, BC V6E 1H7 | Electrical Permit | Residential | Renovation | Completed | Installation / Repair - Residential - Rewire back light circuit for outside lights -This is not a new installation, just replacing the burnt out wires for the existing light circuit | AG Electric and Alarm Monitoring Co Ltd
EP-2022-06336 | 2022-07-27 | 1348 BARCLAY STREET, Vancouver, BC V6E 1H7 | Electrical Permit | Commercial | Renovation | Completed | Installation / Repair - Commercial - Replacing faulty main circuit breaker for site #207. Re / re breaker meter stack. | AG Electric and Alarm Monitoring Co Ltd
PP-2022-02530 | 2022-07-20 | 1348 BARCLAY STREET, Vancouver, BC V6E 1H7 | Plumbing Permit | Commercial | Renovation - Dwelling Unit(s) only | Completed | Commercial - Will be replacing the bathtub and shower diverter valve. Will also be replacing the toilet, the lavatory sink and faucet, the kitchen sink and faucet and installing a new dishwasher. The location of these fixtures will not change from the original location. >BP: #504 - 5th floor Interior alterations to provide improvements to the bathroom and kitchen in this existing dwelling unit #504 on the 5th floor at this existing multiple dwelling building on this site. Scope of work: modify kitchen layout to create open concept, upgrade fixtures and finishes, new appliances, fix firestopping where needed, electrical and plumbing work. E2-Appliances - Upgrade to an Energuide/Energy Star appliance (fridge, dishwasher). | Salvatore Borello
EP-2022-10098 | 2022-11-30 | 1348 BARCLAY STREET, Vancouver, BC V6E 1H7 | Electrical Permit | Residential | Renovation - Dwelling Unit(s) only | Completed | Installation / Repair - Residential - Unit 905 - 9th Floor new panel service wont be affected, new kitchen circuits, new lights plugs and switches also new interconnected smokes Interior alterations to provide residential improvements to this unit in the multiple dwelling building. | Vancouver Telectric Services Ltd
PP-2022-04384 | 2022-12-09 | 1348 BARCLAY STREET, Vancouver, BC V6E 1H7 | Plumbing Permit | Commercial | Renovation - Dwelling Unit(s) only | Completed | Commercial - UNIT #905 - Will be replacing the bathtub and mixing rough in valve. WIll also be installing a new dishwasher. >BP: Unit 905 - 9th Floor Interior alterations to provide residential improvements to this unit in the multiple dwelling building. | Salvatore Borello
EP-2023-00079 | 2023-01-06 | 1348 BARCLAY STREET, Vancouver, BC V6E 1H7 | Electrical Permit | Residential | Renovation - Dwelling Unit(s) only | Completed | Installation / Repair - Residential - new panel service wont be affected, new kitchen circuits, new lights plugs and switches also new smoke detectors | Vancouver Telectric Services Ltd
EP-2022-08583 | 2022-10-11 | 1348 BARCLAY STREET, Vancouver, BC V6E 1H7 | Electrical Permit | Residential | Renovation - Dwelling Unit(s) only | Completed | Installation / Repair - Residential - new panel service wont be affected, new kitchen circuits, new lights plugs and switches also new smoke in bedroom #1606 Interior alterations to provide improvements in unit #1606 on the 16th floor to do bathroom and kitchen renovation in this existing multiple dwelling building on this site. Scope of work includes: fire stopping where applicable, remove partition wall in kitchen to create open concept, re&re bathroom fixtures/finishes, millwork, appliances, flooring, plumbing and electrical work. | Vancouver Telectric Services Ltd
PP-2022-03782 | 2022-10-21 | 1348 BARCLAY STREET, Vancouver, BC V6E 1H7 | Plumbing Permit | Commercial | Renovation - Dwelling Unit(s) only | Completed | Commercial - UNIT #1606 - Will be replacing the bathtub and shower diverter valve. Will also be replacing the toilet, lavatory sink and faucet, kitchen sink and faucet and installing a new dishwasher. The location of these units will not change from original. >BP: #1606 Interior alterations to provide improvements in unit #1606 on the 16th floor to do bathroom and kitchen renovation in this existing multiple dwelling building on this site. Scope of work includes: fire stopping where applicable, remove partition wall in kitchen to create open concept, re&re bathroom fixtures/finishes, millwork, appliances, flooring, plumbing and electrical work. | Salvatore Borello
EP-2023-10843 | 2023-12-04 | 1348 BARCLAY STREET, Vancouver, BC V6E 1H7 | Electrical Permit | Commercial | Renovation - Dwelling Unit(s) only | Issued | Installation / Repair - Commercial - CREATING A NEW STUDIO SUITE ON THE MAIN FLOOR. RUNNING A NEW CABLE FROM THE ELECTRICAL ROOM TO THE UNIT AND WILL NEED A NEW METER FROM BC HYDRO. -THE UNIT WILL HAVE NEW PANEL, WIRING, DEVICES, LOW VOLTAGE, LIGHTING ETC. >BP: Interior alterations to convert a storage room into a dwelling unit on the main floor of this existing high rise multiple dwelling rental building on this site. Note: Application is reviewed under VBBL2019. | Vancouver Telectric Services Ltd
EP-2024-00104 | 2024-01-04 | 1348 BARCLAY STREET, Vancouver, BC V6E 1H7 | Electrical Permit | Commercial | Renovation - Dwelling Unit(s) only | Issued | Installation / Repair - Commercial - Replace the panel and relocate the kitchen plugs >BP: Interior alterations to provide improvements to dwelling unit #401 on the 4th floor of this existing multiple dwelling building on this site. OK for DTI per W. Wong November 24, 2023 | Canadian Eagle Electric Ltd
PP-2024-00020 | 2024-01-04 | 1348 BARCLAY STREET, Vancouver, BC V6E 1H7 | Plumbing Permit | Residential | Renovation | Issued | Residential - Replacing a bathtub with a new one and two sinks. >BP: #401 Interior alterations to provide improvements to dwelling unit #401 on the 4th floor of this existing multiple dwelling building on this site. | Petko Mandev
PP-2024-00200 | 2024-01-26 | 1348 BARCLAY STREET, Vancouver, BC V6E 1H7 | Plumbing Permit | Commercial | Renovation - Dwelling Unit(s) only | Issued | Commercial - UNIT #L4 - Suite Creation, Will be adding a bathtub and kitchen sink. >DB: Interior alterations to convert a storage room into a dwelling unit on the main floor of this existing high rise multiple dwelling rental building on this site. Note: Application is reviewed under VBBL2019. | Salvatore Borello
PP-2023-03711 | 2023-10-20 | 1348 BARCLAY STREET, Vancouver, BC V6E 1H7 | Plumbing Permit | Commercial | Renovation - Dwelling Unit(s) only | Cancelled | Commercial - Washroom Renovation, tub replacement >BP: #1007 Interior alterations to provide improvements to dwelling unit #1007 on the 10th floor of this existing multiple dwelling building on this site. | PBW Development Ltd
PP-2023-03669 | 2023-10-18 | 1348 BARCLAY STREET, Vancouver, BC V6E 1H7 | Plumbing Permit | Commercial | Renovation - Dwelling Unit(s) only | Completed | Commercial - UNIT #1007 - Replacing a bathtub and two sinks. >BP: #1007 Interior alterations to provide improvements to dwelling unit #1007 on the 10th floor of this existing multiple dwelling building on this site. | Multigroup Enterprise Corp
PP-2023-02817 | 2023-08-09 | 1348 BARCLAY STREET, Vancouver, BC V6E 1H7 | Plumbing Permit | Commercial | Renovation - Dwelling Unit(s) only | Completed | Commercial - UNIT #508 - bathroom and kitchen re and re >BP: #508 Interior alterations to provide improvements to dwelling unit #508 on the 5th floor of this multiple dwelling building on this site. | Howrah Plumbing
PP-2023-02818 | 2023-08-09 | 1348 BARCLAY STREET, Vancouver, BC V6E 1H7 | Plumbing Permit | Commercial | Renovation - Dwelling Unit(s) only | Completed | Commercial - UNIT #207 - bathroom and kitchen re and re >BP: #207 Interior alterations to provide improvements to dwelling unit #207 on the second floor of this multiple dwelling building on this site. | Howrah Plumbing
EP-2023-07439 | 2023-08-16 | 1348 BARCLAY STREET, Vancouver, BC V6E 1H7 | Electrical Permit | Residential | Renovation | Completed | Installation / Repair - Residential - Minor apartment kitchen renovation, relocation of some receptacles and switches, replacing old light fixtures. BP: #207 Interior alterations to provide improvements to dwelling unit #207 on the second floor of this multiple dwelling building on this site. | Greenwest Electric Ltd
EP-2023-07440 | 2023-08-16 | 1348 BARCLAY STREET, Vancouver, BC V6E 1H7 | Electrical Permit | Residential | Renovation | Completed | Installation / Repair - Residential - Minor apartment kitchen renovation, relocation of some receptacles and switches, replacing old light fixtures. BP: #508 Interior alterations to provide improvements to dwelling unit #508 on the 5th floor of this multiple dwelling building on this site. | Greenwest Electric Ltd
EP-2023-07437 | 2023-08-16 | 1348 BARCLAY STREET, Vancouver, BC V6E 1H7 | Electrical Permit | Residential | Renovation | Completed | Installation / Repair - Residential - Minor apartment kitchen renovation, relocation of some receptacles and switches, replacing old light fixtures. BP: #602 - 6th Floor Interior alterations to provide improvements to dwelling unit #602 on the 6th floor of this multiple dwelling building on this site. | Greenwest Electric Ltd
PP-2023-03387 | 2023-09-22 | 1348 BARCLAY STREET, Vancouver, BC V6E 1H7 | Plumbing Permit | Commercial | Renovation - Dwelling Unit(s) only | Completed | Commercial - Bathroom and Kitchen RE and RE >BP: #1402 - 14th Floor Interior alterations to provide improvements to dwelling unit #1402 on the 14th floor of this multiple dwelling building on this site. | Howrah Plumbing
EP-2023-08093 | 2023-09-12 | 1348 BARCLAY STREET, Vancouver, BC V6E 1H7 | Electrical Permit | Commercial | Renovation | Completed | Installation / Repair - Commercial - replace the panel and relocate the kitchen plugs >BP: #1402 - 14th Floor Interior alterations to provide improvements to dwelling unit #1402 on the 14th floor of this multiple dwelling building on this site. | Canadian Eagle Electric Ltd
EP-2023-09360 | 2023-10-19 | 1348 BARCLAY STREET, Vancouver, BC V6E 1H7 | Electrical Permit | Residential | Renovation | Completed | Installation / Repair - Residential - relocate the kitchen plugs. >BP: #1007 Interior alterations to provide improvements to dwelling unit #1007 on the 10th floor of this existing multiple dwelling building on this site. OK for DTI per W. Wong September 8, 2023 | Canadian Eagle Electric Ltd
EP-2023-08404 | 2023-09-18 | 1348 BARCLAY STREET, Vancouver, BC V6E 1H7 | Electrical Permit | Residential | Renovation | Completed | Installation / Repair - Residential - Installation of new lighting in lobby and change out receptacles to decora style. >BP: Interior alterations to provide improvements to the lobby on the ground floor of this existing multiple dwelling building on this site. OK for DTI per W.Wong | Vancouver Telectric Services Ltd
EP-2022-01703 | 2022-03-03 | 1348 BARCLAY STREET, Vancouver, BC V6E 1H7 | Electrical Permit | Residential | Renovation - Dwelling Unit(s) only | Completed | Installation / Repair - Residential - new panel (service wont be affected) new kitchen circuits, new lights ugs and switches also new smoke detector in bedroom >BP: Unit 1405 - 14th Floor Interior alterations to provide improvements to this unit in the multiple dwelling building. E2 upgrade: Appliances - Upgrade to an Energuide/Energy Star appliance (fridge; dishwasher) | Vancouver Telectric Services Ltd
PP-2022-00711 | 2022-03-02 | 1348 BARCLAY STREET, Vancouver, BC V6E 1H7 | Plumbing Permit | Commercial | Renovation - Dwelling Unit(s) only | Completed | Commercial - Will be replacing the bathtub and shower diverter mixing valve. Will also be replacing the toilet, lavatory sink and faucet, kitchen sink and faucet and will be installing a new dishwasher. These fixtures will not change location from the original location. >#204 - 2nd floor Interior alterations to provide improvements to this existing multiple dwelling unit on the 2nd floor (#204) of this existing multiple dwelling building on this site. Scope of work: modify kitchen layout to create open concept, upgrade fixtures and finishes, new appliances, fix firestopping where needed, electrical and plumbing work. | Salvatore Borello
EP-2022-01626 | 2022-03-01 | 1348 BARCLAY STREET, Vancouver, BC V6E 1H7 | Electrical Permit | Commercial | Renovation | Completed | Installation / Repair - Commercial - Re / re fuse panel. | AG Electric and Alarm Monitoring Co Ltd
EP-2022-02112 | 2022-03-16 | 1348 BARCLAY STREET, Vancouver, BC V6E 1H7 | Electrical Permit | Residential | Renovation - Dwelling Unit(s) only | Cancelled | Installation / Repair - Residential - new panel service wont be affected, new kitchen circuits, new lights plugs and switches also new smoke in bedroom >BP: Interior alterations to provide improvements to the kitchen and bathroom in this existing dwelling unit (Unit 1707) on the 17th Floor of this existing multiple dwelling building on this site. E2 upgrade: E2 upgrade: Appliances - Upgrade to an Energuide/Energy Star appliance (dishwasher) | Vancouver Telectric Services Ltd
EP-2022-03262 | 2022-04-25 | 1348 BARCLAY STREET, Vancouver, BC V6E 1H7 | Electrical Permit | Residential | Renovation - Dwelling Unit(s) only | Completed | Installation / Repair - Residential - new panel service wont be affected, new kitchen circuits, new lights plugs and switches and new smoke in bedroom >BP: Interior alterations to provide improvements to the kitchen and bathroom in this existing dwelling unit (Unit 1707) on the 17th Floor of this existing multiple dwelling building on this site. E2 upgrade: E2 upgrade: Appliances - Upgrade to an Energuide/Energy Star appliance (dishwasher) | Vancouver Telectric Services Ltd
PP-2022-01046 | 2022-03-29 | 1348 BARCLAY STREET, Vancouver, BC V6E 1H7 | Plumbing Permit | Commercial | Renovation - Dwelling Unit(s) only | Completed | Commercial - UNIT #1405 - 14TH FLOOR - Will be replacing the bathtub and shower diverter mixing valve with new. Will also be replacing the toilet, lavatory sink and faucet, kitchen sink and faucet and installing a new dishwasher. The location of these fixtures will not change from original location. Unit 1405 - 14th Floor Interior alterations to provide improvements to this unit in the multiple dwelling building. | Salvatore Borello
EP-2022-04310 | 2022-05-25 | 1348 BARCLAY STREET, Vancouver, BC V6E 1H7 | Electrical Permit | Residential | Renovation - Dwelling Unit(s) only | Completed | Installation / Repair - Residential - new panel service wont be affected, new kitchen circuits, new lights plugs and switches also new smoke in bedroom >BP: Interior alterations to provide improvements in unit #1504 to do bathroom and kitchen renovation in this existing multiple dwelling building on this site. Scope of work: modify kitchen layout to create open concept, upgrade fixtures and finishes, new appliances, fix firestopping where needed, electrical and plumbing work. E2-Appliances - Upgrade to an Energuide/Energy Star appliance (fridge, dishwasher). Architectural, Plumbing and Electrical Schedule B submitted by Andrew D. Leonard, P.Eng., ph: 604-255-0992 OK to process as DTI as per S. Yu May 11, 2022 | Vancouver Telectric Services Ltd
EP-2022-04311 | 2022-05-25 | 1348 BARCLAY STREET, Vancouver, BC V6E 1H7 | Electrical Permit | Residential | Renovation - Dwelling Unit(s) only | Completed | Installation / Repair - Residential - new panel service wont be affected, new kitchen circuits, new lights plugs and switches also new smoke in bedroom >BP: Unit 607 - 6TH Floor Interior alterations to provide improvements in unit #607 to do bathroom and kitchen renovation in this existing multiple dwelling building on this site. Okay to process as DTI by S. Yu. E2-Appliances - Upgrade to an Energuide/Energy Star appliance (fridge, dishwasher). | Vancouver Telectric Services Ltd
EP-2022-04951 | 2022-06-14 | 1348 BARCLAY STREET, Vancouver, BC V6E 1H7 | Electrical Permit | Commercial | Addition | Completed | Installation / Repair - Commercial - Installation for Entrephone mesh viscount and camera systems. | ACCURATE ALARMS Ltd
PP-2022-02031 | 2022-06-14 | 1348 BARCLAY STREET, Vancouver, BC V6E 1H7 | Plumbing Permit | Commercial | Renovation - Dwelling Unit(s) only | Completed | Commercial - Will be replacing the bathtub and shower diverter valve. Will also be replacing the toilet, lavatory sink and faucet, kitchen sink and faucet and installing a new dishwasher. The location of these fixtures will not change from the original location. >#202 - 2nd floor Interior alterations to provide improvements to the bathroom and kitchen in this existing dwelling unit #202 on the 2nd floor at this existing multiple dwelling building on this site. Scope of work: modify kitchen layout to create open concept, upgrade fixtures and finishes, new appliances, fix firestopping where needed, electrical and plumbing work. OK to process as DTI as per K Vogt April 25, 2022 E2-Appliances - Upgrade to an Energuide/Energy Star appliance (fridge, dishwasher). Architectural, Plumbing and Electrical Schedule B submitted by John J. McCuaig, P.Eng., ph: 604-255-0992 Energy checklist is currently no longer required with your Building Permit (BP) application. Some supporting documents are still required at BP stage, specifically Envelope and HVAC, if applicable. Service Water Heating and Lighting supporting documents, if applicable, must be submitted with your related trades permits (e.g. electrical and plumbing). All energy upgrades will be checked during inspections stage. It is the applicant's responsibility to identify and note all required upgrades including energy upgrades on their BP drawings at BP stage. | Salvatore Borello
PP-2022-02032 | 2022-06-14 | 1348 BARCLAY STREET, Vancouver, BC V6E 1H7 | Plumbing Permit | Commercial | Renovation - Dwelling Unit(s) only | Completed | Commercial - Will be replacing the bathtub and shower diverter valve. Will also be replacing the toilet, lavatory sink and faucet, kitchen sink and faucet and installing a new dishwasher. The location of these fixtures will not change from the original location. >Unit 607 - 6TH Floor Interior alterations to provide improvements in unit #607 to do bathroom and kitchen renovation in this existing multiple dwelling building on this site. Okay to process as DTI by S. Yu. E2-Appliances - Upgrade to an Energuide/Energy Star appliance (fridge, dishwasher). | Salvatore Borello
PP-2022-02033 | 2022-06-14 | 1348 BARCLAY STREET, Vancouver, BC V6E 1H7 | Plumbing Permit | Commercial | Renovation - Dwelling Unit(s) only | Completed | Commercial - Will be replacing the bathtub and shower diverter valve. Will also be replacing the toilet, lavatory sink and faucet, kitchen sink and faucet and installing a new dishwasher. The location of these fixtures will not change from the original location. > Interior alterations to provide improvements in unit #1504 to do bathroom and kitchen renovation in this existing multiple dwelling building on this site. Scope of work: modify kitchen layout to create open concept, upgrade fixtures and finishes, new appliances, fix firestopping where needed, electrical and plumbing work. E2-Appliances - Upgrade to an Energuide/Energy Star appliance (fridge, dishwasher). Architectural, Plumbing and Electrical Schedule B submitted by Andrew D. Leonard, P.Eng., ph: 604-255-0992 OK to process as DTI as per S. Yu May 11, 2022 | Salvatore Borello
PP-2022-01462 | 2022-05-02 | 1348 BARCLAY STREET, Vancouver, BC V6E 1H7 | Plumbing Permit | Commercial | Renovation - Dwelling Unit(s) only | Completed | Commercial - SUITE #1707 - Will be replacing the bathtub and shower diverter valve. Will also be replacing the toilet, lavatory sink and faucet, kitchen sink and faucet and installing a new dishwasher. The location of these fixtures will not change from the original location. Unit 1707 - 17TH Floor Interior alterations to provide improvements to the kitchen and bathroom in this existing dwelling unit (Unit 1707) on the 17th Floor of this existing multiple dwelling building on this site. | Salvatore Borello
EP-2022-03340 | 2022-04-26 | 1348 BARCLAY STREET, Vancouver, BC V6E 1H7 | Electrical Permit | Commercial | Renovation | Completed | Installation / Repair - Commercial - Re / re fuse panel. | AG Electric and Alarm Monitoring Co Ltd
EP-2022-04001 | 2022-05-16 | 1348 BARCLAY STREET, Vancouver, BC V6E 1H7 | Electrical Permit | Residential | Renovation - Dwelling Unit(s) only | Completed | Installation / Repair - Residential - new panel service wont be affected. new kitchen circuits. new lights plugs and switches. new smoke detector in bedroom >BP: #202 - 2nd floor Interior alterations to provide improvements to the bathroom and kitchen in this existing dwelling unit #202 on the 2nd floor at this existing multiple dwelling building on this site. Scope of work: modify kitchen layout to create open concept, upgrade fixtures and finishes, new appliances, fix firestopping where needed, electrical and plumbing work. OK to process as DTI as per K Vogt April 25, 2022 E2-Appliances - Upgrade to an Energuide/Energy Star appliance (fridge, dishwasher). Architectural, Plumbing and Electrical Schedule B submitted by John J. McCuaig, P.Eng., ph: 604-255-0992 Energy checklist is currently no longer required with your Building Permit (BP) application. Some supporting documents are still required at BP stage, specifically Envelope and HVAC, if applicable. Service Water Heating and Lighting supporting documents, if applicable, must be submitted with your related trades permits (e.g. electrical and plumbing). All energy upgrades will be checked during inspections stage. It is the applicant's responsibility to identify and note all required upgrades including energy upgrades on their BP drawings at BP stage. | Vancouver Telectric Services Ltd
EP-2022-00312 | 2022-01-20 | 1348 BARCLAY STREET, Vancouver, BC V6E 1H7 | Electrical Permit | Commercial | Renovation - Dwelling Unit(s) only | Completed | Installation / Repair - Commercial - new panel (service wont be affected) new kitchen circuits, new lights plugs and switches also new smoke detector in bedroom >BP: #1907 - 19th floor Interior alterations to provide improvements to the bathroom and kitchen in this existing dwelling unit on the 19th floor (#1907) in this existing multiple dwelling building on this site. Scope of work: modify kitchen layout to create open concept, upgrade fixtures and finishes, new appliances, fix firestopping where needed, electrical and plumbing work. E2-Appliances - Upgrade to an Energuide/Energy Star appliance (fridge, dishwasher). Architectural, Plumbing and Electrical Schedule B submitted by John J. McCuaig, P.Eng., ph: 604-255-0992 Energy checklist is currently no longer required with your Building Permit (BP) application. Some supporting documents are still required at BP stage, specifically Envelope and HVAC, if applicable. Service Water Heating and Lighting supporting documents, if applicable, must be submitted with your related trades permits (e.g. electrical and plumbing). All energy upgrades will be checked during inspections stage. It is the applicant's responsibility to identify and note all required upgrades including energy upgrades on their BP drawings at BP stage. | Vancouver Telectric Services Ltd
EP-2022-00479 | 2022-01-24 | 1348 BARCLAY STREET, Vancouver, BC V6E 1H7 | Electrical Permit | Residential | Renovation - Dwelling Unit(s) only | Completed | Installation / Repair - Residential - new panel (service wont be affected), new kitchen circuits, new lights plugs and switches, new smoke detector in bedroom >BP: Unit 1706- 17th Floor Interior alterations to provide improvements to the kitchen and bathroom in this existing dwelling unit (Unit 1706) on the 17th Floor of this existing multiple dwelling building on this site. Energy Upgrade: E2-Appliances - Upgrade to an Energuide/Energy Star appliance (fridge; dishwasher). Schedule B Architectural, Electrical & Plumbing submitted per John McCuaig, 604-255-0992 | Vancouver Telectric Services Ltd
PP-2022-00178 | 2022-01-21 | 1348 BARCLAY STREET, Vancouver, BC V6E 1H7 | Plumbing Permit | Commercial | Renovation - Dwelling Unit(s) only | Completed | Commercial - SUITE #402 - Will be replacing the bathtub and shower diverter mixing valve with new. Will also be replacing the toilet, lavatory sink and faucet, kitchen sink and faucet and will install a new dishwasher. The location of these fixtures will not be moved from original location. #402 Interior alterations to provide improvements to the bathroom and kitchen in this existing unit #402 on the 4th floor of this multiple dwelling building on this site. | Salvatore Borello
EP-2022-00700 | 2022-02-02 | 1348 BARCLAY STREET, Vancouver, BC V6E 1H7 | Electrical Permit | Residential | Renovation - Dwelling Unit(s) only | Completed | Installation / Repair - Residential - new panel (service wont be affected) new kitchen circuits, new lights plugs and switches also new smoke in bedroom >BP: Interior alterations to provide improvements to the bathroom and kitchen of this existing unit #1006 on the 10th floor of this existing multiple dwelling building on this site. OK for Field Review per Kim V - Nov 25/21 Architectural/ Plumbing/ Electrical Schedule B provide by John J McCuaig E2-Appliances - Upgrade to an Energuide/Energy Star appliance (fridge; dishwasher). | Vancouver Telectric Services Ltd
EP-2022-00766 | 2022-02-02 | 1348 BARCLAY STREET, Vancouver, BC V6E 1H7 | Electrical Permit | Residential | Renovation - Dwelling Unit(s) only | Completed | Installation / Repair - Residential - new panel service wont be affected, new kitchen circuits, new plugs switches and lights also new smoke detector in bedroom #204 - 2nd floor Interior alterations to provide improvements to this existing multiple dwelling unit on the 2nd floor (#204) of this existing multiple dwelling building on this site. Scope of work: modify kitchen layout to create open concept, upgrade fixtures and finishes, new appliances, fix firestopping where needed, electrical and plumbing work. | Vancouver Telectric Services Ltd
PP-2022-00407 | 2022-02-08 | 1348 BARCLAY STREET, Vancouver, BC V6E 1H7 | Plumbing Permit | Commercial | Renovation - Dwelling Unit(s) only | Completed | Commercial - SUITE #1706 - 17TH FLOOR - RE N RE - Will be replacing the bathtub and shower diverter mixing valve. Will also be replacing the toilet, lavatory sink and faucet, kitchen sink and faucet and installing a new dishwasher. The location of these fixtures will not move from original location. Unit 1706- 17th Floor Interior alterations to provide improvements to the kitchen and bathroom in this existing dwelling unit (Unit 1706) on the 17th Floor of this existing multiple dwelling building on this site. | Salvatore Borello
PP-2022-00406 | 2022-02-08 | 1348 BARCLAY STREET, Vancouver, BC V6E 1H7 | Plumbing Permit | Commercial | Renovation - Dwelling Unit(s) only | Completed | Commercial - SUITE #1907 - RE N RE - Will be replacing the bathtub and shower diverter mixing valve. Will also be replacing the toilet, lavatory sink and faucet, kitchen sink and faucet and installing a new dishwasher. The location of these fixtures will not move from original location. #1907 - 19th floor Interior alterations to provide improvements to the bathroom and kitchen in this existing dwelling unit on the 19th floor (#1907) in this existing multiple dwelling building on this site. Scope of work: modify kitchen layout to create open concept, upgrade fixtures and finishes, new appliances, fix firestopping where needed, electrical and plumbing work. | Salvatore Borello
PP-2022-00408 | 2022-02-08 | 1348 BARCLAY STREET, Vancouver, BC V6E 1H7 | Plumbing Permit | Commercial | Renovation - Dwelling Unit(s) only | Completed | Commercial - SUITE #1006 - Will be replacing the bathtub and shower diverter mixing valve. Will also be replacing the toilet, lavatory sink and faucet, kitchen sink and faucet and installing a new dishwasher. The location of these fixtures will not move from original location. #1006 Interior alterations to provide improvements to the bathroom and kitchen of this existing unit #1006 on the 10th floor of this existing multiple dwelling building on this site. | Salvatore Borello
EP-2022-01099 | 2022-03-18 | 1357 BARCLAY STREET, Vancouver, BC V6E 1H6 | Electrical Permit | Residential | Renovation | Issued | Installation / Repair - Residential - Replace fire alarm and all devices >BP: Interior alterations to upgrade the fire alarm system to this existing multiple dwelling building on this site. Scope includes upgrading the fire alarm system, exit signage, emergency lighting and smoke detectors. Energy upgrade is exempt Ok, for field review as per Kirat Kang - February 9, 2022 | Marcel Electric Inc
PP-2022-00399 | 2022-02-09 | 1399 BARCLAY STREET, Vancouver, BC V6E 1H6 | Plumbing Permit | Commercial | Renovation - Dwelling Unit(s) only | Completed | Commercial - Domestic water re-pipe of 20 units | Brighter Mechanical Ltd
PP-2023-03279 | 2023-09-15 | 1414 BARCLAY STREET, Vancouver, BC V6G 1J4 | Plumbing Permit | Commercial | New | Completed | Commercial - To add a backflow preventer to existing cold water supply piping for premise isolation to the building CROSS CONNECTION LTR UPLOADED | PANAGO ENTERPRISES LTD
SP-2023-01034 | 2023-07-31 | 1414 BARCLAY STREET, Vancouver, BC V6G 1J4 | Sprinkler Permit | Commercial | New | Completed | Commercial - For sprinkler system alterations to the 2019 VBBL, NFPA 13, 2013 and NFPA 14, 2013 for the retroactive installation of an 4" Watts 757 DCVA on the existing fire protection system in this existing building. Engineer of Record: Shoaib Khan 778-968-1945 info@oeng.ca | Peak Fire Protection Ltd
PP-2023-00999 | 2023-03-23 | 1414 BARCLAY STREET, Vancouver, BC V6G 1J4 | Plumbing Permit | Commercial | Addition | Completed | Commercial - add backflow preventer to existing piping | PANAGO ENTERPRISES LTD
PP-2023-00934 | NULL | 1414 BARCLAY STREET, Vancouver, BC V6G 1J4 | Plumbing Permit | Residential | Addition | Withdrawn | Residential - Add 1 x 4" 757 DCVA as a result of a CCC inspection from the COV | Peak Fire Protection Ltd
EP-2023-06814 | 2023-07-27 | 5569 BAILLIE STREET, Vancouver, BC V5Z 3M7 | Electrical Permit | Residential | Addition | Completed | Installation / Repair - Residential - Electrical service upgrade, existing over head 100A service to be upgraded to 200A over head service, install new electrical panel, ground plate, gas bonding, mast pipe, meter socket. | Guy Line Electric Ltd
GP-2023-04052 | 2023-12-15 | 5569 BAILLIE STREET, Vancouver, BC V5Z 3M7 | Gas Permit | Residential | Renovation - Dwelling Unit(s) only | Issued | Residential - FURNACE REPLACEMENT | CoStar Home Energy Ltd
MP-2023-01044 | 2023-06-08 | 5590 BAILLIE STREET, Vancouver, BC V5Z 3M8 | Mechanical Permit | NULL | NULL | Completed | NULL | Milani Electric Limited
EP-2023-05127 | 2023-06-20 | 5590 BAILLIE STREET, Vancouver, BC V5Z 3M8 | Electrical Permit | Residential | Renovation | Completed | Installation / Repair - Residential - Electrical supply for Dsplit *MP-2023-01044: Issued (Heating and Cooling) *Total calculated load provided: 24000W ¦ 100A Service ¦ Load calculation to comply with the installation | Milani Electric Limited
GP-2022-01469 | 2022-05-11 | 1743 BALACLAVA STREET, Vancouver, BC V6K 4B6 | Gas Permit | Residential | Renovation | Completed | Residential - Hot water tank replacement | Reid Brothers Plumbing & Heating Ltd
GP-2022-01546 | 2022-05-18 | 1743 BALACLAVA STREET, Vancouver, BC V6K 4B6 | Gas Permit | Residential | Renovation | Completed | Residential - Replacement hot water tank | Reid Brothers Plumbing & Heating Ltd
GP-2022-02639 | 2022-09-01 | 2204 BALACLAVA STREET, Vancouver, BC V6K 4C5 | Gas Permit | Residential | Renovation | Issued | Residential - Re&Re tankless water heater BTU: 199000 | Milani Plumbing Heating & Air Conditioning Ltd
GP-2022-00828 | 2022-03-15 | 2233 BALACLAVA STREET, Vancouver, BC V6K 4C6 | Gas Permit | Residential | Renovation | Completed | Residential - Re&Re Tankless 199.000 BTU | Milani Plumbing Heating & Air Conditioning Ltd
EP-2022-02360 | 2022-03-28 | 2008 BAYSWATER STREET, Vancouver, BC V6K 4A8 | Electrical Permit | Commercial | Tenant Improvement | Completed | Installation / Repair - Commercial - #2928 relocate smoke detector | Marcel Electric Inc
EP-2022-07335 | 2022-08-31 | 2034 BAYSWATER STREET, Vancouver, BC V6K 4A8 | Electrical Permit | Residential | Renovation - Dwelling Unit(s) only | Completed | Installation / Repair - Residential - Interior alterations Smoke Alarm Installation / Wiring >DB: Related to CF-2021-015863 Interior alterations to change the use from one family dwelling to one family dwelling with a secondary suite. AMEND: NOV 14/2022 CHECK OFF GROUNDING & BONDING. ADD SERVICE MANUALLY. | Bright On Electric Ltd
SP-2022-01284 | 2022-08-16 | 2034 BAYSWATER STREET, Vancouver, BC V6K 4A8 | Sprinkler Permit | Residential | Renovation - Dwelling Unit(s) only | Completed | Residential - fire sprinkler check clave failed need replace and 2 new heads on main floor by layout change >BP: Related to CF-2021-015863 Interior alterations to change the use from one family dwelling to one family dwelling with a secondary suite. | Spectrum Fire Protection Ltd
GP-2022-02191 | 2022-07-27 | 2034 BAYSWATER STREET, Vancouver, BC V6K 4A8 | Gas Permit | Residential | Renovation | Completed | Residential - RE N RE - ONDEMAND HEATER, GAS OVEN NEW - HOT WATER HEATER Related to CF-2021-015863 Interior alterations to change the use from one family dwelling to one family dwelling with a secondary suite. | Ezaid Plumbing and Heating Ltd
PP-2022-02560 | 2022-07-29 | 2034 BAYSWATER STREET, Vancouver, BC V6K 4A8 | Plumbing Permit | Residential | Renovation | Completed | Residential - Renovation_4 bathroom, 2 kitchen, 2 laundry, >BP: Related to CF-2021-015863 Interior alterations to change the use from one family dwelling to one family dwelling with a secondary suite. Letters of assurance submitted: Sch B (Str): Li Qing Shi, P.Eng., 778.772.7508 | Ezaid Plumbing and Heating Ltd
GP-2023-00906 | 2023-03-15 | 2034 BAYSWATER STREET, Vancouver, BC V6K 4A8 | Gas Permit | Residential | Renovation | Completed | Residential - RE N RE ON-DEMAND HEATER, GAS OVEN NEW- NOT WATER TANK >BP: Related to CF-2021-015863 Interior alterations to change the use from one family dwelling to one family dwelling with a secondary suite. April 21/2023-AMEND to install 2 gas stoves with BTU of 45000 each | NICK'S PLUMBING
PP-2023-00867 | 2023-03-15 | 2034 BAYSWATER STREET, Vancouver, BC V6K 4A8 | Plumbing Permit | Residential | Renovation | Completed | Residential - 1FD+SS - #1 & #2 - RENOVATION OF 4 BATHROOMS, 2 KITCHENS, 2 LAUNDRY >DB: Related to CF-2021-015863 Interior alterations to change the use from one family dwelling to one family dwelling with a secondary suite. | NICK'S PLUMBING
EP-2023-02418 | 2023-03-28 | 2034 BAYSWATER STREET, Vancouver, BC V6K 4A8 | Electrical Permit | Residential | Renovation | Completed | Installation / Repair - Residential - TO CONTINUE WORK STARTED BY OTHERS (EP-2022-07335) To wire secondary suite as per code and to add smoke alarms throughout the house; to check electrical work which was incomplete by previous contractor. Service was already upgraded to 200amp and was inspected. Sub service is installed for suite. GFCI outlets in bathrooms etc. | Chatha Electrical Services Ltd
GP-2023-01522 | 2023-05-10 | 2295 BAYSWATER STREET, Vancouver, BC V6K 4B1 | Gas Permit | Residential | Renovation | Completed | Residential - Re&re furnace and Tankless water heater | Milani Plumbing Heating & Air Conditioning Ltd
GP-2022-01891 | 2022-06-23 | 2295 BAYSWATER STREET, Vancouver, BC V6K 4B1 | Gas Permit | Residential | New | Completed | Residential - Gas fireplace installation | 496302 BC Ltd
GP-2023-02831 | 2023-09-27 | 4776 BEATRICE STREET, Vancouver, BC V5N 4J3 | Gas Permit | Residential | Renovation | Completed | Residential - hwt re&re | Ferenc Nagy
EP-2023-03400 | 2023-04-19 | 1460 BARCLAY STREET, Vancouver, BC V6G 1J5 | Electrical Permit | Commercial | Tenant Improvement | Completed | Installation / Repair - Commercial - Installation of Emergency battery pack and remote head in the gym are and tie into the area lighting. Installation of exit signs at each of the doors. install emergency battery pack in each of the bathrooms in the gym. install manual on and automatic off switches for the gym. No lighting being added or changed to the space >BP: Interior alterations to infill the pool to create a gym at the ground level of this multiple dwelling building on this site. CF-2022-002345 | Mott Electric General Partnership
EP-2023-03332 | 2023-04-20 | 4636 BEATRICE STREET, Vancouver, BC V5N 4J2 | Electrical Permit | Residential | New | Issued | Temporary Power - Residential - To provide temporary power. >NOTE: Work authorized by this permit is for placement of a temporary power pole only and does not authorize any site construction and/or excavation. A separate Building Permit will be required prior to commencement of any other work on this site. | Kaler Electrical Ltd
PP-2023-03047 | 2023-08-29 | 4636 BEATRICE STREET, Vancouver, BC V5N 4J2 | Plumbing Permit | Residential | New | Issued | Residential - Install one sump without pump | Van-City Excavating Ltd
EP-2024-00449 | 2024-02-02 | 4636 BEATRICE STREET, Vancouver, BC V5N 4J2 | Electrical Permit | Residential | New | Issued | Installation / Repair - Residential - ¦ 2FD + 2SS: 200A ¦ 2 SEPARATE 200A SERVICES ¦ duplex rough wire, service, underground and finishing. *An approved mechanical permit is required for the installation of air conditioning or heat pump unit before a final electrical inspection will be performed >DB:To construct a two-storey two-family dwelling with two secondary suites located in the basement, with a detached accessory building (garage) and open parking space at the rear providing 3 parking spaces, having vehicular access from the lane. Note: This is a 2.5 storey building pursuant to the Zoning and Development By-Law | Kaler Electrical Ltd
SP-2024-00021 | 2024-01-08 | 4636 BEATRICE STREET, Vancouver, BC V5N 4J2 | Sprinkler Permit | Residential | New | Issued | Residential - New sprinkler system >>>>The entire building, to be sprinklered to 2 x NFPA 13D. >BP: To construct a two-storey two-family dwelling with two secondary suites located in the basement, with a detached accessory building (garage) and open parking space at the rear providing 3 parking spaces, having vehicular access from the lane. Note: This is a 2.5 storey building pursuant to the Zoning and Development By-Law 1. External mechanical units proposed in rear yard 2. Schedule B: Md. Shahidul Alam (604.653.7475) Structural & Geotechnical 3. HPO: LaMai Homes Ltd. ***This permit is issued under the VBBL 2019, with updated energy requirements as per bylaw # 12997 effective Jan 01, 2022.*** Combustible projections or roof soffits on an exposing building face shall not project to less than .45m from the property line and shall be in compliance with VBBL 2019 9.10.15.5.(9) ******THIS PERMIT HAS BEEN ISSUED UNDER THE REQUIREMENTS OF VBBL #12511 (2019)****** | Haven Fire Protection Ltd
PP-2023-04114 | 2023-11-23 | 4636 BEATRICE STREET, Vancouver, BC V5N 4J2 | Plumbing Permit | Residential | New | Issued | Residential - 2FD+2SS - FRONT - 4636 BEATRICE ST - #1 & #2 BACK - 4634 BEATRICE ST - #1 & #2 Plumbing >DB: To construct a two-storey two-family dwelling with two secondary suites located in the basement, with a detached accessory building (garage) and open parking space at the rear providing 3 parking spaces, having vehicular access from the lane. Note: This is a 2.5 storey building pursuant to the Zoning and Development By-Law 1. External mechanical units proposed in rear yard ***This permit is issued under the VBBL 2019, with updated energy requirements as per bylaw # 12997 effective Jan 01, 2022.*** The entire building, to be sprinklered to 2 x NFPA 13D. ******THIS PERMIT HAS BEEN ISSUED UNDER THE REQUIREMENTS OF VBBL #12511 (2019)****** | bcc mechanicals ltd
MP-2023-02157 | 2023-12-05 | 4636 BEATRICE STREET, Vancouver, BC V5N 4J2 | Mechanical Permit | NULL | NULL | Issued | NULL | bcc mechanicals ltd
EP-2024-00580 | 2024-01-30 | 4636 BEATRICE STREET, Vancouver, BC V5N 4J2 | Electrical Permit | Residential | New | Issued | Installation / Repair - Residential - Rough in and completion of security, TV, internet, doorbell installations. >BP: To construct a two-storey two-family dwelling with two secondary suites located in the basement, with a detached accessory building (garage) and open parking space at the rear providing 3 parking spaces, having vehicular access from the lane. Note: This is a 2.5 storey building pursuant to the Zoning and Development By-Law 1. External mechanical units proposed in rear yard 2. Schedule B: Md. Shahidul Alam (604.653.7475) Structural & Geotechnical 3. HPO: LaMai Homes Ltd. ***This permit is issued under the VBBL 2019, with updated energy requirements as per bylaw # 12997 effective Jan 01, 2022.*** Combustible projections or roof soffits on an exposing building face shall not project to less than .45m from the property line and shall be in compliance with VBBL 2019 9.10.15.5.(9) The entire building, to be sprinklered to 2 x NFPA 13D. ******THIS PERMIT HAS BEEN ISSUED UNDER THE REQUIREMENTS OF VBBL #12511 (2019)****** | Tuong Su
GP-2022-01197 | 2022-04-18 | 4718 BEATRICE STREET, Vancouver, BC V5N 4J3 | Gas Permit | Residential | Renovation | Completed | Residential - REPLACEMENT FURNACE | BC Wide Home Services Ltd
EP-2023-04041 | 2023-05-25 | 4718 BEATRICE STREET, Vancouver, BC V5N 4J3 | Electrical Permit | Residential | Tenant Improvement | Completed | Installation / Repair - Residential - Panel and Meter Base upgrade to 200 amps Add 30 Amps circuit for AC -It's not an heat pump and I am not installing the AC Unit we are just installing the circuit its an central Air Condition *An additional electrical permit will be required for the installation of air conditioning unit at the time of installation | Wise Electric Systems Limited
GP-2022-00431 | 2022-02-09 | 4746 BEATRICE STREET, Vancouver, BC V5N 4J3 | Gas Permit | Residential | Renovation | Completed | Residential - HWT RE AND RE | Sunrise Heating and Cooling Ltd
EP-2024-00325 | 2024-01-12 | 1650 AVONDALE AVENUE, Vancouver, BC V6M 1S1 | Electrical Permit | Residential | New | Issued | Temporary Power - Residential - To provide temporary power. | Castle Electric Inc
GP-2022-02003 | 2022-07-06 | 1663 AVONDALE AVENUE, Vancouver, BC V6M 1S2 | Gas Permit | Residential | Renovation | Completed | Residential - install gas fireplace >BP: Exterior/interior alteration and change of use of this existing two-storey, one-family dwelling to a one-family dwelling with a secondary suite. Scope of work to remove stairs access to attic, to add front gable roof entrance and to replace rear deck (covered and open deck), all windows & north/east/south elevation cladding. Revision #1 - To add a new gas fireplace and to remove the wood fireplace in the rec room in basement - To install a partition with a new door at the Foyer, and to add a partition at the existing corridor area of the Basement Floor, - To remove the existing wood burning fireplace in the Living/Dining Room, and to retain the existing fireplace at the Den on the Main Floor | Campbell Care Plumbing, Heating & Air Ltd.
PP-2022-02641 | 2022-07-28 | 1663 AVONDALE AVENUE, Vancouver, BC V6M 1S2 | Plumbing Permit | Residential | Renovation | Completed | Residential - 1FD+SS - #1 & #2 - complete new automatic irrigation system Exterior/interior alteration and change of use of this existing two-storey, one-family dwelling to a one-family dwelling with a secondary suite. Scope of work to remove stairs access to attic, to add front gable roof entrance and to replace rear deck (covered and open deck), all windows & north/east/south elevation cladding. Revision #1 - To add a new gas fireplace and to remove the wood fireplace in the rec room in basement - To install a partition with a new door at the Foyer, and to add a partition at the existing corridor area of the Basement Floor, - To remove the existing wood burning fireplace in the Living/Dining Room, and to retain the existing fireplace at the Den on the Main Floor | Greenland Irrigation Ltd
GP-2022-00255 | 2022-01-27 | 1663 AVONDALE AVENUE, Vancouver, BC V6M 1S2 | Gas Permit | Residential | New | Completed | Residential - Install 2 natural gas fireplaces Exterior/interior alteration and change of use of this existing two-storey, one-family dwelling to a one-family dwelling with a secondary suite. Scope of work to remove stairs access to attic, to add front gable roof entrance and to replace rear deck (covered and open deck), all windows & north/east/south elevation cladding. | Vancouver Gas Fireplaces Ltd
EP-2023-02493 | 2023-03-23 | 5350 BAILLIE STREET, Vancouver, BC V5Z 3M5 | Electrical Permit | Commercial | Addition | Issued | Installation / Repair - Commercial - Install 3 New Cameras | ADT Security Services Canada Inc
PP-2023-01944 | 2023-06-01 | 5445 BAILLIE STREET, Vancouver, BC V5Z 3M6 | Plumbing Permit | Commercial | Addition | Issued | Commercial - Add 2 backflow preventors to janitor sinks >BP: Interior and exterior alterations to provide kitchen renovation of this existing 2 storey School (Group A2). Exterior alterations are limited to add a door on the west elevation, install rooftop units and add stacked condenser units on the east elevation. Class-1 Cooking operation Scope of Work: upgrading the existing roof top exhaust fan, upgrading the existing roof top make-up air handling unit, installing a new roof-top exhaust fan for commercial dishwasher, installing a new walk-in fridge & cooler with exterior condenser units (x2), install a new cooking line including commercial grade electrical & natural gas powered equipment, a new exhaust hood with fire suppression (as per NFPA req.), upgrade to a commercial grade dishwashing area (new sinks, dishwasher, exterior grease interceptor as per health req.) new suspended ceiling tile and the relocation of existing fire sprinklers to the new proposed ceiling height" | Webir Automation & Control Services Ltd
NULL | NULL | 5445 BAILLIE STREET, Vancouver, BC V5Z 3M6 | Gas Permit | Commercial | Addition | Draft | Commercial - New MUA Unit | Webir Automation & Control Services Ltd
EP-2022-10791 | 2023-01-05 | 5350 BALSAM STREET, Vancouver, BC V6M 4B4 | Electrical Permit | Residential | Renovation - Dwelling Unit(s) only | Completed | Installation / Repair - Residential - 1) Replace obsolete fuse box with new combination service panel of same service size 2) Install 15 flush mount LED light fixtures in bedroom, kitchen, and hallway ceiling on metal junction boxes. Install 12 new surface mounted metal junction boxes for additional light fixtures. All wiring to be run in EMT conduit and/or AC 90 cable. 3) Install 2 recessed LED light fixtures in the drop ceiling in bathroom 4) Install under cabinet LED strip lighting in kitchen and living room valence using a 15A 120V circuit to power the drivers 5) Separate the bedroom and living room receptacles to make two AFCI circuits. 6) Add one receptacle in bedroom on AFCI circuit 7) Install four new 20 Amp receptacles and 2 circuits for kitchen receptacles and replace 2 old 15 Amp receptacles 8) Install dedicated circuits for fridge and dishwasher in kitchen 9) Move stove receptacle 1.5 metres on same wall 10) No work on exterior walls 11) All work contained within dwelling unit. | Libertas Innovations Inc.
EP-2022-00967 | 2022-02-08 | 5603 BALSAM STREET, Vancouver, BC V6M 4B5 | Electrical Permit | Commercial | NULL | Expired | Annual / Operating - ANNUAL/OPERATING PERMIT EXPIRED PERMIT EP-2021-01008 General electrical work including ballasts, lamps, switches and receptacles VALID: February13th, 2022 until February 12th, 2023 RENEWAL OF EP-2021-01008 | MDE Enterprises Ltd
EP-2022-02582 | 2022-03-31 | 5603 BALSAM STREET, Vancouver, BC V6M 4B5 | Electrical Permit | Commercial | Tenant Improvement | Completed | Installation / Repair - Commercial - Voluntary upgrade of existing fire alarm system as per Bulletin 2018-004-BU/EL Option #1-A. Install new Notifier addressable fire alarm panel in basement near garbage shaft. Install new annunciator in main lobby close to elevators on drywall wall. Install heats, smokes and pull stations as per code requirements. Install one fire phone per floor near elevators. EMT conduit will be installed in the basement and parkade. Bi-directional speakers will be installed in the parkade. Speakers will be installed throughout the building. A new heat detector will be install in every suite near the front entrance.A speaker will be installed next to it and a speaker will be installed in every bedroom. Suite isolators will be installed for suites as per Vancouver code requirements. The existing garbage chute will be used in install the riser. Complete verification of the FAS in conformance with CAN/ULC-S524. | Sasco Contractors Ltd
EP-2023-00975 | 2023-02-06 | 5603 BALSAM STREET, Vancouver, BC V6M 4B5 | Electrical Permit | Commercial | NULL | Issued | Annual / Operating - Electrical annual permit renewal General small electrical jobs included: replace ballasts, switches, lamps and lights, and ect... Renewal of EP-2022-00967 Valid: February 13th 2023 to February 12th, 2024 | MDE Enterprises Ltd
EP-2022-08790 | 2022-10-17 | 5614 BALSAM STREET, Vancouver, BC V6M 4B7 | Electrical Permit | Commercial | Renovation | Completed | Installation / Repair - Commercial - Replace existing fused disconnect switches for suites in electrical room with breaker disconnect switches. No change to service loads, ratings, location or related equipments -There are no grounding or bonding changes to the system. Ground screw is removed from the new disconnect to match existing installation | Higherstate Electric Inc
EP-2023-00853 | 2023-02-06 | 5704 BALSAM STREET, Vancouver, BC | Electrical Permit | Commercial | NULL | Issued | Annual / Operating - Maintenance of existing operating electrical equipment (lamps & ballasts, receptacles). >>Amend: January 23, 2024 -previous EP-2022-00968 expired on Feb. 12, 2023 - this annual's start date should be: Feb. 13, 2023 - Feb. 12, 2024 | Action Electric Ltd
EP-2023-03229 | 2023-04-26 | 5704 BALSAM STREET, Vancouver, BC | Electrical Permit | Commercial | Tenant Improvement | Issued | Installation / Repair - Commercial - Modification of existing fire alarm system as per Bulletin 2018-004-BU/EL Option #3 triggered by the automatic elevator recall. · Replace existing fire alarm panel with new addressable panel. Fire alarm system to remain single stage. Existing LED annunciator panel to be replaced with a new LED annunciator. · Replace existing heat detector in elevator machine room and the existing smoke detector on top of elevator shaft with addressable type smoke detectors. Replace existing conventional heat detector in elevator pit. · Provide new addressable smoke detectors in each floor area in front of the elevators. · Replace all existing fire alarm field devices with new addressable type devices. · Provide & install addressable relays to interface with the elevator controller. · Provide & install new #6 ground wire tied into building ground. · Provide & install new 100 amp fused disconnect c/w time delay fuses & new 30 amp fused disconnect. · Re/Re light switch located in elevator pit. · Replace 2x existing receptacles in elevator machine room & pit with new GFCI type receptacles. · Replace 4x existing fixtures in elevator machine room & pit with new LED’s c/w with wire cages. · Verification of the fire alarm system in conformance with CAN/ULC S537. >BP: Interior alterations to provide new smoke detectors, elevator recall, and re&re the fire alarm system at this existing commercial building on this site. | Action Electric Ltd
EP-2024-00403 | 2024-01-19 | 5704 BALSAM STREET, Vancouver, BC | Electrical Permit | Commercial | NULL | Issued | Annual / Operating - Annual Electrical Operating Permit >Amend: January 23rd, 2024 -previous EP-2023-00853 start & expiry date should be: start: Feb. 13, 2023 Expire: Feb. 12, 2024 **Start date for this NEW EP-2024-00403 will be: Feb. 13th, 2024 and expiration: Feb. 12th 2025 ( to keep the dates consecutive) | Action Electric Ltd
EP-2022-00968 | 2022-02-08 | 5704 BALSAM STREET, Vancouver, BC | Electrical Permit | Commercial | NULL | Expired | Annual / Operating - ANNUAL/OPERATING PERMIT- EXPIRED PERMIT EP-2021-01011 VALID: February 13th,2022 until February 12th, 2023 General electrical service work including ballasts, lamps, switches and receptacles | MDE Enterprises Ltd
PP-2023-03729 | 2023-10-24 | 1237 BALFOUR AVENUE, Vancouver, BC V6H 1X6 | Plumbing Permit | Residential | New | Completed | Residential - Watermain upgrade | Drips & Drains Plumbing and Heating Ltd
PP-2023-02801 | 2023-08-08 | 1263 BALFOUR AVENUE, Vancouver, BC V6H 1X6 | Plumbing Permit | Residential | Renovation | Completed | Residential - 1" backflow for lawn irrigation | Cameron Carleton Beals
EP-2022-06090 | 2022-07-19 | 1263 BALFOUR AVENUE, Vancouver, BC V6H 1X6 | Electrical Permit | Residential | New | Expired | Temporary Power - Residential - To provide temporary power. | Torro Electric Ltd
EP-2023-10459 | 2023-11-22 | 1329 BALFOUR AVENUE, Vancouver, BC V6H 1X8 | Electrical Permit | Residential | Addition | Completed | Installation / Repair - Residential - Installation of two hardwired smoke detectors IA-2023-00269 Report states that tamper proof receptacles are also required in daycare area. Smoke alarms described in Sentence 9.10.19.1.(1) shall a) be installed with permanent connections to an electrical lighting circuit. Where more than one smoke alarm is required in a dwelling unit, the smoke alarms shall be wired so that the activation of one alarm will cause all alarms within the dwelling unit to sound. wireless interconnection between bedrooms is allowed. | CF Electrical Services ltd
EP-2023-09868 | 2023-11-23 | 1329 BALFOUR AVENUE, Vancouver, BC V6H 1X8 | Electrical Permit | Residential | Addition | Completed | Installation / Repair - Residential - Install EM lighting for home daycare IA-2023-00269> seperate permit for other work has been issued. -the owner has installed battery operated detectors in the home. They have found some articles on the Vancouver website which stated that battery operated was accepted. | Pacific Storm Power and Electrical Services Ltd
EP-2023-00038 | 2023-01-18 | 1337 BALFOUR AVENUE, Vancouver, BC V6H 1X8 | Electrical Permit | Residential | Renovation | Completed | Installation / Repair - Residential - Pool ground bonding and circuit to pool pumps system. >BP: To perform exterior alterations to add a pool with associated mechanical system, an underground water retention tank, a new wooden patio and a trellis in the rear yard. Related to DP-2021-00709. No new construction encroaches into Statutory Right of Way (K14990). | F & S Electrical Ltd
PP-2023-00224 | 2023-01-24 | 1337 BALFOUR AVENUE, Vancouver, BC V6H 1X8 | Plumbing Permit | Residential | Addition | Completed | Residential - new plumbing for pool shed >BP: To perform exterior alterations to add a pool with associated mechanical system, an underground water retention tank, a new wooden patio and a trellis in the rear yard. Related to DP-2021-00709. No new construction encroaches into Statutory Right of Way (K14990). >Amend: March 23 -adding an outside sump Amend: Sept 12, 2023 amending and adding 2 more outside sumps Plus the 2 catch basins | BD Plumbing
GP-2023-00518 | 2023-02-16 | 1337 BALFOUR AVENUE, Vancouver, BC V6H 1X8 | Gas Permit | Residential | New | Completed | Residential - Underground gas line for pool boiler and install pool boiler >BP: To perform exterior alterations to add a pool with associated mechanical system, an underground water retention tank, a new wooden patio and a trellis in the rear yard. Related to DP-2021-00709. | BD Plumbing
EP-2022-01179 | 2022-02-23 | 1338 BALFOUR AVENUE, Vancouver, BC V6H 1X7 | Electrical Permit | Residential | Addition | Completed | Installation / Repair - Residential - Security system installation. Running wires and installing 2 heat detectors. | Price's Alarm Systems Ltd.
NULL | NULL | 1428 BALFOUR AVENUE, Vancouver, BC V6H 1Y1 | Gas Permit | Residential | Addition | Draft | Residential - Generator is being installed by electricians. gas supply to be added from Meter to the generator. Flex tubing around the garage. 2-3ft underground and stub up before the generator | GALAXY PLUMBING & HEATING
GP-2022-00342 | 2022-02-14 | 4146 BALKAN STREET, Vancouver, BC V5V 3Z2 | Gas Permit | Residential | Addition | Completed | Residential - Replacement of Furnace & Water Heater Tank Interior alterations to provide residential improvements to the main level of this existing 2 storey plus basement one family dwelling building on this inside with lane site. This permit is for interior alterations to improve the main level only. Any unauthorized work on this site, existing or otherwise, is neither recognized nor approved and may be subject to enforcement action. | BCRC Plumbing and Heating Ltd
EP-2022-06062 | 2022-08-04 | 4283 BALKAN STREET, Vancouver, BC V5V 3Z4 | Electrical Permit | Residential | Renovation | Completed | Installation / Repair - Residential - Install the wiring and a disconnect for the heat pump -its going in the south west corner | David Stein
GP-2022-03620 | 2022-11-18 | 6520 BALSAM STREET, Vancouver, BC V6P 5W7 | Gas Permit | Residential | Tenant Improvement | Completed | Residential - Install furnace | Gandy Installations Ltd
PP-2023-00484 | 2023-02-13 | 6549 BALSAM STREET, Vancouver, BC V6P 5W8 | Plumbing Permit | Residential | Tenant Improvement | Completed | Residential - REPLACEMENT OF A BACKFLOW ON THE POOL BOILER | Hillcrest Plumbing & Heating (1967) Ltd
GP-2022-01331 | 2022-04-28 | 6559 BALSAM STREET, Vancouver, BC V6P 5W8 | Gas Permit | Residential | Tenant Improvement | Completed | Residential - Install one natural gas fireplace | Vancouver Gas Fireplaces Ltd
EP-2022-01107 | NULL | 6577 BALSAM STREET, Vancouver, BC V6P 5W8 | Electrical Permit | Residential | Addition | Withdrawn | Installation / Repair - Residential - Wire and Connect AC | Gerald W Jansen & Jody Jansen
EP-2022-02600 | NULL | 6577 BALSAM STREET, Vancouver, BC V6P 5W8 | Electrical Permit | Residential | Addition | In Review | Installation / Repair - Residential - Wire and Connect New Air Conditioner On the south side of the house. | Gerald W Jansen & Jody Jansen
GP-2022-00030 | 2022-01-07 | 6577 BALSAM STREET, Vancouver, BC V6P 5W8 | Gas Permit | Residential | Renovation | Completed | Residential - Re&Re Tankless BTU 199.000 | Milani Plumbing Heating & Air Conditioning Ltd
EP-2022-08966 | 2022-10-20 | 6615 BALSAM STREET, Vancouver, BC V6P 5W8 | Electrical Permit | Residential | New | Expired | Temporary Power - Residential - To provide temporary power. | Cathay Services Ltd
PP-2022-03066 | 2022-09-02 | 6615 BALSAM STREET, Vancouver, BC V6P 5W8 | Plumbing Permit | Residential | New | Issued | Residential - Installing a backflow preventer for lawn irrigation >BP: To construct a 2 storey + cellar one-family dwelling with a detached accessory building (garage), at the rear providing 2 parking spaces, having vehicular access from the lane. | Chongren Yao
EP-2023-09447 | 2023-10-18 | 6615 BALSAM STREET, Vancouver, BC V6P 5W8 | Electrical Permit | Residential | New | Issued | Temporary Power - Residential - To provide temporary power. | Cathay Services Ltd
PP-2022-00498 | 2022-03-21 | 6664 BALSAM STREET, Vancouver, BC V6P 5W7 | Plumbing Permit | Residential | New | Issued | Residential - 1FD - Install One sump without pump To construct a 2 storey + basement one-family dwelling with an open parking pad and a detached accessory building (garage), at the rear providing 3 parking spaces, having vehicular access from the lane. Note: This is a 2 storey building pursuant to the Zoning and Development By-Law 1- A/C unit proposed in rear yard | Van-City Excavating Ltd
PP-2022-02082 | 2022-06-15 | 6664 BALSAM STREET, Vancouver, BC V6P 5W7 | Plumbing Permit | Residential | New | Issued | Residential - plumbing >BP: To construct a 2 storey + basement one-family dwelling ($616,250.00) with an open parking pad and a detached accessory building (garage), at the rear providing 3 parking spaces, having vehicular access from the lane. Note: This is a 2 storey building pursuant to the Zoning and Development By-Law 1- A/C unit proposed in rear yard 2- Schedule B: Chih-Yuan Shen P.Eng (604.771.0116) Structural & Geotechnical 3-HPO: Residential Builder - Shoreline Homes Inc. ******THIS PERMIT HAS BEEN ISSUED UNDER THE REQUIREMENTS OF VBBL #12511 (2019)****** | SKY HIGH PLUMBING & HEATING LTD
EP-2022-07171 | 2022-08-25 | 6664 BALSAM STREET, Vancouver, BC V6P 5W7 | Electrical Permit | Residential | New | Issued | Installation / Repair - Residential - Electrical single family dwelling unit with detached garage wiring: >BP: To construct a 2 storey + basement one-family dwelling ($616,250.00) with an open parking pad and a detached accessory building (garage), at the rear providing 3 parking spaces, having vehicular access from the lane. Note: This is a 2 storey building pursuant to the Zoning and Development By-Law 1- A/C unit proposed in rear yard 2- Schedule B: Chih-Yuan Shen P.Eng (604.771.0116) Structural & Geotechnical 3-HPO: Residential Builder - Shoreline Homes Inc. ******THIS PERMIT HAS BEEN ISSUED UNDER THE REQUIREMENTS OF VBBL #12511 (2019)****** | Tatla Electrical Ltd
EP-2022-08126 | 2022-10-13 | 6664 BALSAM STREET, Vancouver, BC V6P 5W7 | Electrical Permit | Residential | New | Issued | Installation / Repair - Residential - Extra low-voltage includes tv-tel-ethernet, cctvs and intrusion wiring and finshing. | DigiTech Security Inc
GP-2022-02883 | 2022-10-04 | 6664 BALSAM STREET, Vancouver, BC V6P 5W7 | Gas Permit | Residential | New | Issued | Residential - Installing Range, Boiler & BBQ for: >BP: To construct a 2 storey + basement one-family dwelling ($616,250.00) with an open parking pad and a detached accessory building (garage), at the rear providing 3 parking spaces, having vehicular access from the lane. | PRIDE GAS & HEATING LTD.
SP-2022-01741 | 2022-10-21 | 6664 BALSAM STREET, Vancouver, BC V6P 5W7 | Sprinkler Permit | Residential | New | Issued | Residential - 1FD - new sprinkler system >DB: To construct a 2 storey + basement one-family dwelling ($616,250.00) with an open parking pad and a detached accessory building (garage), at the rear providing 3 parking spaces, having vehicular access from the lane. Note: This is a 2 storey building pursuant to the Zoning and Development By-Law 1- A/C unit proposed in rear yard | Haven Fire Protection Ltd
EP-2023-02387 | 2023-03-21 | 6688 BALSAM STREET, Vancouver, BC V6P 5W7 | Electrical Permit | Residential | Renovation | Completed | Installation / Repair - Residential - Upgrade existing 100amp service to new 200amp service. | Allwest Electric Ltd
GP-2022-01265 | 2022-04-25 | 6924 BALMORAL STREET, Vancouver, BC V5P 3P7 | Gas Permit | Residential | Tenant Improvement | Completed | Residential - FURNACE REPLACEMENT | Nand's Plumbing & Tiles Ltd
EP-2023-06783 | 2023-08-15 | 6936 BALMORAL STREET, Vancouver, BC V5P 3P7 | Electrical Permit | Residential | Addition | Completed | Installation / Repair - Residential - Electrical work for Heat Pump installation NO MP AT THIS TIME. | Daniel Topping
MP-2023-01715 | 2023-09-20 | 6936 BALMORAL STREET, Vancouver, BC V5P 3P7 | Mechanical Permit | NULL | NULL | Completed | NULL | NEWLINE PLUMBING & HEATING LTD.
GP-2023-00704 | 2023-02-27 | 6946 BALMORAL STREET, Vancouver, BC V5P 3P7 | Gas Permit | Residential | Renovation - Dwelling Unit(s) only | Completed | Residential - Boiler Replacement | General Heating Ltd
PP-2022-01392 | 2022-05-05 | 3721 BEATRICE STREET, Vancouver, BC V5N 4H4 | Plumbing Permit | Residential | Renovation | Completed | Residential - relocate kitchen sink and dish washer on main floor and add one washing machine outlet box at main floor. Related to: CF-2021-015731 Interior alterations to provide improvements and change this one family dwelling to a one family dwelling with secondary suite. Scope of work: Structural upgrades, add insulation on exterior walls. Relocate interior walls. Relocate main kitchen. Remove interconnecting stairs from basement to main floor. To validate the suite in the basement. | Mainland Plumbing & Heating
GP-2022-01411 | 2022-05-10 | 3721 BEATRICE STREET, Vancouver, BC V5N 4H4 | Gas Permit | Residential | Renovation | Completed | Residential - run gas line rom mechanical room to range. Connect range at final. | Mainland Plumbing & Heating
PP-2023-02268 | 2023-06-27 | 3721 BEATRICE STREET, Vancouver, BC V5N 4H4 | Plumbing Permit | Residential | New | Completed | Residential - Garage sink >BP: To construct a detached 20' X 25' accessory building (garage) at the rear of this existing one-family dwelling w/ secondary suite site to provide 2 parking spaces having vehicular access from the rear lane. | Vancity Plumbing & Heating Ltd
EP-2023-05159 | 2023-06-22 | 3721 BEATRICE STREET, Vancouver, BC V5N 4H4 | Electrical Permit | Residential | Addition | Completed | Installation / Repair - Residential - To relocate the 200 A Service from a Private Pole to the New Detached Garage.To Supply and install a 200 Amp Single Phase panel in the Garage. To feed the Main House with a 150Amp Breaker. to supply and install (1) 4" IC Pot Lights and other Light Fixtures in the Garage as well as all required Duplex receptacles and Switches. To supply and install (3) Baseboard Heaters , complete with (1) Thermostat. >BP: To construct a detached 20' X 25' accessory building (garage) at the rear of this existing one-family dwelling w/ secondary suite site to provide 2 parking spaces having vehicular access from the rear lane. Note: Roof drainage to 2'x 2'x 12' rock pit. Note: A survey may be required. Contact your District Building Inspector prior to locating formwork. SIPS | Emanuel Electrical Inc
PP-2023-02081 | 2023-06-13 | 3721 BEATRICE STREET, Vancouver, BC V5N 4H4 | Plumbing Permit | Residential | New | Issued | Residential - Draintile for perimeter drainage for detached garage. RWL for roof water and trench drain at garage door. tying into existing sediment barrel. >BP: To construct a detached 20' X 25' accessory building (garage) at the rear of this existing one-family dwelling w/ secondary suite site to provide 2 parking spaces having vehicular access from the rear lane. Note: Roof drainage to 2'x 2'x 12' rock pit. | Bluestone Contracting Ltd
EP-2022-05271 | 2022-06-21 | 3721 BEATRICE STREET, Vancouver, BC V5N 4H4 | Electrical Permit | Residential | Renovation | Completed | Installation / Repair - Residential - Rewire house -Service increase from 125 to 200 single phase Service conductors 250mcm AL Service ground #6 >Interior alterations to provide improvements and change this one family dwelling to a one family dwelling with secondary suite. Scope of work: Structural upgrades, add insulation on exterior walls. Relocate interior walls. Relocate main kitchen. Remove interconnecting stairs from basement to main floor. To validate the suite in the basement. OK for field review as per Shelley Dugaro - January 27, 2022 Letters of assurance submitted: Sch B (Struct): Jim Mandelli, P.Eng., 604.787.9308. Notes: - Spray foam attic insulation to be reviewed by DBI. >>>Amend: July 21st -Upload photo of meter attachment bracket installed | Bert Holliday
EP-2023-09514 | NULL | 3737 BEATRICE STREET, Vancouver, BC V5N 4H4 | Electrical Permit | Residential | Addition | Application Incomplete | Installation / Repair - Residential - This house already have a 200 amp metre base and 200 going to the house but now they want car charger in the garage so we adding extra 200 amp panel in the garage and we feeding 150 amps to the house | Blue Point Electric Ltd
NULL | NULL | 1311 BEACH AVENUE, Vancouver, BC V6E 1V6 | Sprinkler Permit | Commercial | NULL | Withdrawn | Commercial - Add backflow and modify storage rooms as per plans provided | Cobing Building Solutions Ltd
EP-2022-05228 | 2022-06-23 | 1311 BEACH AVENUE, Vancouver, BC V6E 1V6 | Electrical Permit | Commercial | New | Issued | Installation / Repair - Commercial - Install circuitry for EV charger at parking area. Location of EV charger at parking stall #88 P3 level. - Power obtained from common area loads electrical panel in main electrical room at P1 level. - Rating of installed power receptacle is 125/250 volt 50 amp 3P4W 14-50R CSA. - EV charger circuit rating at 40 amps. | Vancouver Static Industries Ltd
EP-2022-06434 | 2022-08-02 | 1311 BEACH AVENUE, Vancouver, BC V6E 1V6 | Electrical Permit | Commercial | Addition | Issued | Installation / Repair - Commercial - Install circuitry for EV charger at parking area. Location of EV charger at stall #112 P3 level. | Vancouver Static Industries Ltd
EP-2023-01810 | 2023-03-06 | 1311 BEACH AVENUE, Vancouver, BC V6E 1V6 | Electrical Permit | Commercial | NULL | Issued | Annual / Operating - NEW ANNUAL OPERATING PERMIT. PERMIT EP-2022-01830 Valid March 7, 2023 until March 6, 2024. | Houle Electric Limited
SP-2022-00959 | NULL | 1311 BEACH AVENUE, Vancouver, BC V6E 1V6 | Sprinkler Permit | Commercial | Renovation | In Review | Commercial - For sprinkler system alterations to the 2019 VBBL, NFPA 13, 2013 and NFPA 14, 2013 for the retroactive installation of a XXXX 6" DCVA on the existing fire protection system in this existing building. Notes: 1. Fire protection Engineer of record Ian McKay, P.Eng., of MFPE Fire Protection Engineering Ltd. T: (604) 792-7714 E: ian.mackay@mfpe.ca 2. One set of approved drawings and permit to be available for viewing at the jobsite. 3. Separate permit and documents required for any electrical or fire alarm related work. ***If the building is equipped with a fire alarm system the DCVA must be monitored by the fire alarm system.*** | Cobing Building Solutions Ltd
EP-2022-01830 | 2022-03-07 | 1311 BEACH AVENUE, Vancouver, BC V6E 1V6 | Electrical Permit | Commercial | NULL | Expired | Annual / Operating - NEW ANNUAL OPERATING PERMIT. Valid March 7, 2022 until March 6, 2023. | Houle Electric Limited
EP-2021-09560 | 2022-01-13 | 1311 BEACH AVENUE, Vancouver, BC V6E 1V6 | Electrical Permit | Commercial | New | Completed | Installation / Repair - Commercial - Install circuitry for EV charger. | Vancouver Static Industries Ltd
SP-2021-01292 | 2022-01-28 | 1395 BEACH AVENUE, Vancouver, BC V6E 1V7 | Sprinkler Permit | Residential | Renovation | Completed | Residential - add new watts 757 DCVA as per city requirement | Five Star Fire Protection Ltd
NULL | NULL | 1395 BEACH AVENUE, Vancouver, BC V6E 1V7 | Plumbing Permit | Commercial | Addition | Draft | Commercial - Install DCVA on premise and irrigation - Cross Connection Backflow | NULL
EP-2022-03212 | 2022-04-21 | 1395 BEACH AVENUE, Vancouver, BC V6E 1V7 | Electrical Permit | Commercial | NULL | Expired | Annual / Operating - Annual Operating Permit | Action Electric Ltd
EP-2023-04385 | 2023-05-19 | 1395 BEACH AVENUE, Vancouver, BC V6E 1V7 | Electrical Permit | Commercial | NULL | Issued | Annual / Operating - Annual Electrical Operating Permit Renewal of EP-2022-03212 Valid: Apr 21, 2023 to Apr 20, 2024 | Action Electric Ltd
EP-2022-03519 | 2022-05-03 | 1433 BEACH AVENUE, Vancouver, BC V6G 1Y3 | Electrical Permit | Commercial | Tenant Improvement | Completed | Installation / Repair - Commercial - R&R - Retrofit of Fuse Insert to circuit Breaker Insert Existing Cooper Wire - No new wiring - or any changes to circuits No Building Permit Remove old Fusible inserts and reinstall with New Circuit Breaker Inserts with Circuit breakers. Test and label circuit on Panel board. | V Care Electrik Ltd
EP-2022-03725 | 2022-10-14 | 1433 BEACH AVENUE, Vancouver, BC V6G 1Y3 | Electrical Permit | Commercial | Renovation | Issued | Installation / Repair - Commercial - Replacement of existing fire alarm panel and devices with new fire panel and signaling and auditable devices | Nightingale Electric Ltd
SP-2021-01548 | 2023-02-08 | 1575 BEACH AVENUE, Vancouver, BC V6G 1Y5 | Sprinkler Permit | Commercial | New | Issued | Commercial - For sprinkler system alterations to the 2019 VBBL and NFPA 13, 2013 for the installation of a 3" Watts 757 backflow preventer. This application does not include any of the following: • Changes to the sprinkler system supply piping (e.g. valves, mains, cross-mains, etc.) except as noted on the drawings. • Flexible sprinkler pipe. • New alternative solutions and/or modifications to existing alternative solutions. • Change in occupancy and/or hazard classification. Notes: 1. Fire Suppression system engineer of record Mr. Brian Sikorski P.Eng. of E-Factor Engineering T: 604 708 4140 E: brian@eforenergy.com 2. One set of approved drawings and permit to be available for viewing at the jobsite. 3. If the building is equipped with a fire alarm system the new DCVA to be monitored by the buildings fire alarm system. 4. Separate permit and documents required for any electrical or fire alarm related work. *** 5. Subject to repair of the parkade sprinkler system to re-instate sprinkler heads at the overhead garage door as noted on the record drawings and in updated calculation and sketch for the parkade dated January 16, 2023 and uploaded to the permit Jan 16, 2023. *** | Fire Pro Fire Protection Ltd.
SP-2022-00477 | NULL | 1919 BEACH AVENUE, Vancouver, BC V6G 1Z2 | Sprinkler Permit | Commercial | New | Cancelled | Commercial - Retroactive installation of 1 x 4" DCVA on fire sprinkler line | Peak Fire Protection Ltd
SP-2023-01256 | NULL | 1919 BEACH AVENUE, Vancouver, BC V6G 1Z2 | Sprinkler Permit | Commercial | New | Applicant Revisions | Commercial - Install 1 x 6" Watts 757 DCVA on the fire sprinkler system as a result of a COV CCC inspection | Peak Fire Protection Ltd
EP-2022-06580 | 2022-09-21 | 1919 BEACH AVENUE, Vancouver, BC V6G 1Z2 | Electrical Permit | Commercial | Tenant Improvement | Issued | Installation / Repair - Commercial - Voluntary upgrade of existing fire alarm system as per Bulletin 2018-004-BU/EL Option #1-A. Replace 2x existing Elevator disconnects with new C/W fuses and feed to elevator controller. Replace 2x existing cab light disconnects with new C/W fuses and feed to elevator controller. Existing feed from main dist. to elevator mechanical room to remain. Replace Receptacles in Machine room and pit with new GFCI rec replace lighting in pit with new. Lighting in machine Rm appears to be adequate, protective cages will be installed on existing. New #6 ground run from main electrical room to elev mech room. Run phone line, empty 1" conduit and dedicated 120v cct to elevator lobby phone. 6 new relays will be installed in the elev mech room for Fire Emergency Operation (FEO). Verification of newly programed and installed Fire Alarm devices. Install a module to existing ATS to provide pre/post transfer signal to elevator controller. Complete verification of the FAS in conformance with CAN/ULC-S524. >>>BP: Interior alterations for an elevator and fire alarm upgrade to meet the CSA-B44 requirements to this existing high-rise multiple dwelling building. | Sasco Contractors Ltd
EP-2022-08171 | 2022-09-27 | 1919 BEACH AVENUE, Vancouver, BC V6G 1Z2 | Electrical Permit | Commercial | Tenant Improvement | Issued | Installation / Repair - Commercial - RE & RE Garbage room exhaust fan Retrofit - Like for like exact appliance replacement. Service remained the same, breaker &amp; electrical feed confirmed to be originally sized properly. Equipment will be replaced in the same location as the existing unit. >>>Amend: Feb. 15th -Please change the FSR on this Permit to our new Company FSR: Bradley A. Hill FSR - Class B CEL000 257743 | Haakon Industries (Canada) Ltd.
EP-2022-08173 | 2022-09-28 | 1919 BEACH AVENUE, Vancouver, BC V6G 1Z2 | Electrical Permit | Commercial | Tenant Improvement | Issued | Installation / Repair - Commercial - RE & RE Garbage room fan. Retrofit - Like for like exact appliance replacement. Service remained the same, breaker & electrical feed confirmed to be originally sized properly. Equipment will be replaced in the same location as the existing unit. | Haakon Industries (Canada) Ltd.
EP-2022-08942 | 2023-02-02 | 1949 BEACH AVENUE, Vancouver, BC V6G 1Z2 | Electrical Permit | Commercial | Addition | Completed | Installation / Repair - Commercial - Electric Vehicle Charging Infrastructure - Wiring installation for electric vehicle supply equipment (EVSE). To install 38 points of power for future EV charging in parkade. Install new 200A disconnect, meter, dedicated EV panel. Install conduits and junction boxes in parkade. EV branch circuit - 10-way load sharing, 38 Parking Stalls / 10 = 4 breakers/branch circuits. Amendment Oct 12, 2023: Installation of an EVEMS with the compliance of CE Code Rule 8-500 2) that the EVEMS shall not cause the load of the service to exceed the requirements of Rule 8-104 5) or 6). | Greenwest Electric Ltd
EP-2022-03826 | 2022-05-10 | 1949 BEACH AVENUE, Vancouver, BC V6G 1Z2 | Electrical Permit | Residential | Renovation - Dwelling Unit(s) only | Completed | Installation / Repair - Residential - Relocate & separate bathroom lighting switches for existing lights. Add wiring from existing circuit for GFCI plug. Add wiring for 2x sconces on living room wall. Add wiring for additional bedroom plug. | SEAN CHYSYK O/A HYCREST ELECTRICAL
EP-2022-03342 | 2022-04-26 | 1949 BEACH AVENUE, Vancouver, BC V6G 1Z2 | Electrical Permit | Residential | Renovation - Dwelling Unit(s) only | Completed | Installation / Repair - Residential - Add 2x LED panel lights above bathtub, fed from separate switch on existing bathroom circuit >BP: #503 - 5th floor Interior alterations to this suite (503) in this existing Heritage 'B' multiple dwelling building on this site. Scope of Work: - Re and re counters and plumbing fixtures in bathroom and kitchen. - Replace tub with shower. | SEAN CHYSYK O/A HYCREST ELECTRICAL
PP-2022-01423 | 2022-04-27 | 1949 BEACH AVENUE, Vancouver, BC V6G 1Z2 | Plumbing Permit | Commercial | Renovation - Dwelling Unit(s) only | Completed | Commercial - SUITE #503 - 5TH FLOOR bathroom reno; convert tub to shower lav #503 - 5th floor Interior alterations to this suite (503) in this existing Heritage 'B' multiple dwelling building on this site. Scope of Work: - Re and re counters and plumbing fixtures in bathroom and kitchen. - Replace tub with shower. | Tidal Mechanical Ltd
EP-2022-04451 | 2022-06-15 | 1995 BEACH AVENUE, Vancouver, BC V6G 2Y3 | Electrical Permit | Commercial | Tenant Improvement | Completed | Installation / Repair - Commercial - Modification of existing fire alarm system as per Bulletin 2018-004-BU/EL Option #3 triggered by the automatic elevator recall as follows: Existing single-stage addressable FACP to be adapted to allow for elevator recall.Existing fire alarm system initiation circuits and devices to be upgraded to addressable as required, refer to drawings. Existing top of elevator shaft heat detector and elevator machine room heat detectors to be upgraded to addressable smoke detectors. FAS modifications to be installed in accordance with CAN/ULC-S524-14-AMD1 and verified in accordance with CAN/ULC-S524-13. Provide & install 8x addressable relays to interface with the elevator controller. Provide & install new #6 ground wire tied into building ground. Provide & install 2x new 200 amp fused disconnects as per drawings. Provide & install 2x new 30 amp fused disconnects for cab lights as per drawings. Provide power to master phone station in machine room. Provide new exit sign in lobby. Provide 1x motion sensor light at machine room door. Provide new baseboard heater in machine room and new exhaust fan as per drawings. Replace 3x existing receptacles in elevator machine room & pit with new GFCI type receptacles. Replace 6x existing fixtures in elevator machine room & pit with new LED’s c/w with wire cages >BP: Interior alterations to replace the existing fire alarm system to the 1st and 2nd parking levels, ground level, mezzanine, 2nd to 10th, and the 19th floor of this existing high-rise multiple dwelling building. Amend: July 7, 2022 Additional scope of electrical work: Remove and replace existing automatic transfer switch with new in existing location. Additional scope of work value: $4,842.50 | Action Electric Ltd
SP-2022-00021 | 2022-01-26 | 2015 BEACH AVENUE, Vancouver, BC V6G 1Z3 | Sprinkler Permit | Commercial | Tenant Improvement | Completed | Commercial - Installation of a Watts 757 DCVABFG backflow preventer to existing system | Viking Fire Protection Inc
EP-2023-08168 | 2023-10-11 | 2015 BEACH AVENUE, Vancouver, BC V6G 1Z3 | Electrical Permit | Commercial | Addition | Issued | Installation / Repair - Commercial - Installing 1 EV charger for 1 separate parking stall. Installing one car charger branch circuit (6656W) for stall #12 supplied by the 400 amp house panel. | Wardenclyffe Electrical Ltd
SP-2022-01605 | 2022-10-04 | 7226 BALACLAVA STREET, Vancouver, BC V6N 1M6 | Sprinkler Permit | Residential | Renovation | Issued | Residential - INFILL - 1FD - New sprinkler system >BP: To alter, add to this existing two-storey infill one-family dwelling building and provide three at grade surface parking spaces having vehicular access from Balaclava Street. - Per sequence of construction, proposed scope of work include: - new foundation and crawl space; - main floor structure will be retained; - replace second floor structure; - revise interior layouts on both floors; and - roof structure will be removed and reconstructed. | Titan Fire Protection Ltd
EP-2022-00296 | 2022-01-27 | 4665 BALDWIN STREET, Vancouver, BC V5N 5B7 | Electrical Permit | Residential | New | Completed | Installation / Repair - Residential - TV/TEL/DATA/VACUUM >BP: 2 FD + 2LO + Garage To construct a 2 storey two-family dwelling with (2) lock-off units located in the Basement ($925,250.00) with a detached accessory building (garage) and 1 open parking at the rear providing 2 parking spaces, having vehicular access from the lane. 1. Covenant registered at the Land Title Office under CA9303903 to CA9303904 2. A/C proposed – Exterior component(s) located in Rear Yard, Interior component(s) located in upper floor closet 3. Schedule B: (J.J.S. Hui) P.Eng (778.319.3403) Structural & Geotechnical 4. HPO: Residential Builder- (0907574 BC Ltd) 5. The entire building to be sprinklered to 2 x NFPA 13D Note: This is a 2 storey building pursuant to the Zoning and Development By-Law Address Information: NORTH UNIT #1 - 4665 Baldwin St - One Dwelling (north portion of 1st and 2nd storey, north-east portion of basement) *Primary #2 - 4665 Baldwin St - Lock-off Unit (north-west portion of basement) SOUTH UNIT #1 - 4667 Baldwin St - One Dwelling (south portion of 1st and 2nd storey, south-east portion of basement) #2 - 4667 Baldwin St - Lock-off Unit (south-west portion of basement) Addresses assigned per approved plans. Fire and Emergency street access to the North Unit lock-off is from the north and access to the South Unit lock-off is from the south. Street access must be provided and maintained at all times. The building addresses are to be posted and to be visible from the street in accordance with the Building By-law prior to final inspection. **THIS PERMIT HAS BEEN ISSUED UNDER THE REQUIREMENTS OF VBBL #12511 (2019).** Amend: Sept 2, 2022 Security Alarm Installation | Splendid IT Solutions Ltd
EP-2023-01703 | 2023-03-01 | 4682 BALDWIN STREET, Vancouver, BC V5N 5B6 | Electrical Permit | Residential | Renovation - Dwelling Unit(s) only | Completed | Installation / Repair - Residential - service upgrade from 100A to 200A, scope of work including below: 1.remove existing meter and service mast 2.install 3/4 watertreated plywood 3.install new 200A meter and breaker combo 4.reconnect existing 100A circuit to new 200a panel 5.dig 2 feet hole and install grounding plate 6.apply for permit 7.apply for inspection | Dormit X Enterprises Ltd
EP-2023-02662 | 2023-04-11 | 4682 BALDWIN STREET, Vancouver, BC V5N 5B6 | Electrical Permit | Residential | Addition | Completed | Installation / Repair - Residential - wiring for heat pump *MP-2023-00496 | Green Mountain Multitech Ltd
MP-2023-00496 | 2023-04-05 | 4682 BALDWIN STREET, Vancouver, BC V5N 5B6 | Mechanical Permit | NULL | NULL | Completed | NULL | CoStar Home Energy Ltd
EP-2023-00220 | 2023-01-11 | 4685 BALDWIN STREET, Vancouver, BC V5N 5B7 | Electrical Permit | Residential | Renovation | Completed | Installation / Repair - Residential - upgrade electrical service from 100A 120V/240V 1 phase 3 wire to 200A 120/240V 1 phase 3 wires, Reconnect existing metrical circuit to the new panel. | SNG Electric Ltd
PP-2022-04078 | 2022-11-14 | 4135 ATLIN STREET, Vancouver, BC V5R 2B8 | Plumbing Permit | Residential | New | Issued | Residential - Two Sump No Pump | Canadian Excavating Ltd
NULL | NULL | 4135 ATLIN STREET, Vancouver, BC V5R 2B8 | Electrical Permit | Residential | New | Withdrawn | Temporary Power - Residential - To provide temporary power. | A S ELECTRICAL LTD
EP-2022-07714 | 2022-09-20 | 4135 ATLIN STREET, Vancouver, BC V5R 2B8 | Electrical Permit | Residential | New | Expired | Temporary Power - Residential - To provide temporary power. NOTE: Work authorized by this permit is for placement of a temporary power pole only and does not authorize any site construction and/or excavation. A separate Building Permit will be required prior to commencement of any other work on this site. | A S ELECTRICAL LTD
PP-2023-01489 | 2023-04-27 | 4135 ATLIN STREET, Vancouver, BC V5R 2B8 | Plumbing Permit | Residential | New | Issued | Residential - 2FD+2SS - NORTH - 4135 ATLIN ST - #1 & #2 SOUTH - 4137 ATLIN ST - #1 & #2 New drainage and water lines The entire building, INCLUDING THE ATTACHED GARAGE (if applicable), to be sprinklered to 2XNFPA 13D. >DB: To construct a two-storey two-family dwelling with two secondary suites located in the basement, with a detached accessory building (garage) at the rear providing 2 enclosed parking spaces + 2 surface parking spaces, having vehicular access from the lane. Note: This is a 2 storey building pursuant to the Zoning and Development By-Law 1. Covenant registered at the Land Title Office under CA9823357 2. Rev#1: 2 Mini-Split A/C units proposed in rear yard/crawlspace 3. No bar sinks proposed | Sun Light Plumbing And Heating Ltd
SP-2023-01226 | 2023-07-12 | 4135 ATLIN STREET, Vancouver, BC V5R 2B8 | Sprinkler Permit | Residential | New | Issued | Residential - Install sprinklers in Duplex -The entire building, INCLUDING THE ATTACHED GARAGE (if applicable), to be sprinklered to 2 x NFPA 13D. >BP: To construct a two-storey two-family dwelling with two secondary suites ($847,875.00) located in the basement, with a detached accessory building (garage) at the rear providing 2 enclosed parking spaces + 2 surface parking spaces, having vehicular access from the lane. Note: This is a 2 storey building pursuant to the Zoning and Development By-Law 1. Covenant registered at the Land Title Office under CA9823357 2. Rev#1: 2 Mini-Split A/C units proposed in rear yard/crawlspace 3. No bar sinks proposed 4. Schedule B: Antony Wang, P.Eng (604-618-6236) Glass Guard & Structural & Geotechnical 5. HPO: Residential Builder - Nelson Chung Chu Woo 6. The entire building, INCLUDING THE ATTACHED GARAGE (if applicable), to be sprinklered to 2XNFPA 13D. ******THIS PERMIT HAS BEEN ISSUED UNDER THE REQUIREMENTS OF VBBL #12511 (2019)****** | Gold Key Fire Protection Ltd
EP-2023-04440 | 2023-06-01 | 4135 ATLIN STREET, Vancouver, BC V5R 2B8 | Electrical Permit | Residential | New | Completed | Installation / Repair - Residential - New Duplex Construction . Rough and Finishing of Electrical of Duplex Address 4135 Atlin and 4137 Atlin, 400 Amp main service, Overhead Service , 120/240 volt >BP: To construct a two-storey two-family dwelling with two secondary suites ($847,875.00) located in the basement, with a detached accessory building (garage) at the rear providing 2 enclosed parking spaces + 2 surface parking spaces, having vehicular access from the lane. Note: This is a 2 storey building pursuant to the Zoning and Development By-Law 1. Covenant registered at the Land Title Office under CA9823357 2. Rev#1: 2 Mini-Split A/C units proposed in rear yard/crawlspace 3. No bar sinks proposed 4. Schedule B: Antony Wang, P.Eng (604-618-6236) Glass Guard & Structural & Geotechnical 5. HPO: Residential Builder - Nelson Chung Chu Woo 6. The entire building, INCLUDING THE ATTACHED GARAGE (if applicable), to be sprinklered to 2XNFPA 13D. ******THIS PERMIT HAS BEEN ISSUED UNDER THE REQUIREMENTS OF VBBL #12511 (2019)****** | A S ELECTRICAL LTD
MP-2023-00790 | 2023-05-07 | 4135 ATLIN STREET, Vancouver, BC V5R 2B8 | Mechanical Permit | NULL | NULL | Issued | NULL | Sun Light Plumbing And Heating Ltd
EP-2023-05085 | 2023-06-08 | 4135 ATLIN STREET, Vancouver, BC V5R 2B8 | Electrical Permit | Residential | New | Completed | Installation / Repair - Residential - Alarm, Chime, Cable, Computer, CCTV Camera Rough And Completion. >BP: To construct a two-storey two-family dwelling with two secondary suites ($847,875.00) located in the basement, with a detached accessory building (garage) at the rear providing 2 enclosed parking spaces + 2 surface parking spaces, having vehicular access from the lane. Note: This is a 2 storey building pursuant to the Zoning and Development By-Law 1. Covenant registered at the Land Title Office under CA9823357 2. Rev#1: 2 Mini-Split A/C units proposed in rear yard/crawlspace 3. No bar sinks proposed 4. Schedule B: Antony Wang, P.Eng (604-618-6236) Glass Guard & Structural & Geotechnical 5. HPO: Residential Builder - Nelson Chung Chu Woo 6. The entire building, INCLUDING THE ATTACHED GARAGE (if applicable), to be sprinklered to 2XNFPA 13D. ******THIS PERMIT HAS BEEN ISSUED UNDER THE REQUIREMENTS OF VBBL #12511 (2019)****** | Repel Security Systems Ltd
GP-2023-01685 | 2023-05-31 | 4135 ATLIN STREET, Vancouver, BC V5R 2B8 | Gas Permit | Residential | New | Issued | Residential - To install 2 boiler 2 range & 2 BBQ >BP: To construct a two-storey two-family dwelling with two secondary suites | JOT MECHANICAL LTD
GP-2022-00765 | 2022-03-18 | 4215 ATLIN STREET, Vancouver, BC V5R 2B8 | Gas Permit | Residential | Renovation | Completed | Residential - Replaced existing furnace with a high efficiency gas furnace | S & J Mechanical Ltd
MP-2023-01488 | 2023-08-14 | 4230 ATLIN STREET, Vancouver, BC V5R 2B9 | Mechanical Permit | NULL | NULL | Completed | NULL | Western Pacific Mechanical Ltd
EP-2023-04514 | 2023-06-07 | 4230 ATLIN STREET, Vancouver, BC V5R 2B9 | Electrical Permit | Residential | Renovation - Dwelling Unit(s) only | Completed | Installation / Repair - Residential - Service upgrade and heat pump installation. | Wicks Electric Inc
EP-2023-10427 | 2023-12-01 | 4230 ATLIN STREET, Vancouver, BC V5R 2B9 | Electrical Permit | Residential | Addition | Completed | Installation / Repair - Residential - Installation of solar panels on rooftop >BP: Exterior alterations only to provide for the installation of thirteen (13) photovoltaic flush mounted solar panels on the south portion of this existing Gable Roof at this existing Single Detached House. Structural Drawings and Schedule B - Structural provided by Leon Bell, P. Eng., 604-736-1779. | Vancouver Renewable Energy Cooperative
GP-2023-03538 | 2023-11-15 | 4230 ATLIN STREET, Vancouver, BC V5R 2B9 | Gas Permit | Residential | Addition | Completed | Residential - 1 Gas fireplace installation | Vaglio Fireplace LTD
PP-2023-03657 | 2023-10-18 | 4327 ATLIN STREET, Vancouver, BC V5R 2C1 | Plumbing Permit | Residential | New | Issued | Residential - Plumbing >BP: To construct a 2.5 storey duplex with a detached accessory building (garage) at the rear providing 2 parking spaces, having vehicular access from the lane. 1. Heat Pump proposed – Exterior component located in front and rear yard 2. Bar sink not proposed. 3. Schedule B: (ANTONY WANG, P.ENG. 604-618-6236) Structural + Geotechnical 4. HPO: Residential Builder- May Tree Home Developments Ltd | KHAIRA BROS PLUMBING & HEATING LTD
GP-2023-03092 | 2023-10-17 | 4327 ATLIN STREET, Vancouver, BC V5R 2C1 | Gas Permit | Residential | New | Issued | Residential - 2 Ranges and 2 BBQ boxes >BP: To construct a 2.5 storey duplex ($710,462.50) with a detached accessory building (garage) at the rear providing 2 parking spaces, having vehicular access from the lane. | KHAIRA BROS PLUMBING & HEATING LTD
PP-2023-02954 | 2023-08-21 | 4327 ATLIN STREET, Vancouver, BC V5R 2C1 | Plumbing Permit | Residential | New | Issued | Residential - One Sump No Pump | CANADIAN EXCAVATING LTD.
EP-2023-07309 | 2023-08-11 | 4327 ATLIN STREET, Vancouver, BC V5R 2C1 | Electrical Permit | Residential | New | Issued | Temporary Power - Residential - To provide temporary power. VALID AUG 11, 2023 UNTIL AUG 10, 2024 | CHEEMA ELECTRIC LTD
EP-2023-10498 | 2023-12-01 | 4327 ATLIN STREET, Vancouver, BC V5R 2C1 | Electrical Permit | Residential | New | Issued | Installation / Repair - Residential - Rough wiring finishing and service >BP: To construct a 2.5 storey duplex ($710,462.50) with a detached accessory building (garage) at the rear providing 2 parking spaces, having vehicular access from the lane. 1. Heat Pump proposed – Exterior component located in front and rear yard 2. Bar sink not proposed. 3. Schedule B: (ANTONY WANG, P.ENG. 604-618-6236) Structural + Geotechnical 4. HPO: Residential Builder- May Tree Home Developments Ltd Note: This is a 2.5 storey building pursuant to the Zoning and Development By-Law ***This permit is issued under the VBBL 2019, with updated energy requirements as per bylaw # 12997 effective Jan 01, 2022.*** | CHEEMA ELECTRIC LTD
MP-2023-02182 | 2023-12-07 | 4327 ATLIN STREET, Vancouver, BC V5R 2C1 | Mechanical Permit | NULL | NULL | Issued | NULL | Microwind Contracting Ltd
EP-2023-04567 | 2023-06-01 | 3351 AUSTREY AVENUE, Vancouver, BC V5R 4V8 | Electrical Permit | Residential | New | Completed | Installation / Repair - Residential - Rough wire and finishing of duplex units #1 3351 Austrey Ave and #2 3351 Austrey Ave. >BP: To construct a two-storey duplex ($685,750) with a detached accessory building (garage) and 1 open parking pad at the rear providing 3 parking spaces, having vehicular access from the lane. Note: This is a 2 storey building pursuant to the Zoning and Development By-Law. 1. A/C units proposed in the rear yard 2. Bar sinks proposed in the basement 3. Schedule B: Md. Shahidul Alam (604-653-7475) Structural & Geotechnical 4. BC Housing Residential Builder – Econoor Concept Homes Ltd. 5. The entire building to be sprinklered to 2 x NFPA 13D | Hayat Electrical Ltd
SP-2023-01004 | 2023-06-07 | 3351 AUSTREY AVENUE, Vancouver, BC V5R 4V8 | Sprinkler Permit | Residential | New | Completed | Residential - To install fire sprinkler system in duplex >BP: To construct a two-storey duplex ($685,750) with a detached accessory building (garage) and 1 open parking pad at the rear providing 3 parking spaces, having vehicular access from the lane. Note: This is a 2 storey building pursuant to the Zoning and Development By-Law. 1. A/C units proposed in the rear yard 2. Bar sinks proposed in the basement 3. Schedule B: Md. Shahidul Alam (604-653-7475) Structural & Geotechnical 4. BC Housing Residential Builder – Econoor Concept Homes Ltd. 5. The entire building to be sprinklered to 2 x NFPA 13D | Max Fire Pro Ltd
EP-2023-05236 | 2023-06-12 | 3351 AUSTREY AVENUE, Vancouver, BC V5R 4V8 | Electrical Permit | Residential | New | Completed | Installation / Repair - Residential - Low voltage rough & finish for data, cable, alarm, doorbell & CCTV. >BP: To construct a two-storey duplex ($685,750) with a detached accessory building (garage) and 1 open parking pad at the rear providing 3 parking spaces, having vehicular access from the lane. Note: This is a 2 storey building pursuant to the Zoning and Development By-Law. 1. A/C units proposed in the rear yard 2. Bar sinks proposed in the basement 3. Schedule B: Md. Shahidul Alam (604-653-7475) Structural & Geotechnical 4. BC Housing Residential Builder – Econoor Concept Homes Ltd. 5. The entire building to be sprinklered to 2 x NFPA 13D ***This permit is issued under the VBBL 2019, with updated energy requirements as per bylaw # 12997 effective Jan 01, 2022.*** | Paratech Integrated Systems Ltd
NULL | NULL | 3351 AUSTREY AVENUE, Vancouver, BC V5R 4V8 | Mechanical Permit | NULL | NULL | Withdrawn | NULL | NULL
MP-2023-01146 | 2023-06-21 | 3351 AUSTREY AVENUE, Vancouver, BC V5R 4V8 | Mechanical Permit | NULL | NULL | Issued | NULL | B A Heating and Air Conditioning
PP-2023-01239 | 2023-04-11 | 3351 AUSTREY AVENUE, Vancouver, BC V5R 4V8 | Plumbing Permit | Residential | New | Completed | Residential - New Plumbing Rough in and water line >BP: To construct a two-storey duplex with a detached accessory building (garage) and 1 open parking pad at the rear providing 3 parking spaces, having vehicular access from the lane. Note: This is a 2 storey building pursuant to the Zoning and Development By-Law. 1. A/C units proposed in the rear yard 2. Bar sinks proposed in the basement 3. Schedule B: Md. Shahidul Alam (604-653-7475) Structural & Geotechnical 4. BC Housing Residential Builder – Econoor Concept Homes Ltd. 5. The entire building to be sprinklered to 2 x NFPA 13D | HIGH STAR PLUMBING & HEATING LTD
PP-2023-00846 | 2023-03-14 | 3351 AUSTREY AVENUE, Vancouver, BC V5R 4V8 | Plumbing Permit | Residential | New | Issued | Residential - one sump without pump | Bhullar Excavating and Demolition
EP-2022-06325 | 2022-07-27 | 3351 AUSTREY AVENUE, Vancouver, BC V5R 4V8 | Electrical Permit | Residential | New | Expired | Temporary Power - Residential - To provide temporary power. | Hayat Electrical Ltd
GP-2022-02590 | 2022-08-30 | 6080 BATTISON STREET, Vancouver, BC | Gas Permit | Commercial | Tenant Improvement | Completed | Commercial - Replace gas furnace | Lillie Family Heating & Plumbing (2014) Ltd
PP-2022-04124 | 2022-11-16 | 6089 BATTISON STREET, Vancouver, BC V5S 3M7 | Plumbing Permit | Residential | New | Completed | Residential - Plumbing all floors >BP: To construct a 2 storey two-family dwelling with 2 secondary suites located in the Basement ($782,500.00) with a detached accessory building (garage) and 1 open parking at the rear providing 3 parking spaces, having vehicular access from the lane. 1. Covenant registered at the Land Title Office under CB3132 2. A/C proposed – Exterior components located in rear yard, Interior component located in closets on second floor 3. Bar sink not proposed. 4. Schedule B: (Ke Jian Ma, P.Eng. 604-599-8890) Structural 5. Schedule B: (Jian Zhong Jin, P.Eng. 604-362-7021) Geotechnical 6. HPO: Residential Builder- (SUNDIAMOND HOMES LTD 48711) | Busy Boys Plumbing & Heating Limited
PP-2022-03701 | 2022-10-17 | 6089 BATTISON STREET, Vancouver, BC V5S 3M7 | Plumbing Permit | Residential | New | Completed | Residential - sump | Metro Contracting Ltd
SP-2023-00116 | 2023-01-23 | 6089 BATTISON STREET, Vancouver, BC V5S 3M7 | Sprinkler Permit | Residential | New | Completed | Residential - Complete sprinkler in the duplex >To construct a 2 storey two-family dwelling with 2 secondary suites located in the Basement ($782,500.00) with a detached accessory building (garage) and 1 open parking at the rear providing 3 parking spaces, having vehicular access from the lane. 1. Covenant registered at the Land Title Office under CB3132 2. A/C proposed – Exterior components located in rear yard, Interior component located in closets on second floor 3. Bar sink not proposed. 4. Schedule B: (Ke Jian Ma, P.Eng. 604-599-8890) Structural 5. Schedule B: (Jian Zhong Jin, P.Eng. 604-362-7021) Geotechnical 6. HPO: Residential Builder- (SUNDIAMOND HOMES LTD 48711) Note: This is a 2 storey building pursuant to the Zoning and Development By-Law **THIS PERMIT HAS BEEN ISSUED UNDER THE REQUIREMENTS OF VBBL #12511 (2019)** | Cartier Mechanical Ltd
MP-2022-00639 | 2022-12-01 | 6089 BATTISON STREET, Vancouver, BC V5S 3M7 | Mechanical Permit | NULL | NULL | Completed | NULL | Busy Boys Plumbing & Heating Limited
GP-2023-00810 | 2023-03-08 | 6089 BATTISON STREET, Vancouver, BC V5S 3M7 | Gas Permit | Residential | New | Completed | Residential - 2 Boiler, 4 Range & 2 BBQ >BP:To construct a 2 storey two-family dwelling with 2 secondary suites located in the Basement ($782,500.00) with a detached accessory building (garage) and 1 open parking at the rear providing 3 parking spaces, having vehicular access from the lane. >>>Amend March 16, 2023 – added 2 Dryers per applicant 1 for 6089 Battison St and 1 for 6091 Battison St. | Symbolistic Heating Ltd
EP-2023-00967 | 2023-02-27 | 6089 BATTISON STREET, Vancouver, BC V5S 3M7 | Electrical Permit | Residential | New | Completed | Installation / Repair - Residential - All electrical wiring, installations for new duplex dwelling *An approved mechanical permit is required for the installation of air conditioning/ heat Pump before an electrical inspection will be performed >BP: To construct a 2 storey two-family dwelling with 2 secondary suites located in the Basement ($782,500.00) with a detached accessory building (garage) and 1 open parking at the rear providing 3 parking spaces, having vehicular access from the lane. 1. Covenant registered at the Land Title Office under CB3132 2. A/C proposed – Exterior components located in rear yard, Interior component located in closets on second floor 3. Bar sink not proposed. 4. Schedule B: (Ke Jian Ma, P.Eng. 604-599-8890) Structural 5. Schedule B: (Jian Zhong Jin, P.Eng. 604-362-7021) Geotechnical 6. HPO: Residential Builder- (SUNDIAMOND HOMES LTD 48711) Note: This is a 2 storey building pursuant to the Zoning and Development By-Law **THIS PERMIT HAS BEEN ISSUED UNDER THE REQUIREMENTS OF VBBL #12511 (2019)** | N & M Electric Ltd
EP-2023-00698 | 2023-01-27 | 6089 BATTISON STREET, Vancouver, BC V5S 3M7 | Electrical Permit | Residential | New | Completed | Installation / Repair - Residential - Low Voltage Wiring & Complete Alarm System For Duplex >BP: To construct a 2 storey two-family dwelling with 2 secondary suites located in the Basement with a detached accessory building (garage) and 1 open parking at the rear providing 3 parking spaces, having vehicular access from the lane. 1. Covenant registered at the Land Title Office under CB3132 2. A/C proposed – Exterior components located in rear yard, Interior component located in closets on second floor 3. Bar sink not proposed. 4. Schedule B: (Ke Jian Ma, P.Eng. 604-599-8890) Structural 5. Schedule B: (Jian Zhong Jin, P.Eng. 604-362-7021) Geotechnical 6. HPO: Residential Builder- (SUNDIAMOND HOMES LTD 48711) | Armax Integrated Systems Ltd
EP-2022-03102 | 2022-04-18 | 6089 BATTISON STREET, Vancouver, BC V5S 3M7 | Electrical Permit | Residential | New | Expired | Temporary Power - Residential - To provide temporary power. | Dragon Electric Ltd
GP-2022-02096 | 2022-07-15 | 4220 BEATRICE STREET, Vancouver, BC V5N 4H8 | Gas Permit | Residential | Renovation - Dwelling Unit(s) only | Completed | Residential - a 40 years+ med-efficiency furnace replaced by a new high efficiency furnace | Airlink Heating and Plumbing Ltd
PP-2022-02707 | 2022-10-12 | 411 AUBREY PLACE, Vancouver, BC V5V 2T5 | Plumbing Permit | Residential | New | Completed | Residential - 1FD - Sump install DB-2021-06928: In Review | Kingsman Excavating Ltd.
EP-2022-05618 | 2022-07-06 | 411 AUBREY PLACE, Vancouver, BC V5V 2T5 | Electrical Permit | Residential | New | Expired | Temporary Power - Residential - To provide temporary power. NOTE: Work authorized by this permit is for placement of a temporary power pole only and does not authorize any site construction and/or excavation. A separate Building Permit will be required prior to commencement of any other work on this site | R & D Electric Ltd
SP-2022-01965 | 2022-11-24 | 411 AUBREY PLACE, Vancouver, BC V5V 2T5 | Sprinkler Permit | Residential | New | Completed | Residential - installation of a new fire sprinkler system >BP: To construct a 2 storey one-family dwelling with a Basement ($400,000.00) with an attached garage providing 2 parking spaces, having vehicular access from the street. 1. A/C proposed – Exterior component located in Rear Yard, Interior component located on Second Floor 2. Bar sink not proposed. 3. Schedule B: (Henry S.N. Hsu) P.Eng (604-322-7158) Structural / Geotechnical 4. HPO: Residential Builder- (DPV Ventures Limited.) *THIS PERMIT HAS BEEN ISSUED UNDER THE REQUIREMENTS OF VBBL #12511 (2019) ** | CENTRE LINE FIRE SPRINKLERS LTD
PP-2023-00119 | 2023-01-12 | 411 AUBREY PLACE, Vancouver, BC V5V 2T5 | Plumbing Permit | Residential | New | Completed | Residential - plumbing >To construct a 2 storey one-family dwelling with a Basement ($400,000.00) with an attached garage providing 2 parking spaces, having vehicular access from the street. 1. A/C proposed – Exterior component located in Rear Yard, Interior component located on Second Floor 2. Bar sink not proposed. 3. Schedule B: (Henry S.N. Hsu) P.Eng (604-322-7158) Structural / Geotechnical 4. HPO: Residential Builder- (DPV Ventures Limited.) Note: This is a 2 storey building pursuant to the Zoning and Development By-Law Address Information: Principal Dwelling: 411 Aubrey Place Address and suite numbers assigned as per approved plans for Fire and Emergency response. The address number is to be posted to the building to be visible from the street and the suite numbers are to be posted at the suite entries in accordance with the Building By-law prior to final inspection. **THIS PERMIT HAS BEEN ISSUED UNDER THE REQUIREMENTS OF VBBL #12511 (2019) ** | Ankon Plumbing & Heating Ltd
GP-2023-00129 | 2023-01-13 | 411 AUBREY PLACE, Vancouver, BC V5V 2T5 | Gas Permit | Residential | New | Completed | Residential - Gas appliances installation >BP: To construct a 2 storey one-family dwelling with a Basement ($400,000.00) with an attached garage providing 2 parking spaces, having vehicular access from the street. >Amend: March 28th -the Range and Fireplace are for Rough-in only | Ankon Plumbing & Heating Ltd
MP-2023-00116 | 2023-01-29 | 411 AUBREY PLACE, Vancouver, BC V5V 2T5 | Mechanical Permit | NULL | NULL | Completed | NULL | Ankon Plumbing & Heating Ltd
NULL | NULL | 411 AUBREY PLACE, Vancouver, BC V5V 2T5 | Mechanical Permit | NULL | NULL | Draft | NULL | NULL
EP-2023-02098 | 2023-03-24 | 411 AUBREY PLACE, Vancouver, BC V5V 2T5 | Electrical Permit | Residential | New | Completed | Installation / Repair - Residential - New construction *An approved mechanical permit is required for the installation of air conditioning or heat pump unit at the time of installation before an electrical inspection will be performed >Permit Amendment Oct 04, 2023 -"Add hot tub and the location is roof top" >BP: To construct a 2 storey one-family dwelling with a Basement ($400,000.00) with an attached garage providing 2 parking spaces, having vehicular access from the street. 1. A/C proposed – Exterior component located in Rear Yard, Interior component located on Second Floor 2. Bar sink not proposed. 3. Schedule B: (Henry S.N. Hsu) P.Eng (604-322-7158) Structural / Geotechnical 4. HPO: Residential Builder- (DPV Ventures Limited.) Note: This is a 2 storey building pursuant to the Zoning and Development By-Law Address Information: Principal Dwelling: 411 Aubrey Place Address and suite numbers assigned as per approved plans for Fire and Emergency response. The address number is to be posted to the building to be visible from the street and the suite numbers are to be posted at the suite entries in accordance with the Building By-law prior to final inspection. **THIS PERMIT HAS BEEN ISSUED UNDER THE REQUIREMENTS OF VBBL #12511 (2019) ** | R & D Electric Ltd
GP-2023-01118 | 2023-03-31 | 411 AUBREY PLACE, Vancouver, BC V5V 2T5 | Gas Permit | Residential | New | Completed | Residential - Venting, installation and final hook up of a gas fireplace >DB: To construct a 2 storey one-family dwelling with a Basement with an attached garage providing 2 parking spaces, having vehicular access from the street. 1. A/C proposed – Exterior component located in Rear Yard, Interior component located on Second Floor 2. Bar sink not proposed. | Galaxy Fireplaces Ltd
EP-2023-02482 | 2023-03-28 | 411 AUBREY PLACE, Vancouver, BC V5V 2T5 | Electrical Permit | Residential | New | Completed | Installation / Repair - Residential - Telephone, data, cable and speakers complete. Alarm wiring only. >BP: To construct a 2 storey one-family dwelling with a Basement ($400,000.00) with an attached garage providing 2 parking spaces, having vehicular access from the street. 1. A/C proposed – Exterior component located in Rear Yard, Interior component located on Second Floor 2. Bar sink not proposed. 3. Schedule B: (Henry S.N. Hsu) P.Eng (604-322-7158) Structural / Geotechnical 4. HPO: Residential Builder- (DPV Ventures Limited.) Note: This is a 2 storey building pursuant to the Zoning and Development By-Law Address Information: Principal Dwelling: 411 Aubrey Place Address and suite numbers assigned as per approved plans for Fire and Emergency response. The address number is to be posted to the building to be visible from the street and the suite numbers are to be posted at the suite entries in accordance with the Building By-law prior to final inspection. **THIS PERMIT HAS BEEN ISSUED UNDER THE REQUIREMENTS OF VBBL #12511 (2019) ** | Sally De la Cruz Rajah
PP-2023-02498 | 2023-07-13 | 411 AUBREY PLACE, Vancouver, BC V5V 2T5 | Plumbing Permit | Residential | New | Completed | Residential - Install 3/4" backflow prevention device for irrigation | M&M Industries Ltd
EP-2022-01638 | 2022-03-08 | 426 AUBREY PLACE, Vancouver, BC V5V 2T6 | Electrical Permit | Residential | Renovation | Completed | Installation / Repair - Residential - low voltage prewiring and partial finish -PREWIRING OF Security ALARM SYSTEM, TV, NET , TEL JACKS, SPEAKERS FINISH ALL JACKS, Security ALARM SYSTEM . AND PAIR SPEAKERS CAMERAS OWNER WILL FINISH LATER BY HIMSELF >BP: Exterior and interior alterations to provide tenant improvements for the existing one family character house. Scope of work is small addition to main floor, add entry way and bathroom, renovate existing kitchen, rebuild stairs to basement and add second floor bedroom and bath. | Aslan Security Systems Ltd
PP-2022-00087 | 2022-01-13 | 426 AUBREY PLACE, Vancouver, BC V5V 2T6 | Plumbing Permit | Residential | Renovation | Completed | Residential - plumbing Exterior and interior alterations to provide tenant improvements for the existing one family character house. Scope of work is small addition to main floor, add entry way and bathroom, renovate existing kitchen, rebuild stairs to basement and add second floor bedroom and bath. | Ankon Plumbing & Heating Ltd
GP-2022-00101 | 2022-01-13 | 426 AUBREY PLACE, Vancouver, BC V5V 2T6 | Gas Permit | Residential | Renovation | Completed | Residential - Gas installation Exterior and interior alterations to provide tenant improvements for the existing one family character house. Scope of work is small addition to main floor, add entry way and bathroom, renovate existing kitchen, rebuild stairs to basement and add second floor bedroom and bath. | Ankon Plumbing & Heating Ltd
EP-2022-01541 | 2022-02-25 | 426 AUBREY PLACE, Vancouver, BC V5V 2T6 | Electrical Permit | Residential | Addition | Completed | Installation / Repair - Residential - New wiring in most areas and service upgrade Exterior and interior alterations to provide tenant improvements for the existing one family character house. Scope of work is small addition to main floor, add entry way and bathroom, renovate existing kitchen, rebuild stairs to basement and add second floor bedroom and bath. | R & D Electric Ltd
EP-2023-01921 | 2024-02-02 | 434 AUBREY PLACE, Vancouver, BC V5V 2T6 | Electrical Permit | Residential | Renovation | Issued | Installation / Repair - Residential - We added a circuit for a heat pump *An approved mechanical permit is required for the installation of air conditioning or heat pump unit before a final electrical inspection will be performed | Douglas Millington o/a Moose Electric
GP-2022-03205 | 2022-10-18 | 434 AUBREY PLACE, Vancouver, BC V5V 2T6 | Gas Permit | Residential | Renovation | Completed | Residential - Decommission and remove furnace | Ashton Service Group/Ashton Mechanical Ltd.
EP-2023-10574 | 2023-12-06 | 440 AUBREY PLACE, Vancouver, BC V5V 2T6 | Electrical Permit | Residential | Renovation | Issued | Installation / Repair - Residential - Add sub panel in main house to separate from suite ccts wire all new basement suite move mechanical >BP: Exterior and interior alterations to convert the crawl space into living space (approx. 403sf)and add a secondary suite on the cellar of this existing house on this site. The scope includes to remove unauthorized raised deck on the rear and relocate the sunken patio to the front yard to provide access for the proposed secondary suite. | Pacific Storm Power and Electrical Services Ltd
MP-2023-02130 | 2023-11-30 | 440 AUBREY PLACE, Vancouver, BC V5V 2T6 | Mechanical Permit | NULL | NULL | Cancelled | NULL | Avante Plumbing & Heating 21 Ltd
PP-2023-04192 | 2023-11-29 | 440 AUBREY PLACE, Vancouver, BC V5V 2T6 | Plumbing Permit | Residential | Renovation | Issued | Residential - Plumbing >DB: Exterior and interior alterations to convert the crawl space into living space (approx. 403sf)and add a secondary suite on the cellar of this existing house on this site. The scope includes to remove unauthorized raised deck on the rear and relocate the sunken patio to the front yard to provide access for the proposed secondary suite. >>>>>>>>>>>Amend: Jan. 8th -pump no longer needed for kitchen sink, we were able to make grade with gravity. | Avante Plumbing & Heating 21 Ltd
NULL | NULL | 440 AUBREY PLACE, Vancouver, BC V5V 2T6 | Mechanical Permit | NULL | NULL | Draft | NULL | Avante Plumbing & Heating 21 Ltd
GP-2024-00060 | 2024-01-09 | 440 AUBREY PLACE, Vancouver, BC V5V 2T6 | Gas Permit | Residential | Renovation | Issued | Residential - 1 new gas location for boiler, new boiler >BP: Exterior and interior alterations to convert the crawl space into living space (approx. 403sf)and add a secondary suite on the cellar of this existing house on this site. The scope includes to remove unauthorized raised deck on the rear and relocate the sunken patio to the front yard to provide access for the proposed secondary suite. | Avante Plumbing & Heating 21 Ltd
GP-2022-01088 | 2022-04-06 | 470 AUBREY PLACE, Vancouver, BC V5V 2T6 | Gas Permit | Residential | Renovation | Completed | Residential - Replacement of Tankless Hot Water Heater | Hillcrest Plumbing & Heating (1991) Ltd
GP-2023-01915 | 2023-06-25 | 476 AUBREY PLACE, Vancouver, BC V5V 2T6 | Gas Permit | Residential | Renovation | Completed | Residential - Boiler replacement | Superior Gas Installations & Service Ltd
GP-2022-01566 | 2022-05-19 | 480 AUBREY PLACE, Vancouver, BC V5V 2T6 | Gas Permit | Residential | Renovation | Completed | Residential - Re/re of existing hot water tank with tankless water heater | 1236318 BC Ltd DBA Aquatech Vancouver
PP-2022-01622 | 2022-05-11 | 488 AUBREY PLACE, Vancouver, BC V5V 2T6 | Plumbing Permit | Residential | New | Completed | Residential - Lawn irrigation | Complete Irrigation Ltd
GP-2023-03372 | 2023-11-04 | 3321 AUSTREY AVENUE, Vancouver, BC V5R 4V8 | Gas Permit | Residential | Renovation | Completed | Residential - Furnace Re and Re | Airlink Heating and Plumbing Ltd
GP-2022-00502 | 2022-02-16 | 3326 AUSTREY AVENUE, Vancouver, BC V5R 4V9 | Gas Permit | Residential | Tenant Improvement | Completed | Residential - Water Heater Replacement | General Heating Ltd
GP-2022-00366 | 2022-02-04 | 4875 BEATRICE STREET, Vancouver, BC V5N 4J5 | Gas Permit | Residential | New | Completed | Residential - SUPPLY AND INSTALL IBC VX 110 HIGH EFFICIENT GAS BOILER This was a replacement for her old boiler and her old hot water heater. Which were both mid-efficient. | JJ&A Mechanical LTD
NULL | NULL | 1080 BARCLAY STREET, Vancouver, BC V6E 1G7 | Plumbing Permit | Residential | Addition | Withdrawn | Residential - Installation of a Backflow device on the main water line for the building per CCC department inspection report | Kourosh Izadi
PP-2023-04152 | 2023-11-27 | 1080 BARCLAY STREET, Vancouver, BC V6E 1G7 | Plumbing Permit | Residential | Addition | Completed | Residential - Installation of a backflow device on main water line to the building | Kourosh Izadi
SP-2023-02159 | NULL | 1080 BARCLAY STREET, Vancouver, BC V6E 1G7 | Sprinkler Permit | Commercial | Addition | Applicant Revisions | Commercial - installation of 2 backflow preventers for fire sprinkler system | CENTRE LINE FIRE SPRINKLERS LTD
PP-2023-03203 | NULL | 1111 BARCLAY STREET, Vancouver, BC V6E 1G9 | Plumbing Permit | Commercial | Addition | Application Incomplete | Commercial - Installation of premise isolation assembly for 4" DCVA | Langara Mechanical Plumbing & Heating Ltd
EP-2023-08242 | 2023-09-18 | 4530 BELMONT AVENUE, Vancouver, BC V6R 1C4 | Electrical Permit | Residential | New | Issued | Temporary Power - Residential - To provide temporary power. NOTE: Work authorized by this permit is for placement of a temporary power pole only and does not authorize any site construction and/or excavation. A separate Building Permit will be required prior to commencement of any other work on this site. All work shall conform to the management recommendations provided by EcoLogic Consultants Ltd. in the Nov 29, 2022 Summary of Archaeological Findings under HIP 2022-0295 issued by the British Columbia Archaeology Branch under Section 12 of the Heritage Conservation Act | 578541 BC Ltd
PP-2023-04440 | 2024-01-05 | 4530 BELMONT AVENUE, Vancouver, BC V6R 1C4 | Plumbing Permit | Residential | New | Issued | Residential - sump ***NOTE: All work shall conform to the management recommendations provided by EcoLogic Consultants Ltd. in the Nov 29, 2022 Summary of Archaeological Findings under Heritage Inspection Permit 2022-0295 and ongoing field results under Heritage Investigation Permit 2023-0230 issued by the British Columbia Archaeology Branch under Section 12 of the Heritage Conservation Act. | East West Excavating 2022 ltd
GP-2022-02230 | 2022-07-28 | 2355 BAYSWATER STREET, Vancouver, BC V6K 4B2 | Gas Permit | Residential | Tenant Improvement | Completed | Residential - decommissioning and removal of gas furnace | 0994152 BC Ltd
EP-2022-06765 | NULL | 2355 BAYSWATER STREET, Vancouver, BC V6K 4B2 | Electrical Permit | Residential | Tenant Improvement | Applicant Revisions | Installation / Repair - Residential - Electrical to heat pump unit *An approved mechanical permit is required for heat pump installation before an electrical inspection will be performed | 0994152 BC Ltd
EP-2023-01600 | 2023-02-27 | 2475 BAYSWATER STREET, Vancouver, BC V6K 2G9 | Electrical Permit | Commercial | Renovation | Completed | Installation / Repair - Commercial - replace lightings and two exit signs >BP: Removal of two interior walls to create a open gym space for unit 201. OK for field review C. Yue | UNIC Electrical Ltd
EP-2022-02645 | 2022-04-01 | 2475 BAYSWATER STREET, Vancouver, BC V6K 2G9 | Electrical Permit | Commercial | Tenant Improvement | Completed | Installation / Repair - Commercial - To de- energize the distribution and tap the lugs on all phases and the neutral bus. To supply and install 1 new 400 amp 250 volt fused disconnect c/w 400 amp fuses. To supply and install 1 new 400 amp CT cabinet and 13 Jaw meter base. To supply and install parallel 250mcm ACWU cable runs from the distribution to disconnect and CT cabnit to the tenants space. To supply and install 1 new 84 cct c/w main breaker. ** Amend 04/07/2022** Added FSR to permit >>>>Amend: Sept 1, 2022 wiring for: permit to include installation of 4 ovens | Sasco Contractors Ltd
EP-2022-02040 | 2022-03-16 | 888 BEACH AVENUE, Vancouver, BC V6Z 2P9 | Electrical Permit | Commercial | Addition | Expired | Installation / Repair - Commercial - Install a temp sub panel for temp power for podium remediation panel fed from existing service in bldg | PRO-CAN ELECTRIC LTD
GP-2022-01893 | 2022-06-23 | 6420 BEATRICE STREET, Vancouver, BC V5P 3R4 | Gas Permit | Residential | Renovation | Completed | Residential - Furnace install Amend: July 13, 2022 This is a duplex house. The other address is 6422 Beatrice St. I was informed to amend this permit and add the other inspection to this as well by the city. | GURU CONTRACTING LTD
EP-2022-05295 | 2022-06-22 | 3779 BEATRICE STREET, Vancouver, BC V5N 4H4 | Electrical Permit | Residential | Renovation | Completed | Installation / Repair - Residential - To feed Garage with a #2 ACWU cable (70A) from a 100A Panel in the Basement . To supply and Install Sub Panel with Main breaker in Garage. To supply and install Pot Lights, Receptacles and Switches, Baseboard Heater To construct a detached two-car garage | Emanuel Electrical Inc
PP-2022-03469 | 2022-11-18 | 3779 BEATRICE STREET, Vancouver, BC V5N 4H4 | Plumbing Permit | Residential | Renovation | Completed | Residential - SUMP | TLOMAC SERVICE GROUP LTD
GP-2022-01337 | 2022-04-29 | 6434 BEATRICE STREET, Vancouver, BC V5P 3R4 | Gas Permit | Residential | Renovation - Dwelling Unit(s) only | Completed | Residential - Hot water tank replacement | General Heating Ltd
EP-2022-03415 | 2022-04-28 | 6447 BEATRICE STREET, Vancouver, BC V5P 3R5 | Electrical Permit | Residential | New | Completed | Installation / Repair - Residential - EXTRA low voltage Pre wire & Finishing of duplex unit 6447 and 6449 for TV, Tel, Data , Security Alarm System and CCTV. >BP: To construct a 2 storey two-family dwelling ($500,000) with a attached garage and 1 open parking at the rear providing 2 parking spaces, having vehicular access from the lane. 1. No Covenant registered at the Land Title Office 2. No A/C Unit proposed 3. Schedule B: (X.L. Chen) P.Eng (778.235.5447) Structural, Geotechnical & Architectural 4. HPO: Residential Builder- Newport Development Ltd Note: This is a 2 storey building pursuant to the Zoning and Development By-Law Address Information: Principle Dwelling (Front): 6447 Beatrice St Principle Dwelling (Rear): 6449 Beatrice St Addresses assigned per the approved plans, Fire and Emergency street access (walkway) to the rear/East dwelling unit is from the South side. Street access must be provided & maintained at all times and the building addresses posted to be visible from the street in accordance with the Building By-law prior to Final Inspection. **THIS PERMIT HAS BEEN ISSUED UNDER THE REQUIREMENTS OF VBBL #12511 (2019)** *Apr 25, 2023 Permit Amendment: Amend permit to reflect Finishing for TV, TEl, Data wall plates only. CCTV and Secuirty Alarm not being installed. | Secure Worx AV & Automation Inc
SP-2022-00719 | 2022-05-09 | 6447 BEATRICE STREET, Vancouver, BC V5P 3R5 | Sprinkler Permit | Residential | New | Completed | Residential - To Install 36sprinkler heads To construct a 2 storey two-family dwelling with a attached garage and 1 open parking at the rear providing 2 parking spaces, having vehicular access from the lane. 1. No Covenant registered at the Land Title Office 2. No A/C Unit proposed 3. Schedule B: (X.L. Chen) P.Eng (778.235.5447) Structural, Geotechnical & Architectural 4. HPO: Residential Builder- Newport Development Ltd | General Sprinkler Systems Ltd
EP-2022-02215 | 2022-03-22 | 6447 BEATRICE STREET, Vancouver, BC V5P 3R5 | Electrical Permit | Residential | New | Completed | Installation / Repair - Residential - wiring of duplex unit 6447 and 6449 Service and under ground cables >BP: To construct a 2 storey two-family dwelling ($500,000) with a attached garage and 1 open parking at the rear providing 2 parking spaces, having vehicular access from the lane. 1. No Covenant registered at the Land Title Office 2. No A/C Unit proposed 3. Schedule B: (X.L. Chen) P.Eng (778.235.5447) Structural, Geotechnical & Architectural 4. HPO: Residential Builder- Newport Development Ltd Note: This is a 2 storey building pursuant to the Zoning and Development By-Law Address Information: Principle Dwelling (Front): 6447 Beatrice St Principle Dwelling (Rear): 6449 Beatrice St Addresses assigned per the approved plans, Fire and Emergency street access (walkway) to the rear/East dwelling unit is from the South side. Street access must be provided & maintained at all times and the building addresses posted to be visible from the street in accordance with the Building By-law prior to Final Inspection. **THIS PERMIT HAS BEEN ISSUED UNDER THE REQUIREMENTS OF VBBL #12511 (2019)** | AULAKH ELECTRICAL CORPORATION
PP-2022-00717 | 2022-03-10 | 6447 BEATRICE STREET, Vancouver, BC V5P 3R5 | Plumbing Permit | Residential | New | Completed | Residential - New plumbing and radiant heating >To construct a 2 storey two-family dwelling ($500,000) with a attached garage and 1 open parking at the rear providing 2 parking spaces, having vehicular access from the lane. >>>Amend: May 24th -Please add 2 roof drains | Finest Plumbing & Heating Ltd
PP-2022-00286 | 2022-01-31 | 6447 BEATRICE STREET, Vancouver, BC V5P 3R5 | Plumbing Permit | Residential | New | Completed | Residential - 2FD - FRONT - 6447 BEATRICE ST - WEST SIDE REAR - 6449 BEATRICE ST - EAST SIDE SUMP, SANITARY AND STORM CONNECTION To construct a 2 storey two-family dwelling with a attached garage and 1 open parking at the rear providing 2 parking spaces, having vehicular access from the lane. 1. No Covenant registered at the Land Title Office 2. No A/C Unit proposed | GNA Contracting Ltd
PP-2023-04142 | 2023-11-24 | 6495 BEATRICE STREET, Vancouver, BC V5P 3R5 | Plumbing Permit | Residential | Renovation | Completed | Residential - Add one washing machine **No Building alterations or Building work otherwise a BP will be required | Super ZW Plumbing & Heating Ltd
GP-2023-03706 | 2023-11-24 | 6495 BEATRICE STREET, Vancouver, BC V5P 3R5 | Gas Permit | Residential | Renovation | Issued | Residential - Added one gas stove on the second floor. | Super ZW Plumbing & Heating Ltd
EP-2023-09365 | 2023-11-03 | 6495 BEATRICE STREET, Vancouver, BC V5P 3R5 | Electrical Permit | Residential | Renovation | Completed | Installation / Repair - Residential - ¦ 1FD: RENO ¦ Relocation, addition, and removal of the following: - receptacles - switches - lights Other than very minimum drywall cutting to move some receptacles, switches, and lights, there is nothing else. | GV ELECTRICAL INC
GP-2022-02468 | 2022-08-19 | 6909 BEATRICE STREET, Vancouver, BC V5P 3R6 | Gas Permit | Residential | New | Completed | Residential - Furnace and Hot water tank installation | BCRC Plumbing and Heating Ltd
EP-2022-04122 | 2022-05-19 | 6970 BEATRICE STREET, Vancouver, BC V5P 3R7 | Electrical Permit | Residential | Renovation | Completed | Installation / Repair - Residential - Upgrade existing 100 Amps overhead service to 200 Amps overhead. | Bill's Electrical Services Ltd
EP-2022-04857 | 2022-06-10 | 8439 BEATRICE STREET, Vancouver, BC V5P 3S1 | Electrical Permit | Residential | Renovation | Issued | Installation / Repair - Residential - Prewire and finish doorbell, cameras, alarm system. COMPLETE SECURITY SYSTEM AMEND: JUN 20/2022 The homeowner decided they no longer want to install and wire the cameras and alarm system. | Karnpal Johal
NULL | NULL | 8439 BEATRICE STREET, Vancouver, BC V5P 3S1 | Gas Permit | Residential | Renovation | Draft | Residential - Venting & Hookup Only | REAL LIGHTING & FIREPLACES LTD
EP-2023-09058 | 2023-10-10 | 531 BEATTY STREET, Vancouver, BC V6B 0C5 | Electrical Permit | Commercial | Tenant Improvement | Completed | Installation / Repair - Commercial - Terminate wires to a newly installed sump pump serving the stormwater drain. Voltage is 120V to ground, it is a single 15 amp circuit and breaker. WO 168688 | Haakon Industries (Canada) Ltd.
EP-2022-01096 | NULL | 620 BEATTY STREET, Vancouver, BC V6B 2L9 | Electrical Permit | Commercial | Renovation | Withdrawn | Installation / Repair - Commercial - Lighting upgrade, retrofit the existing fixtures to LED | Mott Electric General Partnership
PP-2022-01724 | 2022-05-24 | 733 BEATTY STREET, Vancouver, BC V6B 2M4 | Plumbing Permit | Commercial | Renovation | Completed | Commercial - Repipe of domestic hot and cold water piping > to remove associated BP-2021-02412 from this permit | AVG Plumbing Inc
EP-2022-01944 | 2022-03-09 | 733 BEATTY STREET, Vancouver, BC V6B 2M4 | Electrical Permit | Commercial | NULL | Expired | Annual / Operating - Annual Electric Permit Valid: March 06, 2022 to March 05, 2023 Renewal of EP-2021-01883 | Action Electric Ltd
EP-2023-08733 | 2023-09-27 | 733 BEATTY STREET, Vancouver, BC V6B 2M4 | Electrical Permit | Commercial | Renovation | Issued | Installation / Repair - Commercial - Installation of 2 new branch circuits for coffee machines. >BP: To alter the interior of this existing Hotel building to install steel stud and drywall bulkheads in the corridors of floors 2 through 12 to enclose water lines previously installed under a separate permit. NOTE: This building was originally constructed with equivalencies. DBI will determine if this application is acceptable for field review or if it needs to be reviewed by the Building Review Branch. Letter of assurance provided by: Schedule B (Architectural): Mark Ehman, Architect AIBC, 604-685-6312 Sprinklered | Action Electric Ltd
PP-2022-04317 | 2022-12-07 | 733 BEATTY STREET, Vancouver, BC V6B 2M4 | Plumbing Permit | Commercial | Renovation | Issued | Commercial - New waterlines re-piping from hallway to each unit's fixtures. Main riser & hallway distribution already done by previously plumbing contractor. > Amend: April 13th DB-2021-01660 is not associated with this plumbing permit | PERFECT PLUMBING & HEATING LTD.
NULL | NULL | 733 BEATTY STREET, Vancouver, BC V6B 2M4 | Gas Permit | Commercial | Tenant Improvement | Draft | Commercial - Replacing 2 dryers | 0788459 BC Ltd
EP-2023-01815 | 2023-03-06 | 733 BEATTY STREET, Vancouver, BC V6B 2M4 | Electrical Permit | Commercial | NULL | Issued | Annual / Operating - Annual Electrical Operating Permit Valid: March 06, 2023 to March 05, 2024 Renewal of EP-2022-01944 | Action Electric Ltd
PP-2023-00448 | 2023-02-09 | 733 BEATTY STREET, Vancouver, BC V6B 2M4 | Plumbing Permit | Commercial | Renovation | Issued | Commercial - New waterlines repiping from hallway to each units fixtures To continue work from previous contractor PP-2022-04317 > Amend: April 13, 2023 -DB-2021-01660 is not associated with this plumbing permit | True Blue Plumbing Limited
EP-2023-02802 | 2023-04-14 | 773 BEATTY STREET, Vancouver, BC | Electrical Permit | Commercial | Tenant Improvement | Completed | Installation / Repair - Commercial - RE & RE of Retrofit/Replacement Like for like exact appliance replacement. Service remained the same, breaker & electrical feed confirmed to be originally sized properly. Equipment will be replaced in the same location as existing the unit. No change in equipment capacity or fuel. WO 163862 | Haakon Industries (Canada) Ltd.
EP-2022-10781 | 2023-01-03 | 773 BEATTY STREET, Vancouver, BC | Electrical Permit | Commercial | New | Completed | Installation / Repair - Commercial - Remove & replace existing internal parts of main fire alarm control panel -conventional zones remain the same. Verification by Community Fire Prevention. Note: When a modification of an existing fire alarm system (FAS) is undertaken, all modified, or replaced components must be compatible with the existing FAS. These components must be installed in conformance with the CAN/ULC-S524. Upon completion of the installation, the FAS must be verified according to Bulletin 2020-006-BU/EL. | Wireway Electric Ltd
EP-2023-07794 | 2023-08-31 | 773 BEATTY STREET, Vancouver, BC | Electrical Permit | Commercial | Tenant Improvement | Completed | Installation / Repair - Commercial - RE & RE of Retrofit/Replacement Like for like exact appliance replacement(Heat pump) Service remained the same, breaker & electrical feed confirmed to be originally sized properly. Equipment will be replaced in the same location as the existing unit. No change in equipment capacity or fuel. WO 163860 | Haakon Industries (Canada) Ltd.
EP-2022-03566 | 2022-05-03 | 773 BEATTY STREET, Vancouver, BC | Electrical Permit | Commercial | Tenant Improvement | Completed | Installation / Repair - Commercial - adding outlet for chemical feed system | Bisco Electrical Contracting Ltd.
EP-2022-06394 | 2022-08-02 | 788 BEATTY STREET, Vancouver, BC V6B 2M1 | Electrical Permit | Commercial | Renovation | Completed | Installation / Repair - Commercial - added receptacles, switching, lighting, sub panel in office space -It will be a subpanel added in the office unit. So bonding that panel to main panel in electrical closet >BP: Interior alterations to this existing office tenant on the 4th floor (#404) in this existing commercial building on this site. Scope of work: remove/construct partition walls, glazing, doors, T-bar ceiling, new staff kitchen, millwork, lighting, finishes, electrical, plumbing and sprinkler work. E2 - Lighting - Upgrade to Local Control (per 9.4.1.1.(a) of ASHRAE 90.1-2016) Ok for Field Review per K.Vogt. Energy checklist is currently no longer required with your Building Permit (BP) application. Some supporting documents are still required at BP stage, specifically Envelope and HVAC, if applicable. Service Water Heating and Lighting supporting documents, if applicable, must be submitted with your related trades permits (e.g. electrical and plumbing). All energy upgrades will be checked during inspections stage. It is the applicant’s responsibility to identify and note all required upgrades including energy upgrades on their BP drawings at BP stage. >>Amend: Sept. 15 -Added to scope was the low voltage internet wiring It would be an additional $1,000 in labor and material. Very minor amount of work | TKG Electic Ltd
SP-2022-01238 | 2022-09-08 | 788 BEATTY STREET, Vancouver, BC V6B 2M1 | Sprinkler Permit | Commercial | Tenant Improvement | Completed | Commercial - Sprinkler alterations in suite #404 to convert pendent sprinklers to upright sprinklers in new open ceiling. Pendent heads to be relocated in T-bar ceilings. | Spectrum Fire Protection Ltd
PP-2022-02873 | NULL | 788 BEATTY STREET, Vancouver, BC V6B 2M1 | Plumbing Permit | Commercial | Tenant Improvement | Application Incomplete | Commercial - Rough in kitchen sink and water lines >BP: #404 - 4th floor Interior alterations to this existing office tenant on the 4th floor (#404) in this existing commercial building on this site. Scope of work: remove/construct partition walls, glazing, doors, T-bar ceiling, new staff kitchen, millwork, lighting, finishes, electrical, plumbing and sprinkler work. E2 - Lighting - Upgrade to Local Control (per 9.4.1.1.(a) of ASHRAE 90.1-2016) | Michael M Connolly
PP-2022-03000 | 2022-08-29 | 788 BEATTY STREET, Vancouver, BC V6B 2M1 | Plumbing Permit | Commercial | Renovation | Completed | Commercial - Tenant improvement work. Rough in kitchen sink and water lines >BP: #404 - 4th floor Interior alterations to this existing office tenant on the 4th floor (#404) in this existing commercial building on this site. Scope of work: remove/construct partition walls, glazing, doors, T-bar ceiling, new staff kitchen, millwork, lighting, finishes, electrical, plumbing and sprinkler work. | Michael M Connolly
PP-2022-02230 | 2022-06-23 | 808 BEATTY STREET, Vancouver, BC | Plumbing Permit | Commercial | Renovation | Completed | Commercial - - Supply and install backflow preventers as specified in the City Of Vancouver report. - In the case of the glass washer behind the bar, the backflow preventers will need to be installed above the sink on the left side back of the bar on the wall. New piping will be installed behind the countertop/bar cabinetry over to the glass washer location. | Milani Plumbing Heating & Air Conditioning Ltd
NULL | NULL | 808 BEATTY STREET, Vancouver, BC | Plumbing Permit | Commercial | Renovation | Draft | Commercial - Scope of work: - Supply and install backflow preventers as specified in the City Of Vancouver report. - In the case of the glass washer behind the bar, the backflow preventers will need to be installed above the sink on the left side back of the bar on the wall. New piping will be installed behind the countertop/bar cabinetry over to the glass washer location. | Milani Plumbing Heating & Air Conditioning Ltd
EP-2023-03250 | 2023-04-25 | 4498 BEATRICE STREET, Vancouver, BC V5N 4J2 | Electrical Permit | Residential | New | Completed | Installation / Repair - Residential - Installation of a DCC-12 controller, and two monitoring devices (2X SINOPE LOAD CONTROLLER (RM3250ZB)). Installation of a new EV charger (7680W). | It's On Electric Company Inc
EP-2023-01149 | 2023-02-09 | 4559 BEATRICE STREET, Vancouver, BC V5N 4J1 | Electrical Permit | Residential | New | Issued | Temporary Power - Residential - To provide temporary power. | Apaar Electrical Ltd
PP-2023-02533 | 2023-07-17 | 4559 BEATRICE STREET, Vancouver, BC V5N 4J1 | Plumbing Permit | Residential | New | Issued | Residential - 2FD - FRONT - 4559 BEATRICE ST - #1 BACK - 4559 BEATRICE ST - #2 plumbing and heating >DB: To construct a 2 storey two-family dwelling with 1 open parking at the rear providing 2 parking spaces, having vehicular access from the lane. 1. Heat pump units proposed in the front and rear yards 2. Entire building to be sprinklered to 2 x NFPA 13D 3. Bar sinks located in the basements Note: This is a 2 storey building pursuant to the Zoning and Development By-Law ***This permit is issued under the VBBL 2019, with updated energy requirements as per bylaw # 12997 effective Jan 01, 2022.*** | Gurumehar Plumbing & Heating Ltd
MP-2023-01335 | 2023-07-20 | 4559 BEATRICE STREET, Vancouver, BC V5N 4J1 | Mechanical Permit | NULL | NULL | Issued | NULL | Gurumehar Plumbing & Heating Ltd
EP-2023-07161 | 2023-08-08 | 4559 BEATRICE STREET, Vancouver, BC V5N 4J1 | Electrical Permit | Residential | New | Issued | Installation / Repair - Residential - Installation of TV, Data, Tel, Alarm, CCTV. | AIGO TECHNOLOGY INC
EP-2023-04624 | 2023-06-02 | 4559 BEATRICE STREET, Vancouver, BC V5N 4J1 | Electrical Permit | Residential | New | Issued | Installation / Repair - Residential - New Construction of two family dwelling Total service 400 amp 2 times 200 amps Each service is separated >BP: To construct a 2 storey two-family dwelling ($644,000) with 1 open parking at the rear providing 2 parking spaces, having vehicular access from the lane. Note: This Building Permit will remain in a suspended status until the associated (green) Demolition Permit BP-2022-04524 is completed. 1. Heat pump units proposed in the front and rear yards 2. Entire building to be sprinklered to 2 x NFPA 13D 3. Bar sinks located in the basements 4. Schedule B: (A.D.A. Prahalad) P.Eng (604.831.1431) Structural 5. Schedule B: (A.D.A. Prahalad) P.Eng (604.831.1431) Geotechnical 6. HPO: Residential Builder - JNS Developments Ltd. Note: This is a 2 storey building pursuant to the Zoning and Development By-Law Amend: July 20, 2023 Want to change service size 200 amps instead of 400 amps Total service 200 amps Now each unit 125 amps | Apaar Electrical Ltd
PP-2023-01676 | 2023-05-16 | 4559 BEATRICE STREET, Vancouver, BC V5N 4J1 | Plumbing Permit | Residential | New | Issued | Residential - 2FD - Two Sump No Pump | CANADIAN EXCAVATING LTD.
SP-2023-01470 | 2023-08-10 | 4559 BEATRICE STREET, Vancouver, BC V5N 4J1 | Sprinkler Permit | Residential | New | Issued | Residential - 2FD - FRONT - 4559 BEATRICE ST - #1 BACK - 4559 BEATRICE ST - #2 new installation >DB: To construct a 2 storey two-family dwelling with 1 open parking at the rear providing 2 parking spaces, having vehicular access from the lane. 1. Heat pump units proposed in the front and rear yards 2. Entire building to be sprinklered to 2 x NFPA 13D 3. Bar sinks located in the basements 4. Schedule B: (A.D.A. Prahalad) P.Eng (604.831.1431) Structural 5. Schedule B: (A.D.A. Prahalad) P.Eng (604.831.1431) Geotechnical 6. HPO: Residential Builder - JNS Developments Ltd. Note: This is a 2 storey building pursuant to the Zoning and Development By-Law Address Information: FRONT UNIT #1-4559 Beatrice St - One Family Dwelling (east side basement, 1st-2nd floor) BACK UNIT #2-4559 Beatrice St - One Family Dwelling (west side basement, 1st-2nd floor) Address and suite numbers assigned as per approved plans for Fire and Emergency response. The address number is to be posted to the building to be visible from the street and the suite numbers are to be posted at the suite entries in accordance with the Building By-law prior to final inspection. ***This permit is issued under the VBBL 2019, with updated energy requirements as per bylaw # 12997 effective Jan 01, 2022.*** | Real Tech Fire Protection Ltd
GP-2023-02381 | 2023-08-15 | 4559 BEATRICE STREET, Vancouver, BC V5N 4J1 | Gas Permit | Residential | New | Issued | Residential - 2 Ranges & 2 Boilers >BP: To construct a 2 storey two-family dwelling | M-7 Mechanicals Ltd
GP-2022-01098 | 2022-04-07 | 4568 BEATRICE STREET, Vancouver, BC V5N 4J2 | Gas Permit | Residential | Renovation | Completed | Residential - HWT re&re | Ferenc Nagy
EP-2022-02618 | 2022-04-07 | 2489 BONNYVALE AVENUE, Vancouver, BC V5S 2B7 | Electrical Permit | Residential | Addition | Completed | Installation / Repair - Residential - EV charging circuit installation: 1. Breaker - 40 amp stab-lok 2 pole 2. Cable - TECK90 3C#8 Cu 5 meter long 3. EV charger - TESLA wall connector pre-set at 40 amp | Four Stones Electric Ltd
EP-2023-06054 | 2023-07-21 | 5741 BERKELEY STREET, Vancouver, BC V5R 3H1 | Electrical Permit | Residential | Addition | Issued | Installation / Repair - Residential - ¦ 1FD/ 125A SERVICE DISCONNECT/ RE-CONNECT ¦ Main house installation of a 125 amp panel | Aweico Electric Ltd
GP-2022-02464 | 2022-08-19 | 4679 BLENHEIM STREET, Vancouver, BC V6L 3A3 | Gas Permit | Residential | Renovation | Completed | Residential - Water Heater Replacement | Hillcrest Plumbing & Heating (1991) Ltd
GP-2023-03109 | 2023-10-18 | 6307 BEATRICE STREET, Vancouver, BC V5P 3R5 | Gas Permit | Residential | Tenant Improvement | Completed | Residential - Replacement of existing furnace and hot water heater that had been flood damaged. Replacement of LKQ hot water heater with code upgrades and the old mid efficient furnace is to be swapped out with a new high efficient furnace with new System 636 venting etc | A-1 Drainage Plumbing & Heating Limited
EP-2022-06785 | 2023-08-02 | 4708 BLENHEIM STREET, Vancouver, BC V6L 3A6 | Electrical Permit | Residential | Tenant Improvement | Issued | Installation / Repair - Residential - Electrical to heat pump unit *MP-2023-01309: Submitted (Heating and Cooling) | 0994152 BC Ltd
GP-2022-02221 | 2022-07-28 | 4708 BLENHEIM STREET, Vancouver, BC V6L 3A6 | Gas Permit | Residential | Tenant Improvement | Completed | Residential - Decommissioning and removal of gas furnace | 0994152 BC Ltd
MP-2023-01309 | 2023-07-18 | 4708 BLENHEIM STREET, Vancouver, BC V6L 3A6 | Mechanical Permit | NULL | NULL | Completed | NULL | 0994152 BC Ltd
EP-2023-05132 | 2023-08-11 | 4720 BLENHEIM STREET, Vancouver, BC V6L 3A6 | Electrical Permit | Residential | Renovation | Completed | Installation / Repair - Residential - Remove and relocate some switches and plugs, install exit sign and emergency light, adding some fixture lights *IA-2022-00215: Child care - 8 or less children - none under 30 months) | Golden Wire Electric Ltd
PP-2023-02125 | 2023-07-06 | 4720 BLENHEIM STREET, Vancouver, BC V6L 3A6 | Plumbing Permit | Residential | Tenant Improvement | Completed | Residential - Delete a shower and turn it in laundry. Add children's powder room and an art sink. <BP: Interior and exterior alterations to the basement floor of this existing Single Detached House on this site. Scope of work include removing unauthorized kitchen. Exterior renovations are limited to replace an existing window with an exterior door and a window at the rear, add a rear sunken patio, remove existing deck stairs to facilitate new exterior door and add new windows on the South and North elevations. Existing and new Windows to be wired in a metal frame as noted on the North elevation plan. | Marpole Plumbing & Heating Inc
EP-2023-00692 | 2023-01-27 | 4720 BLENHEIM STREET, Vancouver, BC V6L 3A6 | Electrical Permit | Residential | Renovation | Completed | Installation / Repair - Residential - UPGRAIDING 100Amps SERVICE TO 200Amps Feb 8/23- AMEND To change AMPS to 200 as per work description | Golden Wire Electric Ltd
GP-2023-01329 | 2023-04-25 | 4720 BLENHEIM STREET, Vancouver, BC V6L 3A6 | Gas Permit | Residential | Renovation | Completed | Residential - 1 Furnace Removal of gas furnace only | Forsberg Plumbing and Heating Ltd
PP-2023-00726 | 2023-03-03 | 4741 BLENHEIM STREET, Vancouver, BC V6L 3A5 | Plumbing Permit | Residential | New | Completed | Residential - 1FD - One Sump No Pump | Canadian Excavating Ltd
SP-2023-01052 | 2023-06-14 | 4741 BLENHEIM STREET, Vancouver, BC V6L 3A5 | Sprinkler Permit | Residential | New | Completed | Residential - to install a new sprinkler system in a house >DB: To construct a 2 storey one-family dwelling with a detached accessory building (garage), at the rear providing 2 parking spaces, having vehicular access from the lane. Note: This is a 2 storey building pursuant to the Zoning and Development By-Law 1- Bar/Sink proposed in the basement 2- A/C unit and generator proposed in the rear yard 5- The entire building to be sprinklered to NFPA 13D. | ACME PLUMBING HEATING & GAS LTD.
EP-2023-05434 | 2023-07-06 | 4741 BLENHEIM STREET, Vancouver, BC V6L 3A5 | Electrical Permit | Residential | New | Completed | Installation / Repair - Residential - ¦ 1FD/ 200A ¦ NEW SINGLE FAMILY HOUSE WITH DETACHED GARAGE -Emergency Generator/Transfer Switch (Related to emergency power supply system) *An approved mechanical permit is required for the installation of air conditioning or heat pump unit at the time of installation before an electrical inspection will be performed >BP: To construct a 2 storey one-family dwelling ($913,562.50) with a detached accessory building (garage), at the rear providing 2 parking spaces, having vehicular access from the lane. Note: This is a 2 storey building pursuant to the Zoning and Development By-Law 1- Bar/Sink proposed in the basement 2- A/C unit and generator proposed in the rear yard 3- Schedule B: Sharat Chande, P.Eng. (604-723-7534) Structural & Geotechnical 4- HPO: Residential Builder – Westfield Homes Ltd 5- The entire building to be sprinklered to NFPA 13D. | ABC1 ELECTRICAL SERVICES LTD.
MP-2023-00967 | 2023-05-31 | 4741 BLENHEIM STREET, Vancouver, BC V6L 3A5 | Mechanical Permit | NULL | NULL | Completed | NULL | ACME PLUMBING HEATING & GAS LTD.
PP-2023-01792 | 2023-05-23 | 4741 BLENHEIM STREET, Vancouver, BC V6L 3A5 | Plumbing Permit | Residential | New | Completed | Residential - to install new plumbing Fixtures >BP: To construct a 2 storey one-family dwelling ($913,562.50) with a detached accessory building (garage), at the rear providing 2 parking spaces, having vehicular access from the lane. Note: This is a 2 storey building pursuant to the Zoning and Development By-Law 1- Bar/Sink proposed in the basement 2- A/C unit and generator proposed in the rear yard 3- Schedule B: Sharat Chande, P.Eng. (604-723-7534) Structural & Geotechnical 4- HPO: Residential Builder – Westfield Homes Ltd 5- The entire building to be sprinklered to NFPA 13D. | ACME PLUMBING HEATING & GAS LTD.
EP-2023-06057 | 2023-07-06 | 4741 BLENHEIM STREET, Vancouver, BC V6L 3A5 | Electrical Permit | Residential | New | Completed | Installation / Repair - Residential - A complete pre-wiring of the data telephone system, the security alarm system, the central vacuum system, the low voltage network, and the wiring of the 22 keypads. Multi-system audio wiring, CCTV installation. TV wiring. >BP: To construct a 2 storey one-family dwelling ($913,562.50) with a detached accessory building (garage), at the rear providing 2 parking spaces, having vehicular access from the lane. Note: This Building Permit will remain in a suspended status until the associated (green) Demolition Permit BP-2022-04440 is completed. Note: This is a 2 storey building pursuant to the Zoning and Development By-Law 1- Bar/Sink proposed in the basement 2- A/C unit and generator proposed in the rear yard 3- Schedule B: Sharat Chande, P.Eng. (604-723-7534) Structural & Geotechnical 4- HPO: Residential Builder – Westfield Homes Ltd 5- The entire building to be sprinklered to NFPA 13D. ***This permit has been issued under the VBBL 2019, with updated energy requirements as per bylaw # 12997 effective Jan 01, 2022.*** | Innova Security Systems Inc
GP-2023-02072 | 2023-07-12 | 4741 BLENHEIM STREET, Vancouver, BC V6L 3A5 | Gas Permit | Residential | New | Completed | Residential - 1 stove, 2 BBQs, 1dryer, 1 generator, 1 fireplace and 1 patio heater Rough in only for 1 fireplace, 1 patio heater & Dryer >BP: To construct a 2 storey one-family dwelling ($913,562.50) with a detached accessory building (garage), at the rear providing 2 parking spaces, having vehicular access from the lane. Note: This Building Permit will remain in a suspended status until the associated (green) Demolition Permit BP-2022-04440 is completed. Note: This is a 2 storey building pursuant to the Zoning and Development By-Law 1- Bar/Sink proposed in the basement 2- A/C unit and generator proposed in the rear yard 3- Schedule B: Sharat Chande, P.Eng. (604-723-7534) Structural & Geotechnical 4- HPO: Residential Builder – Westfield Homes Ltd 5- The entire building to be sprinklered to NFPA 13D. ***Amend - Dec 08/23 - change dryer to rough in only | ACME PLUMBING HEATING & GAS LTD.
GP-2023-02094 | 2023-07-13 | 4741 BLENHEIM STREET, Vancouver, BC V6L 3A5 | Gas Permit | Residential | New | Completed | Residential - 1 Gas Fireplace >BP: To construct a 2 storey one-family dwelling | JOT MECHANICAL LTD
NULL | NULL | 4741 BLENHEIM STREET, Vancouver, BC V6L 3A5 | Gas Permit | Residential | New | Draft | Residential - install one gas fireplace | JOT MECHANICAL LTD
EP-2023-00047 | 2023-01-04 | 4741 BLENHEIM STREET, Vancouver, BC V6L 3A5 | Electrical Permit | Residential | New | Expired | Temporary Power - Residential - To provide temporary power. NOTE: Work authorized by this permit is for placement of a temporary power pole only and does not authorize any site construction and/or excavation. A separate Building Permit will be required prior to commencement of any other work on this site. | ABC1 ELECTRICAL SERVICES LTD.
PP-2023-03741 | 2023-10-24 | 4741 BLENHEIM STREET, Vancouver, BC V6L 3A5 | Plumbing Permit | Residential | New | Completed | Residential - 1FD - 3/4 backflow preventer for lawn irrigation near city shutoff | Yue Jin Qiu
GP-2022-00593 | 2022-02-24 | 4868 BLENHEIM STREET, Vancouver, BC V6L 3A7 | Gas Permit | Residential | New | Completed | Residential - Gas fireplace installation | 496302 BC Ltd
EP-2022-00054 | 2022-01-05 | 4911 BLENHEIM STREET, Vancouver, BC V6N 1N4 | Electrical Permit | Residential | New | Expired | Temporary Power - Residential - To provide temporary power. | HY Electric Company Ltd
EP-2023-02555 | 2023-03-24 | 6195 BATTISON STREET, Vancouver, BC V5S 3M7 | Electrical Permit | Residential | Addition | Completed | Installation / Repair - Residential - Install a 50 amp level 2 Grizzl-E smart EV charger inside garage. | BC Highlight Electric Corp
EP-2022-05727 | 2022-07-08 | 6262 BATTISON STREET, Vancouver, BC V5S 3M8 | Electrical Permit | Residential | New | Completed | Installation / Repair - Residential - A 2 storey + basement one-family dwelling with a secondary suite. Service, rough wiring and finishing. >BP: To construct a 2 storey + basement one-family dwelling with a secondary suite ($819,700) located in the basement with 1 parking spaces, having vehicular access from the lane. Note: This is a 2 storey building pursuant to the Zoning and Development By-Law 1- Covenant to be registered at the Land Title Office prior to sheathing inspection. 2- No strata titling permitted 3- Bar sink proposed in the basement. 4- A/C unit proposed in the rear yard 5- Schedule B: YATENDRA KUMAR SHARMA, P.Eng. (778-863-7076) Structural & Geotechnical & Glass Guard 6- HPO: Residential Builder - Emkor Construction Ltd. Address Note: BUILDING 1 #1-6262 Battison St - One Family Dwelling (1st & 2nd floor, south portion of basement) #2-6262 Battison St - Secondary Suite (north portion of basement) Address and suite numbers assigned as per approved plans for Fire and Emergency response. The address number is to be posted to the building to be visible from the street and the suite numbers are to be posted at the suite entries in accordance with the Building By-law prior to final inspection. ******THIS PERMIT HAS BEEN ISSUED UNDER THE REQUIREMENTS OF VBBL #12511 (2019)****** | Flash Electric Ltd.
PP-2022-00961 | 2022-03-22 | 6262 BATTISON STREET, Vancouver, BC V5S 3M8 | Plumbing Permit | Residential | New | Completed | Residential - Outside sump | Power Excavating Ltd
EP-2022-04815 | 2022-06-09 | 6262 BATTISON STREET, Vancouver, BC V5S 3M8 | Electrical Permit | Residential | New | Completed | Installation / Repair - Residential - 1FD+SS #1 & #2 - Low voltage and security. COMPLETE SECURITY SYSTEM To construct a 2 storey + basement one-family dwelling with a secondary suite located in the basement with 1 parking spaces, having vehicular access from the lane. Note: This is a 2 storey building pursuant to the Zoning and Development By-Law 1- Covenant to be registered at the Land Title Office prior to sheathing inspection. 2- No strata titling permitted 3- Bar sink proposed in the basement. 4- A/C unit proposed in the rear yard AMEND: JULY 25/2022 CHANGE DESCRIPTION & OTHER INFORMATION FROM LWH TO MAIN HOUSE | Secure Pro Systems Ltd
GP-2022-01735 | 2022-06-08 | 6262 BATTISON STREET, Vancouver, BC V5S 3M8 | Gas Permit | Residential | New | Completed | Residential - This is a new house with 3 fixtures | AKAL Plumbing & Heating Ltd
SP-2022-00911 | 2022-06-07 | 6262 BATTISON STREET, Vancouver, BC V5S 3M8 | Sprinkler Permit | Residential | New | Completed | Residential - MAIN HOUSE WITH NEW SPRINKLERS To construct a 2 storey + basement one-family dwelling with a secondary suite located in the basement with 1 parking spaces, having vehicular access from the lane. Note: This is a 2 storey building pursuant to the Zoning and Development By-Law 1- Covenant to be registered at the Land Title Office prior to sheathing inspection. 2- No strata titling permitted 3- Bar sink proposed in the basement. 4- A/C unit proposed in the rear yard 5- Schedule B: YATENDRA KUMAR SHARMA, P.Eng. (778-863-7076) Structural & Geotechnical & Glass Guard 6- HPO: Residential Builder - Emkor Construction Ltd. Amend: Feb 6th, 2023 revised drawings uploaded | BC Fire Sprinklers Ltd
PP-2022-01571 | 2022-05-06 | 6262 BATTISON STREET, Vancouver, BC V5S 3M8 | Plumbing Permit | Residential | New | Completed | Residential - New Plumbing for: >To construct a 2 storey + basement one-family dwelling with a secondary suite ($819,700) located in the basement with 1 parking spaces, having vehicular access from the lane. | AKAL Plumbing & Heating Ltd
EP-2022-00353 | 2022-01-19 | 1601 BAYSHORE DRIVE, Vancouver, BC V6G 2V4 | Electrical Permit | Commercial | Addition | Completed | Installation / Repair - Commercial - Replace existing alarm panel located in the electrical room | Chubb Fire & Security Canada Corp
NULL | NULL | 1601 BAYSHORE DRIVE, Vancouver, BC V6G 2V4 | Electrical Permit | Commercial | NULL | Draft | Movie Set / Filming - To allow for Movie Set/Filming Applicant shall provide completed Contractor Declaration form, and dates of filming and associated location(s) to csinspection.clerks@vancouver.ca prior to the commencement of filming. Visit vancouver.ca/inspections for more details. | NULL
EP-2022-05135 | 2022-06-17 | 1601 BAYSHORE DRIVE, Vancouver, BC V6G 2V4 | Electrical Permit | Commercial | NULL | Expired | Annual / Operating - Renewal of EP-2021--02696 VALID: MAY 1, 2022 TO APR 30, 2023 | Fitterer Electric Ltd
PP-2023-00086 | 2023-01-10 | 1601 BAYSHORE DRIVE, Vancouver, BC V6G 2V4 | Plumbing Permit | Commercial | Addition | Issued | Commercial - Installation of two 6" RPBA Premises Isolation Water Treatment System | Pennington Mechanical Ltd
EP-2023-02964 | 2023-04-05 | 1601 BAYSHORE DRIVE, Vancouver, BC V6G 2V4 | Electrical Permit | Commercial | NULL | Issued | Annual / Operating - Annual / Operating permit Renewal of EP-2022-05135 VALID: MAY 1, 2023 TO APR 30, 2024 | Fitterer Electric Ltd
EP-2023-11313 | 2023-12-21 | 1601 BAYSHORE DRIVE, Vancouver, BC V6G 2V4 | Electrical Permit | Commercial | Renovation | Issued | Installation / Repair - Commercial - Replace dimming system in conference centre. Our lighting scope of work does not require lighting documents as we are only changing out the dimming system and we are not touching the existing lighting. | Fitterer Electric Ltd
EP-2023-03267 | 2023-04-25 | 4651 BELMONT AVENUE, Vancouver, BC V6R 1C6 | Electrical Permit | Residential | Renovation | Issued | Installation / Repair - Residential - This Job site is under intermediate renovation. But the property was change the owner during the rennovation.The previous electrician was passed the rough in.Now Our company take over the rest of the project. Plus We also will put the permanent pole and out door 200 amps meter base to replace the exsiting overhead 200amps connection meter. Not going to add any EV charger or A/C unit at this project >BP: 4651 Belmont CF-2020-015472 - Exterior and interior alterations to provide improvements to this one family dwelling building on this site. Exterior work to close off a window on the west elevation. Scope of work: Remove & relocate kitchen, millwork, remove & install new partitions & plumbing fixtures, remove and infill one window on the main fl. Revision #1 - Removal & install of non-loadbearing interior walls on the upper floor and to reconfigure interior layout on main & second fl - Install new HRV in the basement - Changing one French door to window on south elevation, replace one existing window on West EL - Increase construction cost of 190,121.00 Revision#2: Change of contractor from Davidson Walker Constructions Ltd to Wesco Living Ltd. January 11, 2023 (EV) | AIGO TECHNOLOGY INC
GP-2023-00678 | 2023-02-24 | 4651 BELMONT AVENUE, Vancouver, BC V6R 1C6 | Gas Permit | Residential | Renovation - Dwelling Unit(s) only | Cancelled | Residential - Replace the Tankless water heater | Terra Nova Mechanical Ltd
EP-2022-09224 | 2022-10-31 | 4651 BELMONT AVENUE, Vancouver, BC V6R 1C6 | Electrical Permit | Residential | Renovation | Cancelled | Installation / Repair - Residential - Install wiring for new kitchen and bathrooms. Adjust wiring in living room and dining room to allow for framing changes. >>BP: 4651 Belmont CF-2020-015472 - Exterior and interior alterations to provide improvements to this one family dwelling building on this site. Exterior work to close off a window on the west elevation. Scope of work: Remove & relocate kitchen, millwork, remove & install new partitions & plumbing fixtures, remove and infill one window on the main fl. Revision #1 - Removal & install of non-loadbearing interior walls on the upper floor and to reconfigure interior layout on main & second fl - Install new HRV in the basement - Changing one French door to window on south elevation, replace one existing window on West EL - Increase construction cost of 190,121.00 | Clay Electric Ltd
EP-2022-07003 | 2022-08-19 | 4677 BELMONT AVENUE, Vancouver, BC V6R 1C6 | Electrical Permit | Residential | Renovation | Completed | Installation / Repair - Residential - Lighting, emergency lighting, make up air, power for lift and power in underground walkway from existing house to existing garage, sub panel. | ANS Electrical Installations Ltd
SP-2022-01436 | 2022-09-08 | 4677 BELMONT AVENUE, Vancouver, BC V6R 1C6 | Sprinkler Permit | Residential | Addition | Completed | Residential - The scope of the fire sprinkler work is a few new sprinkler heads in the new addition of a tunnel from the existing house to the existing garage and also moving a few existing sprinkler heads over a few inchers per request of the builder. >BP: interior/exterior alterations to this existing one family dwelling scope of work: construct an underground walkway from existing house to existing garage install lift at end of tunnel to access house. ARCHAEOLOGICAL IMPACT: If work on this site could lead to the disturbance of soil advise applicant to contact the Provincial Archaeology Branch at 250-953-3334 for necessary permits. In addition, please be advised that reports from an Archaeologist (AIA, AOA) and permits from the First Nations may be necessary prior to the release of your City of Vancouver permits. | Trilar Fire Protection Ltd
GP-2023-02057 | 2023-07-10 | 4687 BELMONT AVENUE, Vancouver, BC V6R 1C6 | Gas Permit | Residential | Addition | Completed | Residential - re and re hwt | Christopher Sterling
GP-2023-02235 | 2023-07-27 | 4719 BELMONT AVENUE, Vancouver, BC V6T 1A8 | Gas Permit | Residential | Addition | Completed | Residential - Install permanent 1 gas BBQ *If work on this site could lead to ground disturbance (impacting soil) advise applicant to contact the Provincial Archeology Branch at 250-953-3334 for a list of archaeological consultants* | Energy 1 Services Ltd
GP-2022-01438 | 2022-05-11 | 4719 BELMONT AVENUE, Vancouver, BC V6T 1A8 | Gas Permit | Residential | Renovation | Completed | Residential - Remove three atmospheric boilers that are approximately 220,000BTU's each. These serve main house heating, domestic hot water, and pool heat. Removed one 750,000BTU atmospheric boiler that served snowmelt. Install three new IBC boilers to serve the house needs and snowmelt. Venting will run up chimney. If work on this site could lead to the disturbance of soil advise applicant to contact the Provincial Archeological Branch at 250-953-3334 for necessary permits. | Energy 1 Services Ltd
GP-2022-01722 | 2022-06-08 | 4719 BELMONT AVENUE, Vancouver, BC V6T 1A8 | Gas Permit | Residential | Addition | Completed | Residential - re and re gas dryer | Christopher Sterling
EP-2021-08865 | 2022-02-07 | 3538 BELLA-VISTA STREET, Vancouver, BC V5N 3W9 | Electrical Permit | Residential | Renovation | Expired | Installation / Repair - Residential - Service upgrade for potential car charger. 100A to 200A | PROVEN ENERGY ELECTRIC LTD
PP-2023-00420 | 2023-02-07 | 2045 BARCLAY STREET, Vancouver, BC V6G 1L6 | Plumbing Permit | Commercial | New | Issued | Commercial - PREMISE ISOLATION BACKFLOW AS PER CITY'S CROSS CONNECTION SURVEY | Allied Plumbing Heating and Air Conditioning
SP-2022-01769 | 2022-12-02 | 2045 BARCLAY STREET, Vancouver, BC V6G 1L6 | Sprinkler Permit | Residential | Addition | Issued | Residential - For sprinkler system alterations to the 2019 VBBL, NFPA 13, 2013 and NFPA 14, 2013 for the retroactive installation of an 65 mm (2 1/2") Watts 757 DCVA on the existing fire protection system in this existing building. Notes: 1. Fire protection Engineer of record Brian Sokorski, P.Eng. of E-Factor Engineering T: (604) 708 4140 E: brian@eforenergy.com 2. One set of approved drawings and permit to be available for viewing at the jobsite. 3. Separate permit and documents required for any electrical or fire alarm related work. ***If the building is equipped with a fire alarm system the DCVA must be monitored by the fire alarm system.*** | Fire Pro Fire Protection Ltd.
EP-2022-03735 | 2022-05-09 | 2088 BARCLAY STREET, Vancouver, BC V6G 1L5 | Electrical Permit | Residential | Renovation | Completed | Installation / Repair - Residential - Changing of exterior light fixtures | All In Electric Inc
EP-2022-07079 | 2022-08-23 | 8667 BARNARD STREET, Vancouver, BC | Electrical Permit | Commercial | Addition | Completed | Installation / Repair - Commercial - Install 1 Siren NO MAGLOCKS Site Contact: Eric Vuong 604-970-9882 If work on this site could lead to ground disturbance (impacting soil) advise applicant to contact the Provincial Archaeology Branch at 250-953-3334 for a list of archaeological consultants, who when retained by the proponent, will apply on the proponent’s behalf for the necessary archaeological permits. In addition, please be advised that reports from an Archaeologist (Archaeological Overview Assessment (AOA) or Archaeological Impact Assessment (AIA) reports) and archaeological/heritage inspection permits from the First Nations may be necessary prior to the release of your City of Vancouver permits. | PALADIN TECHNOLOGIES INC
EP-2023-01353 | 2023-02-16 | 8671 BARNARD STREET, Vancouver, BC | Electrical Permit | Commercial | NULL | Issued | Annual / Operating - Annual Operating Permit -Renewal of EP-2022-01317 -Effective Feb 18 2023- Feb 17 2024 If work on this site could lead to the disturbance of soil advise applicant to contact the Provincial Archaeology Branch at 250-953-3334 for necessary permits. In addition, please be advised that reports from an Archaeologist (AIA, AOA) and permits from the First Nations may be necessary prior to the release of your City of Vancouver permits. | 635913 BC Ltd. DBA: Mustang Contracting
EP-2023-02080 | 2023-03-14 | 8671 BARNARD STREET, Vancouver, BC | Electrical Permit | Commercial | Addition | Completed | Installation / Repair - Commercial - Power and control to outdoor compressor skid. We will not be burying any cables. They will be laid in a covered concrete trench. The project construction was split into two sections due to permitting delays, however both permits (BP-2021-05338, BP-2023-00421-01) are for the same project. The primary permit for the project is BP-2021-05338. The full scope of the project is the addition of two compressors and their control system (See Rev cloud 2 on drawing 200-6301 (Westport Drawing #200-E-401)). Building permit BP-2021-05338 covers the concrete pad on which the compressors are placed. Building permit BP-2023-00421-01 covers the utility trench in which the electrical feed will be run. | 635913 BC Ltd. DBA: Mustang Contracting
PP-2022-00057 | 2022-01-11 | 8671 BARNARD STREET, Vancouver, BC | Plumbing Permit | Commercial | Tenant Improvement | Completed | Commercial - Install a 1/2" RPBA on a steam generator on a Tescor Air Handling Unit | Werner Smith Mechanical Inc
EP-2022-01317 | 2022-02-22 | 8671 BARNARD STREET, Vancouver, BC | Electrical Permit | Commercial | NULL | Expired | Annual / Operating - Annual Operating Permit -Renewal of EP-2021-01346 -VALID FEB 18/2022 TIL FEB 17/2023 If work on this site could lead to the disturbance of soil advise applicant to contact the Provincial Archaeology Branch at 250-953-3334 for necessary permits. In addition, please be advised that reports from an Archaeologist (AIA, AOA) and permits from the First Nations may be necessary prior to the release of your City of Vancouver permits. | 635913 BC Ltd. DBA: Mustang Contracting
EP-2022-01319 | 2022-02-22 | 8675 BARNARD STREET, Vancouver, BC | Electrical Permit | Commercial | NULL | Expired | Annual / Operating - Annual Operating Permit -Renewal of EP-2021 - 01345 Effective: Feb 20, 2022 - Feb 19 2023 If work on this site could lead to ground disturbance (impacting soil) advise applicant to contact the Provincial Archaeology Branch at 250-953-3334 for a list of archaeological consultants, who when retained by the proponent, will apply on the proponent’s behalf for the necessary archaeological permits. In addition, please be advised that reports from an Archaeologist (Archaeological Overview Assessment (AOA) or Archaeological Impact Assessment (AIA) reports) and archaeological/heritage inspection permits from the First Nations may be necessary prior to the release of your City of Vancouver permits. Staff to document this was advised to the applicants, and to let your Manager know this application is in the system. | 635913 BC Ltd. DBA: Mustang Contracting
EP-2023-01352 | 2023-02-16 | 8675 BARNARD STREET, Vancouver, BC | Electrical Permit | Commercial | NULL | Issued | Annual / Operating - Annual Operating Permit -Renewal of EP-2022-01319 Effective: Feb 20, 2023 - Feb 19 2024 If work on this site could lead to ground disturbance (impacting soil) advise applicant to contact the Provincial Archaeology Branch at 250-953-3334 for a list of archaeological consultants, who when retained by the proponent, will apply on the proponent’s behalf for the necessary archaeological permits. In addition, please be advised that reports from an Archaeologist (Archaeological Overview Assessment (AOA) or Archaeological Impact Assessment (AIA) reports) and archaeological/heritage inspection permits from the First Nations may be necessary prior to the release of your City of Vancouver permits. Staff to document this was advised to the applicants, and to let your Manager know this application is in the system. If work on this site could lead to ground disturbance (impacting soil) advise applicant to contact the Provincial Archaeology Branch at 250-953-3334 for a list of archaeological consultants, who when retained by the proponent, will apply on the proponent’s behalf for the necessary archaeological permits. In addition, please be advised that reports from an Archaeologist (Archaeological Overview Assessment (AOA) or Archaeological Impact Assessment (AIA) reports) and archaeological/heritage inspection permits from the First Nations may be necessary prior to the release of your City of Vancouver permits. Staff to document this was advised to the applicants, and to let your Manager know this application is in the system. | 635913 BC Ltd. DBA: Mustang Contracting
GP-2022-04088 | 2022-12-21 | 5855 BATTISON STREET, Vancouver, BC V5R 4M7 | Gas Permit | Residential | Tenant Improvement | Completed | Residential - Re and Re the furnace: BTU: 70K | Moore & Russell Heating Ltd
GP-2022-03792 | 2022-11-30 | 5907 BATTISON STREET, Vancouver, BC V5R 4M7 | Gas Permit | Residential | Renovation | Completed | Residential - FURANCE RE/RE WATER HEATER RE/RE | Reliance Comfort Limited Partnership
EP-2022-02025 | 2022-03-14 | 5939 BATTISON STREET, Vancouver, BC V5R 4M7 | Electrical Permit | Residential | Renovation | Completed | Installation / Repair - Residential - Relocate service from main house to Laneway. Service upgrade from 100A to 125A Amend: May 4, 2022 service size is 125A | L.H. ELECTRIC LTD
EP-2022-09943 | 2022-11-23 | 4769 BELMONT AVENUE, Vancouver, BC V6T 1A8 | Electrical Permit | Residential | New | Expired | Temporary Power - Residential - To provide temporary power. | Kuban Electric Ltd
EP-2023-00283 | 2023-01-17 | 4769 BELMONT AVENUE, Vancouver, BC V6T 1A8 | Electrical Permit | Residential | New | Completed | Installation / Repair - Residential - New 200amp electrical service for a pre-fab home *Amend Jun 21, 2023 -electric heat (2 heaters) and lighting (4 lights) in the crawl space. -2 x sumps wired and connected -1 x garden receptacle >BP: To construct a 1 storey fabricated single family dwelling with an open parking pad having vehicular access from Belmont Avenue. Must be CSA Standard CAN/CSA-A277 including CSA label The entire building, INCLUDING THE ATTACHED GARAGE (if applicable), to be sprinklered to NFPA 13D. Note: This is a 1 storey building pursuant to the Zoning and Development By-Law 1- Covenant for slope instability registered CA7772650 2- No A/C unit proposed 3- No bar sink proposed 4- Schedule A: W. Neil Robertson, Architect (604.688.5585) 5- Schedule B: W. Neil Robertson, Architect (604.688.5585) Architectural 6- Schedule B: William Riley Schober, P.Eng (604.484.2859) Structural 7- Schedule B: M.J. Kokan, P.Eng (not yet received) 8- HPO: Not required for "factory built home" "Combustible projections or roof soffits on an exposing building face shall not project to less than .45m from the property line and shall be in compliance with VBBL 2014 9.10.15.5.(9)" ******THIS PERMIT HAS BEEN ISSUED UNDER THE REQUIREMENTS OF VBBL 2019 | Kuban Electric Ltd
PP-2022-02894 | 2022-08-18 | 4769 BELMONT AVENUE, Vancouver, BC V6T 1A8 | Plumbing Permit | Residential | New | Completed | Residential - 1FD - 1x OUTSIDE SUMP WITH PUMP AMEND: SEPT.27/2022 Add 1x outside sump with pumps. remove 1x outside gravity sump | J & R Excavation & Demolition Ltd.
PP-2022-02851 | 2022-08-16 | 4769 BELMONT AVENUE, Vancouver, BC V6T 1A8 | Plumbing Permit | Residential | New | Completed | Residential - S&I all waterpiping, drainage and fixtures To construct a 1 storey fabricated single family dwelling with an open parking pad having vehicular access from Belmont Avenue. Must be CSA Standard CAN/CSA-A277 including CSA label The entire building, INCLUDING THE ATTACHED GARAGE (if applicable), to be sprinklered to NFPA 13D. Note: This is a 1 storey building pursuant to the Zoning and Development By-Law 1- Covenant for slope instability registered CA7772650 2- No A/C unit proposed 3- No bar sink proposed AMEND: SEPT 27/2022 Please add a floor drain Below Grade 1 on this permit. | Tap Roots Plumbing and Heating Ltd
SP-2022-01432 | 2022-09-07 | 4769 BELMONT AVENUE, Vancouver, BC V6T 1A8 | Sprinkler Permit | Residential | New | Completed | Residential - Installation of new fire sprinkler system for: >BP: To construct a 1 storey fabricated single family dwelling with an open parking pad having vehicular access from Belmont Avenue. Must be CSA Standard CAN/CSA-A277 including CSA label The entire building, INCLUDING THE ATTACHED GARAGE (if applicable), to be sprinklered to NFPA 13D. | Fire Busters Inc
EP-2022-08324 | 2022-09-30 | 4812 BELMONT AVENUE, Vancouver, BC V6T 1A9 | Electrical Permit | Residential | New | Cancelled | Temporary Power - Residential - To provide temporary power. | Higo Electric Ltd
EP-2022-09317 | 2022-11-02 | 4812 BELMONT AVENUE, Vancouver, BC V6T 1A9 | Electrical Permit | Residential | New | Expired | Temporary Power - Residential - To provide temporary power. >>>Amend Nov 7, 2022 change this permit to a 100 amp temp service. I must have wrote 200 amps when I pulled the permit. | Vancity Electric Inc
EP-2024-00681 | 2024-02-02 | 4812 BELMONT AVENUE, Vancouver, BC V6T 1A9 | Electrical Permit | Residential | New | Issued | Installation / Repair - Residential - ¦ 1FD: 600A ¦ Electrical wiring for single family dwelling, install 120/240V 600amp underground service *An approved mechanical permit is required for the installation of air conditioning or heat pump unit before a final electrical inspection will be performed >BP: To construct a 2 storey with cellar one-family dwelling with a detached accessory building (garage), at the rear providing 5 parking spaces, having vehicular access from Belmont Ave. Mechanical permit inspection team to confirm GHG calculator onsite. Gas is permitted only for backup boiler (primary is air to water heat pump), gas dhw boiler, and 3 stoves. Gas is NOT permitted for primary heating or hot tub tank. The entire building to be sprinklered to NFPA 13D. 1. A/C unit proposed at south-west corner within building envelope 2. Bar sink located in lower floor 3. Schedule A Xian Min Lily Qiu P.Eng 778-321-5377 4. Schedule B Sunil Bhanot P.Eng 604-575-8220 Architectural 5. Schedule B Xian Min Lily Qiu P.Eng 778-321-5377 Structural 6. Schedule B Alex Z. Q. Li P.Eng 778-323-1368 Mechanical 7. Schedule B Gong Zuo Zhou P.Eng604-838-2586 Geotechnical 8. Schedule B Joe Klarich P.Eng 778-928-9721 Hot tub Structural 9. Schedule B Gong Zuo Zhou P.Eng604-838-2586 Jacuzzi Geotechnical 10. Schedule D Sunil Bhanot P.Eng 604-575-8220 11. BC Housing Aurora Custom Homes Ltd Note: This is a 2 storey building pursuant to the Zoning and Development By-Law ******THIS PERMIT HAS BEEN ISSUED UNDER THE REQUIREMENTS OF VBBL 2019****** "Combustible projections or roof soffits on an exposing building face shall not project to less than .45m from the property line and shall be in compliance with VBBL 2019 9.10.15.5.(9)" | Altech Electric Ltd
EP-2023-09038 | 2023-10-06 | 4812 BELMONT AVENUE, Vancouver, BC V6T 1A9 | Electrical Permit | Residential | New | Issued | Temporary Power - Residential - To provide temporary power. | Altech Electric Ltd
PP-2023-03832 | 2023-10-31 | 4812 BELMONT AVENUE, Vancouver, BC V6T 1A9 | Plumbing Permit | Residential | New | Issued | Residential - 1FD - Plumbing including DWV under and above slab, water pipe rough-in and fixtures installation for single family home >BP: To construct a 2 storey with cellar one-family dwelling with a detached accessory building (garage), at the rear providing 5 parking spaces, having vehicular access from Belmont Ave. Mechanical permit inspection team to confirm GHG calculator onsite. Gas is permitted only for backup boiler (primary is air to water heat pump), gas dhw boiler, and 3 stoves. Gas is NOT permitted for primary heating or hot tub tank. The entire building to be sprinklered to NFPA 13D. 1. A/C unit proposed at south-west corner within building envelope 2. Bar sink located in lower floor Note: This is a 2 storey building pursuant to the Zoning and Development By-Law ******THIS PERMIT HAS BEEN ISSUED UNDER THE REQUIREMENTS OF VBBL 2019****** | Red Mechanical
EP-2023-09153 | 2023-10-12 | 2770 BENTALL STREET, Vancouver, BC V5M 4H4 | Electrical Permit | Commercial | NULL | Issued | Annual / Operating - Maintenance of existing operating electrical equipment in compliance with the Electrical By-law No. 5563. General maintenance, inspection and repairs. | Modern Niagara Vancouver Inc
NULL | NULL | 2770 BENTALL STREET, Vancouver, BC V5M 4H4 | Electrical Permit | Commercial | NULL | Withdrawn | Annual / Operating - Annual Operating Permit and associated inspections. | Modern Niagara Vancouver Inc
PP-2022-03189 | 2022-09-14 | 2770 BENTALL STREET, Vancouver, BC V5M 4H4 | Plumbing Permit | Commercial | Tenant Improvement | Completed | Commercial - Install Backflow Preventer to Coffee Machine | Haakon Industries (Canada) Ltd.
NULL | NULL | 2770 BENTALL STREET, Vancouver, BC V5M 4H4 | Electrical Permit | Commercial | NULL | Draft | Annual / Operating - Annual operating Permit | Modern Niagara Vancouver Inc
PP-2022-02617 | 2022-07-27 | 2095 BEACH AVENUE, Vancouver, BC V6G 1Z3 | Plumbing Permit | Commercial | Addition | Completed | Commercial - Premise isolation adding two DCVA and one RPBA NOTE TO CLERK; Work is a result of a City of Vancouver Cross Connection Inspection. | RPH Services Inc
EP-2022-04910 | 2022-06-10 | 455 BEACH CRESCENT, Vancouver, BC V6Z 3E5 | Electrical Permit | Residential | Renovation | Completed | Installation / Repair - Residential - UNIT# 3502 Relocating the feed for some appliances such as wall oven, cook top, hood fan and microwave. Replacing some pot lights and all the switches and plugs. | Canucks Electric Inc
NULL | NULL | 583 BEACH CRESCENT, Vancouver, BC V6Z 3E6 | Electrical Permit | Commercial | Renovation | Withdrawn | Installation / Repair - Commercial - Lobby renovation- new lighting, lighting changes | Western Summit Electric Ltd
EP-2022-03773 | 2022-05-09 | 8075 BORDEN STREET, Vancouver, BC V5P 3E6 | Electrical Permit | Residential | New | Expired | Temporary Power - Residential - To provide temporary power. | J M P Electrical Contractors Ltd
EP-2022-00286 | 2022-01-19 | 8075 BORDEN STREET, Vancouver, BC V5P 3E6 | Electrical Permit | Residential | New | Expired | Temporary Power - Residential - To provide temporary power. >NOTE: Work authorized by this permit is for placement of a temporary power pole only and does not authorize any site construction and/or excavation. A separate Building Permit will be required prior to commencement of any other work on this site. | Tatla Electrical Ltd
EP-2023-00807 | 2023-02-03 | 8075 BORDEN STREET, Vancouver, BC V5P 3E6 | Electrical Permit | Residential | New | Expired | Temporary Power - Residential - To provide temporary power. | 24/6 Electric Ltd
PP-2023-00522 | 2023-02-14 | 8075 BORDEN STREET, Vancouver, BC V5P 3E6 | Plumbing Permit | Residential | New | Completed | Residential - SUMP | Kingsman Excavating Ltd.
PP-2023-01229 | 2023-04-06 | 8075 BORDEN STREET, Vancouver, BC V5P 3E6 | Plumbing Permit | Residential | New | Completed | Residential - 2FD+2SS - NORTH - 8075 BORDEN ST - #1 & #2 SOUTH - 8077 BORDEN ST - #1 & #2 DWV, underground, waterline, finishing The entire building to be sprinklered to 2 x NFPA 13D >DB: To construct a two-storey two-family dwelling with two secondary suites located in the basement, with a detached accessory building (garage) at the rear and 2 open parking pads providing 4 parking spaces, having vehicular access from the lane. Note: This is a 2 storey building pursuant to the Zoning and Development By-Law. 1. Covenant registered at the Land Title Office under CA9779114 2. No strata titling of the secondary suites is permitted 3. A/C units proposed in the front and rear yards 4. No bar sinks proposed | Alpine Mechanicals Ltd
MP-2023-00629 | 2023-04-12 | 8075 BORDEN STREET, Vancouver, BC V5P 3E6 | Mechanical Permit | NULL | NULL | Completed | NULL | Alpine Mechanicals Ltd
SP-2023-00776 | 2023-05-04 | 8075 BORDEN STREET, Vancouver, BC V5P 3E6 | Sprinkler Permit | Residential | New | Completed | Residential - 2FD - NORTH - 8075 BORDEN ST - #1 & #2 SOUTH - 8077 BORDEN ST - #1 & #2 NEW HOME >DB: To construct a two-storey two-family dwelling with two secondary suites located in the basement, with a detached accessory building (garage) at the rear and 2 open parking pads providing 4 parking spaces, having vehicular access from the lane. Note: This is a 2 storey building pursuant to the Zoning and Development By-Law. 1. Covenant registered at the Land Title Office under CA9779114 2. No strata titling of the secondary suites is permitted 3. A/C units proposed in the front and rear yards 4. No bar sinks proposed 8. The entire building to be sprinklered to 2 x NFPA 13D | SBMS Construction Ltd
EP-2023-03888 | 2023-06-13 | 8075 BORDEN STREET, Vancouver, BC V5P 3E6 | Electrical Permit | Residential | New | Completed | Installation / Repair - Residential - New construction duplex home *An approved mechanical permit is required for the installation of air conditioning or heat pump unit at the time of installation before an electrical inspection will be performed >BP: To construct a two-storey two-family dwelling with two secondary suites ($1,015,000) located in the basement, with a detached accessory building (garage) at the rear and 2 open parking pads providing 4 parking spaces, having vehicular access from the lane. Note: This is a 2 storey building pursuant to the Zoning and Development By-Law. 1. Covenant registered at the Land Title Office under CA9779114 2. No strata titling of the secondary suites is permitted 3. A/C units proposed in the front and rear yards 4. No bar sinks proposed 5. Schedule B: JULIAN BOZSIK, P.Eng. - 604-431-0055 Structural & Geotechnical 6. Schedule B: Al Knutson, P.Eng. - 604-782-8074 Geotechnical 7. BC Housing Residential Builder – Jagraj Garcha 8. The entire building to be sprinklered to 2 x NFPA 13D | 24/6 Electric Ltd
GP-2023-01442 | 2023-05-19 | 8075 BORDEN STREET, Vancouver, BC V5P 3E6 | Gas Permit | Residential | New | Completed | Residential - 2FD+2SS - NORTH - 8075 BORDEN ST - #1 & #2 SOUTH - 8077 BORDEN ST - #1 & #2 new gas The entire building to be sprinklered to 2 x NFPA 13D >DB: To construct a two-storey two-family dwelling with two secondary suites located in the basement, with a detached accessory building (garage) at the rear and 2 open parking pads providing 4 parking spaces, having vehicular access from the lane. Note: This is a 2 storey building pursuant to the Zoning and Development By-Law. 1. Covenant registered at the Land Title Office under CA9779114 2. No strata titling of the secondary suites is permitted 3. A/C units proposed in the front and rear yards 4. No bar sinks proposed | Sodhi Development Ltd
EP-2023-03961 | 2023-05-08 | 8075 BORDEN STREET, Vancouver, BC V5P 3E6 | Electrical Permit | Residential | New | Completed | Installation / Repair - Residential - Security ALARM,INTERCOM, TELEPHONE,CABLE,COMPUTER, CCTV CAMERA SYSTEM, CHIME ROUGH-IN AND COMPLETiON. >BP: To construct a two-storey two-family dwelling with two secondary suites ($1,015,000) located in the basement, with a detached accessory building (garage) at the rear and 2 open parking pads providing 4 parking spaces, having vehicular access from the lane. >>>Amend: June 20th - increase value to $8,000 | Repel Security Systems Ltd
GP-2023-01667 | 2023-05-30 | 8075 BORDEN STREET, Vancouver, BC V5P 3E6 | Gas Permit | Residential | New | Completed | Residential - Main house fireplace >BP: To construct a two-storey two-family dwelling with two secondary suites | Canadian Fireplace Ltd
GP-2023-03144 | 2023-10-19 | 5991 BLENHEIM STREET, Vancouver, BC V6N 1R2 | Gas Permit | Residential | Renovation | Issued | Residential - Gas fireplace installation | 496302 BC Ltd
NULL | NULL | 6069 BLENHEIM STREET, Vancouver, BC V6N 1R3 | Mechanical Permit | NULL | NULL | Draft | NULL | NULL
EP-2022-09780 | 2022-11-21 | 6069 BLENHEIM STREET, Vancouver, BC V6N 1R3 | Electrical Permit | Residential | Renovation | Completed | Installation / Repair - Residential - Renovation electrical work including new wiring for kitchen, bathrooms, living room, bedrooms and outside plugs and lights. upgrade the service from 100A to 200A (CF-2021-014396) >BP: Exterior and interior alterations to add to the rear of the main and second floors (over crawl space) for this existing two storey plus basement one family dwelling on this inside without lane site. Existing two car garage is nonconforming. Related to CF-2021-014396 Structural Schedule B submitted by Vladimir Golijanin - 778.788.3055 | Zuoyuan Liu
PP-2022-03609 | 2022-10-12 | 6069 BLENHEIM STREET, Vancouver, BC V6N 1R3 | Plumbing Permit | Residential | Addition | Issued | Residential - New rough-in and fixture installation for addition part of existing house >BP: Exterior and interior alterations to add to the rear of the main and second floors (over crawl space) for this existing two storey plus basement one family dwelling on this inside without lane site. Existing two car garage is nonconforming. Related to CF-2021-014396 | AVATAR PLUMBING AND HEATING LTD
GP-2023-00033 | 2023-02-09 | 6069 BLENHEIM STREET, Vancouver, BC V6N 1R3 | Gas Permit | Residential | Renovation | Issued | Residential - Old house is getting renovated, so we need to relocate some appliances: Stove, BBQ box and boiler. Same BTU as previous appliances >BP: Exterior and interior alterations to add to the rear of the main and second floors (over crawl space) for this existing two storey plus basement one family dwelling on this inside without lane site. Existing two car garage is nonconforming. Related to CF-2021-014396 | AVATAR PLUMBING AND HEATING LTD
NULL | NULL | 6069 BLENHEIM STREET, Vancouver, BC V6N 1R3 | Gas Permit | Residential | Renovation | Withdrawn | Residential - relocate hotwater tank, relocate stove, upgrade furnace to boiler | AVATAR PLUMBING AND HEATING LTD
PP-2022-01502 | 2022-05-04 | 49 BOUNDARY ROAD, Vancouver, BC V5K 4R4 | Plumbing Permit | Residential | New | Completed | Residential - Installing a outdoor inground irrigation dual check valve assembly | NEW LEAF IRRIGATION INC
GP-2022-00638 | 2022-02-28 | 5108 BLENHEIM STREET, Vancouver, BC V6N 1N7 | Gas Permit | Residential | Renovation | Completed | Residential - replaced gas furnace | BNA Systems Inc and/or Kirkland Metal Shop Ltd
EP-2023-09619 | 2023-11-03 | 5176 BLENHEIM STREET, Vancouver, BC V6N 1N7 | Electrical Permit | Residential | Addition | Completed | Installation / Repair - Residential - HEAT PUMP INSTALL load calculation uploaded for reference MP-2023-01906 | Reliance Comfort Limited Partnership
MP-2023-01906 | 2023-10-24 | 5176 BLENHEIM STREET, Vancouver, BC V6N 1N7 | Mechanical Permit | NULL | NULL | Issued | NULL | Reliance Comfort Limited Partnership
GP-2023-03484 | 2023-11-10 | 5176 BLENHEIM STREET, Vancouver, BC V6N 1N7 | Gas Permit | Residential | Renovation - Dwelling Unit(s) only | Completed | Residential - FURANCE RE/RE WATER HEATER RE/RE | Reliance Comfort Limited Partnership
EP-2023-06646 | 2023-08-08 | 5226 BLENHEIM STREET, Vancouver, BC V6N 1N8 | Electrical Permit | Residential | Addition | Completed | Installation / Repair - Residential - SERVICE CHANGE MOVE ON LANEWAY HOUSE | G G S ELECTRICAL LTD
PP-2022-00307 | 2022-01-31 | 5338 BLENHEIM STREET, Vancouver, BC V6N 1P1 | Plumbing Permit | Residential | Renovation | Completed | Residential - Whole house being renovated. Exterior and interior alterations to add to the rear of the basement main and second floors, raise the existing front dormer, alter the front porch and to construct a new detached one car garage with ancillary storage having vehicular access from the rear lane. | Pacific Peak to Peak Plumbing & Heating Ltd
PP-2022-00514 | 2022-02-15 | 5338 BLENHEIM STREET, Vancouver, BC V6N 1P1 | Plumbing Permit | Residential | Renovation | Completed | Residential - Sump at front of house Sump at garage in rear | Headwater Management Ltd
EP-2022-01262 | 2022-02-17 | 5338 BLENHEIM STREET, Vancouver, BC V6N 1P1 | Electrical Permit | Residential | Renovation | Completed | Installation / Repair - Residential - Rewire entire house during renovation. Wire new garage. Upgrade electrical service from 100 amps to 200 amps. Install underground conduit for telus service. >BP: Exterior and interior alterations to add to the rear of the basement main and second floors, raise the existing front dormer, alter the front porch and to construct a new detached one car garage with ancillary storage having vehicular access from the rear lane. Exterior alterations reviewed and noted per K. Kalweit-Graham, February 21, 2021. REUP submitted by: Scott Silverton at 604-787-1952 Structural schedule B submitted by: Scott Ash-Anderson, 604-228-0518. Geotechnical schedule B submitted by: Ward Phillips, 604-716-8881 Entire building to be sprinklered to NFPA 13D requirements | Clay Electric Ltd
SP-2022-00171 | 2022-02-08 | 5338 BLENHEIM STREET, Vancouver, BC V6N 1P1 | Sprinkler Permit | Residential | New | Completed | Residential - Installation of New fire sprinkler system >BP: Exterior and interior alterations to add to the rear of the basement main and second floors, raise the existing front dormer, alter the front porch and to construct a new detached one car garage with ancillary storage having vehicular access from the rear lane. Exterior alterations reviewed and noted per K. Kalweit-Graham, February 21, 2021. REUP submitted by: Scott Silverton at 604-787-1952 Structural schedule B submitted by: Scott Ash-Anderson, 604-228-0518. Geotechnical schedule B submitted by: Ward Phillips, 604-716-8881 Entire building to be sprinklered to NFPA 13D requirements Reviewed under VBBL 2019 | Fire Busters Inc
GP-2022-01380 | 2022-05-05 | 5338 BLENHEIM STREET, Vancouver, BC V6N 1P1 | Gas Permit | Residential | New | Completed | Residential - Full house renovation. ** Amend 10/12/2022** add 75 feet of underground gas pipe from the new as meter to the house | Pacific Peak to Peak Plumbing & Heating Ltd
GP-2022-03648 | 2022-11-21 | 5356 BLENHEIM STREET, Vancouver, BC V6N 1P1 | Gas Permit | Residential | Renovation | Completed | Residential - Re and re furnace | Lambert Plumbing & Heating Ltd
GP-2023-03020 | 2023-10-12 | 5432 BLENHEIM STREET, Vancouver, BC V6N 1P3 | Gas Permit | Residential | Renovation | Completed | Residential - furnace replacement 70000btu upflow | Pacific Coast Heating Services Ltd.
EP-2022-04595 | 2022-06-01 | 5503 BLENHEIM STREET, Vancouver, BC V6N 1P4 | Electrical Permit | Residential | New | Expired | Temporary Power - Residential - To provide temporary power. | O J ELECTRIC LTD
MP-2023-02070 | 2023-11-22 | 5503 BLENHEIM STREET, Vancouver, BC V6N 1P4 | Mechanical Permit | NULL | NULL | Issued | NULL | P&K Mechanical Ltd
NULL | NULL | 5503 BLENHEIM STREET, Vancouver, BC V6N 1P4 | Electrical Permit | Commercial | New | Draft | Installation / Repair - Commercial - New triplex construction and house load. | O J ELECTRIC LTD
EP-2022-07332 | 2022-09-01 | 5503 BLENHEIM STREET, Vancouver, BC V6N 1P4 | Electrical Permit | Residential | New | Issued | Installation / Repair - Residential - MCD - New triplex construction and new house load. >BP: To relocate, alter, add to and convert this existing Heritage 'B' one-family dwelling to a multiple conversion dwelling containing three (3) dwelling units and an attached three-car garage, having vehicular access from Mayfair Avenue. | O J ELECTRIC LTD
EP-2023-05446 | 2023-06-16 | 5503 BLENHEIM STREET, Vancouver, BC V6N 1P4 | Electrical Permit | Residential | New | Issued | Temporary Power - Residential - To provide temporary power. | O J ELECTRIC LTD
MP-2023-00748 | 2023-05-01 | 5503 BLENHEIM STREET, Vancouver, BC V6N 1P4 | Mechanical Permit | NULL | NULL | Issued | NULL | BPH Mechanical Systems Ltd.
EP-2022-02394 | 2022-03-30 | 5510 BLENHEIM STREET, Vancouver, BC V6N 1P5 | Electrical Permit | Residential | Renovation | Issued | Installation / Repair - Residential - “HOMEOWNER PERMIT” Update small amount of remaining knob and tube wiring. Update outlets to child proof Update breakers to applicable outlets to Arc Fault. | NULL
GP-2023-00475 | 2023-02-10 | 5530 BLENHEIM STREET, Vancouver, BC V6N 1P5 | Gas Permit | Residential | Renovation | Completed | Residential - Installation of 1 gas fireplace - venting and hook up only | Urban Fireplaces Ltd
EP-2023-05338 | 2023-06-14 | 5595 BLENHEIM STREET, Vancouver, BC V6N 1P6 | Electrical Permit | Residential | New | Issued | Temporary Power - Residential - To provide temporary power. | F & S Electrical Ltd
EP-2024-00348 | 2024-01-18 | 5595 BLENHEIM STREET, Vancouver, BC V6N 1P6 | Electrical Permit | Residential | New | Issued | Installation / Repair - Residential - Full new single family dwelling with detached garage. Heat pump, EV provisions, fittings and fixtures throughout. 200A 1phase service to private pole on the N.E corner of the property. To construct a 2 storey + cellar one-family dwelling ($858,250.00) with a roof top patio and a detached accessory building (garage), at the rear providing 2 parking spaces, having vehicular access from Blenheim Street. | F & S Electrical Ltd
PP-2023-03575 | 2023-10-11 | 5595 BLENHEIM STREET, Vancouver, BC V6N 1P6 | Plumbing Permit | Residential | New | Issued | Residential - 1FD - installing fixtures >DB: To construct a 2 storey + cellar one-family dwelling with a roof top patio and a detached accessory building (garage), at the rear providing 2 parking spaces, having vehicular access from Blenheim Street. Note: This is a 2 storey building pursuant to the Zoning and Development By-Law 1- Bar/Sink proposed in the cellar 2- External mechanical unit proposed in the East side yard 9- The entire building to be sprinklered to NFPA 13D. 10- Building envelope and environmental separation as per Part 5 design ***This permit has been issued under the VBBL 2019, with updated energy requirements as per bylaw # 12997 effective Jan 01, 2022.*** | MCKIM MECHANICAL
GP-2023-03152 | 2023-10-20 | 5595 BLENHEIM STREET, Vancouver, BC V6N 1P6 | Gas Permit | Residential | New | Issued | Residential - install gas from meter to range, BBQ box and firebowl >BP: To construct a 2 storey + cellar one-family dwelling ($858,250.00) with a roof top patio and a detached accessory building (garage), at the rear providing 2 parking spaces, having vehicular access from Blenheim Street. | MCKIM MECHANICAL
PP-2023-03382 | 2023-09-22 | 5595 BLENHEIM STREET, Vancouver, BC V6N 1P6 | Plumbing Permit | Residential | New | Issued | Residential - Install two outside storm sump | PTL Contracting Ltd
EP-2023-06032 | NULL | 6045 BEATRICE STREET, Vancouver, BC V5P 3R3 | Electrical Permit | Residential | Addition | Application Incomplete | Installation / Repair - Residential - power for heat pump. -reference: CF-2023-007035; CF-2021-016813; CF-2021-012432 | Green Mountain Multitech Ltd
MP-2023-01243 | 2023-07-11 | 6045 BEATRICE STREET, Vancouver, BC V5P 3R3 | Mechanical Permit | NULL | NULL | Issued | NULL | CoStar Home Energy Ltd
EP-2022-02834 | 2022-05-13 | 6045 BEATRICE STREET, Vancouver, BC V5P 3R3 | Electrical Permit | Residential | Renovation | Issued | Installation / Repair - Residential - MANDATORY ELECTRICAL WORK only as per COV letter dated: January 18, 2022 IA-2021-00301 CF-2021-016813/ Electrical CF-2021-012432/ Building | David R Burke
EP-2023-04471 | 2023-06-01 | 6112 BEATRICE STREET, Vancouver, BC V5P 3R2 | Electrical Permit | Residential | Renovation | Issued | Installation / Repair - Residential - 100 amp overhead service upgrade to 200amp , Branch circuit for heat pump | Vector Home Services Inc
PP-2022-01075 | 2022-03-30 | 5816 BEATRICE STREET, Vancouver, BC V5P 3P9 | Plumbing Permit | Residential | New | Completed | Residential - 2FD+SS - FRONT UNIT - 5816 BEATRICE ST - #1 & #2 BACK UNIT - 5814 BEATRICE ST Plumbing and Radiant heating To construct a two-storey two-family dwelling with a secondary suites located in the basement, with a detached accessory building (garage) and open parking space at the rear providing 3 parking spaces, having vehicular access from the lane. Note: This is a 2 storey building pursuant to the Zoning and Development By-Law 1. No strata titling permitted. 2. A/C units proposed in rear yard. 3. Bar sinks proposed in main floor. | Young Boys Mechanical Ltd
NULL | NULL | 5816 BEATRICE STREET, Vancouver, BC V5P 3P9 | Gas Permit | Residential | New | Draft | Residential - To install 2 boiler 2 range There is pipping for 2 range | JOT MECHANICAL LTD
SP-2022-00547 | 2022-04-19 | 5816 BEATRICE STREET, Vancouver, BC V5P 3P9 | Sprinkler Permit | Residential | New | Completed | Residential - duplex with new sprinklers >BP: To construct a two-storey two-family dwelling with a secondary suites located in the basement, with a detached accessory building (garage) and open parking space at the rear providing 3 parking spaces, having vehicular access from the lane. Note: This is a 2 storey building pursuant to the Zoning and Development By-Law 1. No strata titling permitted. 2. A/C units proposed in rear yard. 3. Bar sinks proposed in main floor. 4. Schedule B: Md.Shahidul Alam P.Eng (604.653.7475) Structural & Geotechnical 5. HPO: Bahia Construction Ltd FRONT UNIT #1-5816 Beatrice St - One Family Dwelling (west portion of 1st-2nd floor) #2-5816 Beatrice St - Secondary Suite (west portion of basement) BACK UNIT 5814 Beatrice St - One Family Dwelling (east portion of 1st-2nd floor) Address and suite numbers assigned as per approved plans for Fire and Emergency response. The address numbers are to be posted to the building to be visible from the street and the suite numbers are to be posted at the suite entries in accordance with the Building By-law prior to final inspection. Combustible projections or roof soffits on an exposing building face shall not project to less than .45m from the property line and shall be in compliance with VBBL 2019 9.10.15.5.(9) The entire building, to be sprinklered to 2 x NFPA 13D. ******THIS PERMIT HAS BEEN ISSUED UNDER THE REQUIREMENTS OF VBBL #12511 (2019)****** | BC Fire Sprinklers Ltd
EP-2022-03008 | 2022-04-19 | 5816 BEATRICE STREET, Vancouver, BC V5P 3P9 | Electrical Permit | Residential | New | Completed | Installation / Repair - Residential - A two-storey two-family dwelling with a secondary suite. Man Consumer's Service: 200 amp. 2 Electric Meters. 125 amp for each unit. >BP: To construct a two-storey two-family dwelling with a secondary suites located in the basement, with a detached accessory building (garage) and open parking space at the rear providing 3 parking spaces, having vehicular access from the lane. Note: This is a 2 storey building pursuant to the Zoning and Development By-Law 1. No strata titling permitted. 2. A/C units proposed in rear yard. 3. Bar sinks proposed in main floor. 4. Schedule B: Md.Shahidul Alam P.Eng (604.653.7475) Structural & Geotechnical 5. HPO: Bahia Construction Ltd FRONT UNIT #1-5816 Beatrice St - One Family Dwelling (west portion of 1st-2nd floor) #2-5816 Beatrice St - Secondary Suite (west portion of basement) BACK UNIT 5814 Beatrice St - One Family Dwelling (east portion of 1st-2nd floor) Address and suite numbers assigned as per approved plans for Fire and Emergency response. The address numbers are to be posted to the building to be visible from the street and the suite numbers are to be posted at the suite entries in accordance with the Building By-law prior to final inspection. Combustible projections or roof soffits on an exposing building face shall not project to less than .45m from the property line and shall be in compliance with VBBL 2019 9.10.15.5.(9) The entire building, to be sprinklered to 2 x NFPA 13D. ******THIS PERMIT HAS BEEN ISSUED UNDER THE REQUIREMENTS OF VBBL #12511 (2019)****** Amend: Apr 20, 2022 amend extra low rough wiring only on permit. | H.L. ELECTRICAL LTD
PP-2022-00681 | 2022-02-28 | 5816 BEATRICE STREET, Vancouver, BC V5P 3P9 | Plumbing Permit | Residential | New | Completed | Residential - 2FD+SS - #1 & #2 - sump, sanitary and storm connection To construct a two-storey two-family dwelling with a secondary suites located in the basement, with a detached accessory building (garage) and open parking space at the rear providing 3 parking spaces, having vehicular access from the lane. Note: This is a 2 storey building pursuant to the Zoning and Development By-Law 1. No strata titling permitted. 2. A/C units proposed in rear yard. 3. Bar sinks proposed in main floor. | GNA Contracting Ltd
PP-2023-01594 | 2023-05-05 | 6007 BEATRICE STREET, Vancouver, BC V5P 3R3 | Plumbing Permit | Residential | New | Issued | Residential - 2FD - Two out side sumps with out pump AMEND: JAN 18/2024 PLEASE SEE ATTACHED GEO TECH LETTER SAY NO PEAT, SUMPS BEEN INSTALLED ON HARD GROUND | JVT EXCAVATING & DEMOLITION LTD
EP-2023-01262 | 2023-02-13 | 6007 BEATRICE STREET, Vancouver, BC V5P 3R3 | Electrical Permit | Residential | New | Issued | Temporary Power - Residential - To provide temporary power. | Altech Electric Ltd
PP-2023-01372 | 2023-04-20 | 6007 BEATRICE STREET, Vancouver, BC V5P 3R3 | Plumbing Permit | Residential | New | Issued | Residential - Supply And Installation of all plumbing inside units. >BP: To construct a two and one half storey, two-family dwelling with 1 surface parking stall and a detached accessory building (garage) at the rear providing 2 parking spaces, having vehicular access from the lane. 1. Heat pump units proposed 2. Bar sinks NOT proposed 3. Schedule B: Jian Zhong Jin. P.Eng (604.362.7021) Geotechnical 4. Schedule B: Ke Jian, Ma P.Eng (604.599.8890) Structural 5. HPO: Residential Builder - Conquest Enterprises Inc. | Westcoast Waterworks Co Inc.
EP-2023-03603 | 2023-05-01 | 6007 BEATRICE STREET, Vancouver, BC V5P 3R3 | Electrical Permit | Residential | New | Issued | Installation / Repair - Residential - Electrical wiring for duplex house and with two 200amp separate overhead service *An approved mechanical permit is required for the installation of air conditioning or heat pump unit at the time of installation before an electrical inspection will be performed >BP: To construct a two and one half storey, two-family dwelling ($701,155) with 1 surface parking stall and a detached accessory building (garage) at the rear providing 2 parking spaces, having vehicular access from the lane. 1. Heat pump units proposed 2. Bar sinks NOT proposed 3. Schedule B: Jian Zhong Jin. P.Eng (604.362.7021) Geotechnical 4. Schedule B: Ke Jian, Ma P.Eng (604.599.8890) Structural 5. HPO: Residential Builder - Conquest Enterprises Inc. ***This permit is issued under the VBBL 2019, with updated energy requirements as per bylaw # 12997 effective Jan 01, 2022.*** | Altech Electric Ltd
EP-2023-08641 | 2023-09-25 | 6007 BEATRICE STREET, Vancouver, BC V5P 3R3 | Electrical Permit | Residential | New | Issued | Installation / Repair - Residential - Security Alarm-complete, telephone, tv, doorbell. >BP: To construct a two and one half storey, two-family dwelling ($701,155) with 1 surface parking stall and a detached accessory building (garage) at the rear providing 2 parking spaces, having vehicular access from the lane. 1. Heat pump units proposed 2. Bar sinks NOT proposed 3. Schedule B: Jian Zhong Jin. P.Eng (604.362.7021) Geotechnical 4. Schedule B: Ke Jian, Ma P.Eng (604.599.8890) Structural 5. HPO: Residential Builder - Conquest Enterprises Inc. | Best Built-In Centre Ltd
SP-2023-01626 | 2023-09-07 | 6007 BEATRICE STREET, Vancouver, BC V5P 3R3 | Sprinkler Permit | Residential | New | Issued | Residential - 2FD - FRONT - 6007 BEATRICE ST - #1 BACK - 6007 BEATRICE ST - #2 New sprinkler system >DB: To construct a two and one half storey, two-family dwelling with 1 surface parking stall and a detached accessory building (garage) at the rear providing 2 parking spaces, having vehicular access from the lane. 1. Heat pump units proposed 2. Bar sinks NOT proposed ***This permit is issued under the VBBL 2019, with updated energy requirements as per bylaw # 12997 effective Jan 01, 2022.*** | Haven Fire Protection Ltd
PP-2023-03964 | 2023-11-09 | 6007 BEATRICE STREET, Vancouver, BC V5P 3R3 | Plumbing Permit | Residential | New | Issued | Residential - Install 1 Sump Pump For Storm System NOTE: Engineering Assurance letter will be submitted to the Plumbing Inspector on the site. Letter shall conform to the requirements of Vancouver Bulletin 2000-008-EL/PL. | Westcoast Waterworks Co Inc.
GP-2022-00599 | 2022-02-24 | 3465 BELLA-VISTA STREET, Vancouver, BC V5N 3X1 | Gas Permit | Residential | Renovation | Completed | Residential - Re&RE Furnace BTU 70.000 | Milani Plumbing Heating & Air Conditioning Ltd
GP-2023-01358 | 2023-05-26 | 3476 BELLA-VISTA STREET, Vancouver, BC V5N 3W9 | Gas Permit | Residential | Renovation | Completed | Residential - Replace water heater with high efficiency tankless water heater | William Jones
EP-2023-02101 | 2023-03-13 | 3476 BELLA-VISTA STREET, Vancouver, BC V5N 3W9 | Electrical Permit | Residential | Addition | Completed | Installation / Repair - Residential - Wire for For security system >BP: Addition/Alterations to this existing one family dwelling. Scope of work to include remove rear deck and carport and replace with smaller deck, construction of garage, reconstruction of front porch, relocation of front entrance door, replacement of low performance windows on side of house with new high performance windows, removal of concrete path around house, landscaping including new permeable pavers around house and rear yard and removal of stucco siding, replace with board and batten above and shingles on front dormer. scope of work: remove rear deck and carport and replace with balcony, staircase. add garage in rear yard with access from lane Note: Green Roof shall be designed in accordance with VBBL 3.1.14.4. requirement Structural/Geotechnical Schedule B submitted by Jeff Allester, P. Eng. - 604.228.0518 Revision #2: Value of work: 20,000; Total Project Value = 150,000 + 20,000 = 170,000 Replace all windows, deck extension with additional structure, foundation support beam extension and removal of 2 support columns, reconstruction of framing members, and ledger notes. Details for New exterior underpinning, garage, and reconstructed structure connections. | Provident Security Corp
PP-2022-02120 | 2022-06-17 | 3476 BELLA-VISTA STREET, Vancouver, BC V5N 3W9 | Plumbing Permit | Residential | Renovation | Completed | Residential - Drain tile >Addition/Alterations to this existing one family dwelling. Scope of work to include remove rear deck and carport and replace with smaller deck, construction of garage, reconstruction of front porch, relocation of front entrance door, replacement of low performance windows on side of house with new high performance windows, removal of concrete path around house, landscaping including new permeable pavers around house and rear yard and removal of stucco siding, replace with board and batten above and shingles on front dormer. scope of work: remove rear deck and carport and replace with balcony, staircase. add garage in rear yard with access from lane Note: Green Roof shall be designed in accordance with VBBL 3.1.14.4. requirement Structural/Geotechnical Schedule B submitted by Jeff Allester, P. Eng. - 604.228.0518 note: - Roof drainage to drain tile - Door when open and/or eaves or other appendages shall not project beyond any property line. Accessory buildings shall be located in the rear yard and may not occupy more than 80% of the width of the site. All debris shall be cleared and the site levelled to the satisfaction of the City Building Inspector. Work under this permit may not proceed beyond the excavation and construction of foundation forms until the permit been marked "plans accepted" and countersigned by the City Building Inspector on the "Building Permit Inspection Approval Record". It is the applicant's responsibility to contact the Inspector. Amend: July 15, 2022 add 1 Outside Sump to fixture | PGC Enterprises Ltd
EP-2022-06882 | 2022-08-18 | 3476 BELLA-VISTA STREET, Vancouver, BC V5N 3W9 | Electrical Permit | Residential | Addition | Completed | Installation / Repair - Residential - 200A Service Upgrade (overhead), underground trench to new detached garage with 100A feeder and 100A sub panel in new garage. Basic garage rough wire (lights, outlets, switch) + EV Charger circuit + AC circuit. >>BP: Addition/Alterations to this existing one family dwelling. Scope of work to include remove rear deck and carport and replace with smaller deck, construction of garage, reconstruction of front porch, relocation of front entrance door, replacement of low performance windows on side of house with new high performance windows, removal of concrete path around house, landscaping including new permeable pavers around house and rear yard and removal of stucco siding, replace with board and batten above and shingles on front dormer. scope of work: remove rear deck and carport and replace with balcony, staircase. add garage in rear yard with access from lane Note: Green Roof shall be designed in accordance with VBBL 3.1.14.4. requirement Structural/Geotechnical Schedule B submitted by Jeff Allester, P. Eng. - 604.228.0518 note: - Roof drainage to drain tile - Door when open and/or eaves or other appendages shall not project beyond any property line. Accessory buildings shall be located in the rear yard and may not occupy more than 80% of the width of the site. All debris shall be cleared and the site levelled to the satisfaction of the City Building Inspector. Work under this permit may not proceed beyond the excavation and construction of foundation forms until the permit been marked "plans accepted" and countersigned by the City Building Inspector on the "Building Permit Inspection Approval Record". It is the applicant's responsibility to contact the Inspector. | Fowlstone Electric Ltd
EP-2023-00425 | 2023-02-01 | 2150 BRIGADOON AVENUE, Vancouver, BC | Electrical Permit | Commercial | Renovation | Completed | Installation / Repair - Commercial - Flood, inspect and rectify branch circuits and related wiring. Help with embedment process and replacing damaged fixtures. -CF-2023-000315 >>Amend: April 27th, uploaded revised F/A Verification report | Novawest Electrical Services Ltd
PP-2023-00313 | 2023-02-01 | 2150 BRIGADOON AVENUE, Vancouver, BC | Plumbing Permit | Commercial | Renovation | Completed | Commercial - **BP-2023-00385: In Review Install 10 sinks these are classroom sinks Install 6 faucets Install DW Install 2 water fountains Install 2 toilets >BP: Alterations to repair water damage at this existing Elementary School building on this site. | Cobing Building Solutions Ltd
EP-2023-02723 | 2023-03-29 | 2150 BRIGADOON AVENUE, Vancouver, BC | Electrical Permit | Commercial | Renovation | Completed | Installation / Repair - Commercial - Replacing Motions, Light switches, relays and lighting controllers >BP: Alterations to repair water damage at this existing Elementary School building on this site. No drawings required and ok for DTI - Field Review as per DBI Brad Marsh | ESC Automation Inc
EP-2022-02610 | 2022-04-01 | 7110 BLENHEIM STREET, Vancouver, BC V6N 1S3 | Electrical Permit | Residential | Renovation | Completed | Installation / Repair - Residential - Add 60amp sub panel (existing service is 400 amps), general lights and receptacles (CF-2017-012085) >BP: To construct a new medium hazard industrial farm building (F2 occupancy) on this existing site, currently occupied by a few buildings including a single family house and 3 small detached accessory buildings. This proposed building will have 4 stables, a tack room, feed/hay storage, a workshop, and roof overhangs that create a covered breezeway at the North and South sides of the building. NOTE: the building has been constructed prior to issuance of a Building Permit. ** This site is within the designated Fraser River Flood Plain for which the flood construction level = 4.6 m GVRD datum ** Covenants have been registered on title in conjunction with this permit. ***This permit has been reviewed under the 2014 Vancouver Building By-law (#10908).*** Revision#1 - Dec 9 - J. Chen - Change of applicant and property owner - Change of Structural Engineer and replace Structural Drawings | Vikor I Electric Inc
GP-2022-00631 | 2022-03-01 | 7349 BLENHEIM STREET, Vancouver, BC V6N 1S2 | Gas Permit | Residential | Renovation | Completed | Residential - Install Boilers, Fireplaces, Barbecue | Ridgeway Mechanical Ltd
EP-2022-02054 | 2022-03-14 | 7349 BLENHEIM STREET, Vancouver, BC V6N 1S2 | Electrical Permit | Residential | Renovation - Dwelling Unit(s) only | Expired | Temporary Power - Residential - To provide temporary power. | Protec Installations Group
SP-2021-01604 | 2022-03-22 | 7349 BLENHEIM STREET, Vancouver, BC V6N 1S2 | Sprinkler Permit | Residential | New | Completed | Residential - For all sprinkler work to the 2019 VBBL; NFPA 13, 2013 for the protection of the tractor shed, greenhouse, barn (stable) and caretakers unit; and, NFPA 13D for the main residence for renovation of existing buildings on this existing site which includes a complete renovation of a two storey residence, Caretakers suite, Barn (Stable), Tractor Storage , green house c/w washroom and storage area. Site Description: Addition/Alteration to this existing one family dwelling. Associated to DP-2021-00330. Scope of work to include alterations to interiors, cladding, and windows. There will also be renovations to the accessory buildings, such as an extension to the greenhouse and stable building (tractor shed). The rear yard landscaping will be updated with a renovated existing pool and patio. The design intent is for a modern country farmhouse aesthetic to fit with the Southlands character. This application does not include any of the following: 1. Warehouse storage arrangements, or mobile compact storage arrangements. 2. Flexible sprinkler pipe. 3. Information Technology Equipment Rooms (e.g. IT Rooms, LAN Rooms, etc.). 4. New alternative solutions and/or modifications to existing alternative solutions. Notes: 1. Fire Protection Engineer of Record Mr. Tian Cai, P.Eng. of TC Engineering Ltd. T: (604) 475-7733 2. One set of approved drawings and permit to be available for viewing at the jobsite. 3. *** All flow switch and all shut-off valves to be electrically supervised. *** 4. *** Per March 14, 2022 email from Marko Simcic, Architect AIBC of Simcic Architecture, the stable / barn building is being heated and kept to a minimum temperature of 5° Celsius. *** 5. *** Per March 15, 2022 email from Tian Cai, P.Eng. of TC Engineering all sprinkler piping serving EC sprinklers to be a minimum 1 1/4 in. diameter pipe. *** | Westech Fire Protection Systems Ltd
EP-2022-08824 | 2022-10-18 | 7349 BLENHEIM STREET, Vancouver, BC V6N 1S2 | Electrical Permit | Residential | Renovation | Completed | Installation / Repair - Residential - Installation of security system >BP: Addition/Alteration to this existing one family dwelling. Associated to DP-2021-00330. Scope of work to include alterations to interiors, cladding, and windows. There will also be renovations to the accessory buildings, such as an extension to the greenhouse and stable building(tractor shed). The rear yard landscaping will be updated with a renovated existing pool and patio. The design intent is for a modern country farmhouse aesthetic to fit with the Southlands character. Scope of work involves sprinklering of Stable building with NFPA 13 and residence with NFPA 13D. Note: This is reviewed under VBBL 2019 and issued during health pandemic 2020 and 2021. | Provident Security Corp
EP-2022-01466 | 2022-02-24 | 7375 BLENHEIM STREET, Vancouver, BC V6N 1S2 | Electrical Permit | Residential | Tenant Improvement | Completed | Installation / Repair - Residential - Replacement of faulty fire alarm control panel. Note: This permit has been issued based on Bulletin 2018-004-BU/EL. | 0777792 BC Ltd
GP-2023-00687 | 2023-02-24 | 2286 BURQUITLAM DRIVE, Vancouver, BC V5P 2P1 | Gas Permit | Residential | New | Completed | Residential - Gas range re/re | Super Tech Appliances Installation Ltd
EP-2022-04306 | 2022-05-24 | 333 BOUNDARY ROAD, Vancouver, BC V5K 4S1 | Electrical Permit | Residential | New | Expired | Temporary Power - Residential - To provide temporary power. | OPTIMUM ELECTRICAL LTD
GP-2023-00873 | 2023-03-13 | 333 BOUNDARY ROAD, Vancouver, BC V5K 4S1 | Gas Permit | Residential | New | Completed | Residential - 333 boundary rd to install 1 boiler 1 range 1 bbq 3692 franklin st to install 1 boiler 1 range 1 bbq >BP: To construct a 2 storey two-family dwelling with 2 secondary suites located in the Basement with a detached accessory building (garage) and 2 open parking at the rear providing 4 parking spaces, having vehicular access from the lane. | Symbolistic Heating Ltd
MP-2023-00125 | 2023-01-31 | 333 BOUNDARY ROAD, Vancouver, BC V5K 4S1 | Mechanical Permit | NULL | NULL | Completed | NULL | SUNSHINE PLUMBING LTD
EP-2023-01251 | 2023-02-28 | 333 BOUNDARY ROAD, Vancouver, BC V5K 4S1 | Electrical Permit | Residential | New | Completed | Installation / Repair - Residential - rough wiring, finishing and service of new duplex main service 200 amps duplex both; 125 amps >BP: To construct a 2 storey two-family dwelling with 2 secondary suites located in the Basement ($1,017,640) with a detached accessory building (garage) and 2 open parking at the rear providing 4 parking spaces, having vehicular access from the lane. Note: The entire building, INCLUDING THE ATTACHED GARAGE (if applicable), to be sprinklered to 2 x NFPA 13D 1. Covenant registered at the Land Title Office under CB130916 2. A/C proposed – Exterior component located in Rear, Interior component located in Second Floor. 3. Schedule B: (A.S. Rathod) P.Eng (778.885.0551) Structural & Geotechnical 4. HPO: Residential Builder- Hari Homes Incorporated Note: This is a 2 storey building pursuant to the Zoning and Development By-Law **THIS PERMIT HAS BEEN ISSUED UNDER THE REQUIREMENTS OF VBBL #12511 (2019)** | OPTIMUM ELECTRICAL LTD
EP-2023-02865 | 2023-04-03 | 333 BOUNDARY ROAD, Vancouver, BC V5K 4S1 | Electrical Permit | Residential | New | Completed | Installation / Repair - Residential - tv, telephone, security alarm prewire and complete >BP: To construct a 2 storey two-family dwelling with 2 secondary suites located in the Basement ($1,017,640) with a detached accessory building (garage) and 2 open parking at the rear providing 4 parking spaces, having vehicular access from the lane | Tvisha Technologies Ltd
SP-2023-00631 | 2023-04-12 | 333 BOUNDARY ROAD, Vancouver, BC V5K 4S1 | Sprinkler Permit | Residential | New | Completed | Residential - 2FD+2SS - EAST - 333 BOUNDARY RD - #1 & #2 WEST - 3692 FRANKLIN ST - #1 & #2 Install sprinklers in Duplex >DB: To construct a 2 storey two-family dwelling with 2 secondary suites located in the Basement with a detached accessory building (garage) and 2 open parking at the rear providing 4 parking spaces, having vehicular access from the lane. Note: The entire building, INCLUDING THE ATTACHED GARAGE (if applicable), to be sprinklered to 2 x NFPA 13D 1. Covenant registered at the Land Title Office under CB130916 2. A/C proposed – Exterior component located in Rear, Interior component located in Second Floor. | Gold Key Fire Protection Ltd
PP-2022-04055 | 2022-11-09 | 333 BOUNDARY ROAD, Vancouver, BC V5K 4S1 | Plumbing Permit | Residential | New | Issued | Residential - Sumps | BESTWAY EXCAVATING & DEMOLITION 2008 LTD
PP-2023-00193 | 2023-01-23 | 333 BOUNDARY ROAD, Vancouver, BC V5K 4S1 | Plumbing Permit | Residential | New | Completed | Residential - Installing new plumbing fixtures inside the duplex >BP: To construct a 2 storey two-family dwelling with 2 secondary suites located in the Basement ($1,017,640) with a detached accessory building (garage) and 2 open parking at the rear providing 4 parking spaces, having vehicular access from the lane. Note: The entire building, INCLUDING THE ATTACHED GARAGE (if applicable), to be sprinklered to 2 x NFPA 13D 1. Covenant registered at the Land Title Office under CB130916 2. A/C proposed – Exterior component located in Rear, Interior component located in Second Floor. 3. Schedule B: (A.S. Rathod) P.Eng (778.885.0551) Structural & Geotechnical 4. HPO: Residential Builder- Hari Homes Incorporated Note: This is a 2 storey building pursuant to the Zoning and Development By-Law **THIS PERMIT HAS BEEN ISSUED UNDER THE REQUIREMENTS OF VBBL #12511 (2019)** | SUNSHINE PLUMBING LTD
EP-2023-09914 | 2023-11-29 | 575 BOUNDARY ROAD, Vancouver, BC V5K 4S5 | Electrical Permit | Residential | Renovation | Completed | Installation / Repair - Residential - 200 amp service upgrade. Outlet for EVC | EVANSON ELECTRIC LTD
EP-2023-00647 | 2023-01-27 | 851 BOUNDARY ROAD, Vancouver, BC V5K 4T2 | Electrical Permit | Commercial | New | Completed | Installation / Repair - Commercial - Install Cat6 and Ca6A cables in the basement, 1st floor & 2nd Floor; fiber & Cat3 cable between 3 communication room. Supply and install: pathways for the communications cabling; a dedicated 5-20R 120V Duplex receptacle; a dedicated 2 - 5-30R 120V Duplex receptacle in each room 1 on EM power and 1 on Utility; 48” Led Strip light fixtures; a dedicated 2 - 6-30R 120V Duplex receptacle in each room1 on EM power and 1 on Utility. | Houle Electric Limited
EP-2023-01838 | 2023-03-07 | 851 BOUNDARY ROAD, Vancouver, BC V5K 4T2 | Electrical Permit | Commercial | NULL | Issued | Annual / Operating - Maintenance of existing operating electrical equipment (fire alarm system). | Jasbir Sidhu & Inderjit K Sidhu & Robert Azevedo
EP-2023-06357 | 2023-07-14 | 851 BOUNDARY ROAD, Vancouver, BC V5K 4T2 | Electrical Permit | Commercial | Addition | Completed | Installation / Repair - Commercial - 5 Intercom installation Site Contact Eduardo Fernandes- (604) 928-5455 No Mag locks | Paladin Technologies Inc
PP-2023-00830 | 2023-03-13 | 1031 BOUNDARY ROAD, Vancouver, BC V5K 4T2 | Plumbing Permit | Residential | Renovation | Completed | Residential - Attached garage: 4 fixtures cap off ( WC ×1, Wash basin ×1, Shower ×1, Kitchen sink ×1) >DB: Interior/Exterior alterations to this existing one family dwelling scope of work: 1. Convert carport to garage; 2. alterations to 1st and 2nd floor; 3 add cover to rear upper deck etc. | Green Earth Plumbing and Heating Ltd
EP-2023-02224 | 2023-03-16 | 1031 BOUNDARY ROAD, Vancouver, BC V5K 4T2 | Electrical Permit | Residential | Renovation | Completed | Installation / Repair - Residential - Demolition unsafe electrical wire in garage, relocate the sub-panel, interconnect smoke alarms and install outlets for garage door. >BP: Interior/Exterior alterations to this existing one family dwelling scope of work: 1. Convert carport to garage; 2. alterations to 1st and 2nd floor; 3 add cover to rear upper deck etc. | Technics Electric Ltd
PP-2022-00464 | 2022-02-10 | 1451 BURNABY STREET, Vancouver, BC V6G 1W6 | Plumbing Permit | Commercial | Addition | Completed | Commercial - Multiple back flow instal as per city inspection | First Rate Mechanical Services Ltd
GP-2021-04356 | 2022-01-05 | 1516 BURNABY STREET, Vancouver, BC V6G 1W9 | Gas Permit | Residential | Renovation - Dwelling Unit(s) only | Completed | Residential - Installing new boiler RE & RE 399,000 BTU | Reid Brothers Plumbing & Heating Ltd
PP-2022-04319 | 2022-12-02 | 1516 BURNABY STREET, Vancouver, BC V6G 1W9 | Plumbing Permit | Commercial | Addition | Completed | Commercial - Install 2" DCVA in mechanical room as required by Paul Allen the cross connection control inspector | Shimon Cohen
SP-2022-01129 | 2022-08-05 | 1521 BURNABY STREET, Vancouver, BC V6G 1X1 | Sprinkler Permit | Residential | Tenant Improvement | Completed | Residential - Install new 3 inch Double Check Valve Assembly to the 2019 VBBL and NFPA 13, 2013. | Five Star Fire Protection Ltd
GP-2023-04145 | 2023-12-21 | 1540 BURNABY STREET, Vancouver, BC V6G 1W9 | Gas Permit | Residential | Renovation | Issued | Residential - Re/Re Boiler | Lambert Plumbing & Heating
SP-2023-01472 | 2023-11-10 | 1650 BURNABY STREET, Vancouver, BC V6G 1X3 | Sprinkler Permit | Residential | Tenant Improvement | Completed | Residential - For sprinkler system alterations to the 2019 VBBL, NFPA 13 (2013), and NFPA 14 (2013) for the tenant improvements to install a new backflow at this existing 13 storey apartment building. Engineer of Record: Dan Wong 778-847-0572 denveng7@gmail.com | Five Star Fire Protection Ltd
GP-2023-02965 | 2023-10-06 | 2110 BURQUITLAM DRIVE, Vancouver, BC V5P 2P1 | Gas Permit | Residential | Tenant Improvement | Issued | Residential - Boiler replacement | Apple Plumbing & Heating Services
GP-2022-02299 | 2022-08-05 | 6143 BEATRICE STREET, Vancouver, BC V5P 3R3 | Gas Permit | Residential | Renovation | Completed | Residential - We are replacing a regular boiler and hot water tank with Navien high efficiency combination of heating and hot water system . | Superstar Plumbing Heating & Sprinkler Supplies Ltd
GP-2022-03948 | 2022-12-12 | 1909 BAYSWATER STREET, Vancouver, BC V6K 4A6 | Gas Permit | Residential | Renovation | Completed | Residential - Replaced the gas range | Superior Gas Installations & Service Ltd
GP-2023-00187 | 2023-01-17 | 4522 BELLEVUE DRIVE, Vancouver, BC V6R 1E5 | Gas Permit | Residential | Renovation | Completed | Residential - Replaced gas furnace >If work on this site could lead to ground disturbance (impacting soil) advise applicant to contact the Provincial Archaeology Branch at 250-953-3334 for a list of archaeological consultants, who when retained by the proponent, will apply on the proponent’s behalf for the necessary archaeological permits. In addition, please be advised that reports from an Archaeologist (Archaeological Overview Assessment (AOA) or Archaeological Impact Assessment (AIA) reports) and archaeological/heritage inspection permits from the First Nations may be necessary prior to the release of your City of Vancouver permits. | BNA Systems Inc and/or Kirkland Metal Shop Ltd
GP-2022-00090 | 2022-01-14 | 4585 BELLEVUE DRIVE, Vancouver, BC V6R 1E4 | Gas Permit | Residential | Tenant Improvement | Completed | Residential - install gas fireplace Work under this permit shall be in accordance with the advice provided from the Archaeology Branch of BC’s email dated May 22, 2020. In the unlikely event unanticipated archaeological remains are encountered, stop work immediately and contact the Province at 250.953.3345. | Campbell Care Plumbing, Heating & Air Ltd.
PP-2022-00924 | 2022-03-28 | 4588 BELLEVUE DRIVE, Vancouver, BC V6R 1E5 | Plumbing Permit | Residential | Renovation | Completed | Residential - Installation of one foot bath, one pool drain and a kitchen sink outside To install an outdoor in-ground swimming pool in the rear yard and alterations to the detached garage for a new door of this existing one-family dwelling site. Scope of work includes: Raise grade to install new pool, new pool deck (permeable paving stones), new drain tile along east property line, new stairs, guardrails, handrails, new self closing locking garage door and self closing locking gate. Work under this permit shall proceed in accordance with the advice provided under BP-2021-01764. Should any archaeological material be discovered during the course of construction, stop work immediately and consult an Archaeologist or the Archaeological Branch of British Columbia for the necessary approvals. | G2 Mechanical Ltd
GP-2022-01001 | 2022-04-01 | 4588 BELLEVUE DRIVE, Vancouver, BC V6R 1E5 | Gas Permit | Residential | Renovation | Completed | Residential - Installation of one bbq, one side burner and one pool heater NO DIGGING ON PROPERTY To install an outdoor in-ground swimming pool in the rear yard and alterations to the detached garage for a new door of this existing one-family dwelling site. Scope of work includes: Raise grade to install new pool, new pool deck (permeable paving stones), new drain tile along east property line, new stairs, guardrails, handrails, new self closing locking garage door and self closing locking gate. IF WORK ON THIS SITE COULD LEAD TO THE DISTURBANCE OF SOIL ADVISE APPLICANT TO CONTACT THE PROVINCIAL ARCHEOLOGY BRANCH AT 250-953-3334 FOR NECESSARY PERMITS. IN ADDIDTION, PLEASE BE ADVIDED THAT REPORTS FROM AN ARCHEOLOGIST (AIA,AOA) AND PERMITS FROM THE FIRST NATIONS MAY BE NECESSARY PRIOR TO THE RELEASE OF YOUR CITY OF VANCOUVER PERMITS. | G2 Mechanical Ltd
EP-2022-10341 | 2023-01-04 | 4588 BELLEVUE DRIVE, Vancouver, BC V6R 1E5 | Electrical Permit | Residential | New | Issued | Installation / Repair - Residential - Upgrading overhead 200 amp service on garage to new dual mast 400 amp service . Installing new 200 amp panel with main breaker inside garage . Panel will be located behind meter in garage. New ev charging stations in garage being added.. | Nelcan Electric Ltd
EP-2022-09964 | NULL | 4588 BELLEVUE DRIVE, Vancouver, BC V6R 1E5 | Electrical Permit | Residential | Renovation | Withdrawn | Installation / Repair - Residential - Upgrading 200 amp overhead service to new 400 amp overhead service | Nelcan Electric Ltd
GP-2023-03300 | 2023-10-31 | 2186 BURQUITLAM DRIVE, Vancouver, BC V5P 2P1 | Gas Permit | Residential | Renovation | Completed | Residential - HWT re&re | Ferenc Nagy
EP-2022-01226 | 2022-02-16 | 5775 BERKELEY STREET, Vancouver, BC V5R 3H1 | Electrical Permit | Residential | New | Completed | Installation / Repair - Residential - alarm,cable phone, data, doorbell >BP: To construct a 2 storey two-family dwelling + Basement ($787,515.00) with a detached accessory building (garage) providing 2 parking spaces, having vehicular access from the lane. 1. No A/C Unit proposed 2. A/C proposed – Exterior component located in Front(East)yard/Rear(West) yard, Interior component located in basement crawl space 3. Bar sink located in basement 4. Schedule B: (Cesar Parayno) P.Eng (604.241.9638) Structural & Geotechnical 5. HPO: Residential Builder- JNS Developments Ltd. Note: This is a 2 storey building pursuant to the Zoning and Development By-Law Address Information: Principle Dwelling (East): 5775 Berkeley St Principle Dwelling (West): 5773 Berkeley St Addresses have been assigned per the approved plans, access to the rear unit is from the East side. This access must be provided & maintained at all times and the building addresses posted to be visible from the street in accordance with the Building By-law. **THIS PERMIT HAS BEEN ISSUED UNDER THE REQUIREMENTS OF VBBL #12511 (2019)** ****ALL PROJECT COORINDATOR NOTES HAS BEEN ACCEPTED BY THE APPLICANT**** | Supertech Systems Ltd
GP-2022-00450 | 2022-02-11 | 5775 BERKELEY STREET, Vancouver, BC V5R 3H1 | Gas Permit | Residential | New | Completed | Residential - gas piping To construct a 2 storey two-family dwelling + Basement with a detached accessory building (garage) providing 2 parking spaces, having vehicular access from the lane. 1. No A/C Unit proposed 2. A/C proposed – Exterior component located in Front(East)yard/Rear(West) yard, Interior component located in basement crawl space 3. Bar sink located in basement 4. Schedule B: (Cesar Parayno) P.Eng (604.241.9638) Structural & Geotechnical 5. HPO: Residential Builder- JNS Developments Ltd. | Easyway Plumbing & Heating Ltd
SP-2022-00149 | 2022-02-09 | 5775 BERKELEY STREET, Vancouver, BC V5R 3H1 | Sprinkler Permit | Residential | New | Completed | Residential - New sprinkler system installation >BP: To construct a 2 storey two-family dwelling + Basement ($787,515.00) with a detached accessory building (garage) providing 2 parking spaces, having vehicular access from the lane. 1. No A/C Unit proposed 2. A/C proposed – Exterior component located in Front(East)yard/Rear(West) yard, Interior component located in basement crawl space 3. Bar sink located in basement 4. Schedule B: (Cesar Parayno) P.Eng (604.241.9638) Structural & Geotechnical 5. HPO: Residential Builder- JNS Developments Ltd. Note: This is a 2 storey building pursuant to the Zoning and Development By-Law Address Information: Principle Dwelling (East): 5775 Berkeley St Principle Dwelling (West): 5773 Berkeley St Addresses have been assigned per the approved plans, access to the rear unit is from the East side. This access must be provided & maintained at all times and the building addresses posted to be visible from the street in accordance with the Building By-law. **THIS PERMIT HAS BEEN ISSUED UNDER THE REQUIREMENTS OF VBBL #12511 (2019)** ****ALL PROJECT COORINDATOR NOTES HAS BEEN ACCEPTED BY THE APPLICANT**** | Real Tech Fire Protection Ltd
NULL | NULL | 5780 BERKELEY STREET, Vancouver, BC V5R 3H2 | Gas Permit | Residential | Tenant Improvement | Draft | Residential - water heater upgrade | NULL
GP-2022-01309 | 2022-04-27 | 5780 BERKELEY STREET, Vancouver, BC V5R 3H2 | Gas Permit | Residential | Tenant Improvement | Completed | Residential - replace water heater | Trans Am Mechanical Ltd
EP-2022-03076 | 2022-04-20 | 5799 BERKELEY STREET, Vancouver, BC V5R 3H1 | Electrical Permit | Residential | Renovation | Completed | Installation / Repair - Residential - Installation of fixtures, receptacles and power distribution existing 1FD With second suite. >BP: Exterior and interior alterations to change the use from one family dwelling to one family dwelling with a secondary suite on this site. Scope of work includes installing a sprinkler system. OK for field review per Christopher Walkins. Letter of assurance submitted: Sech B (Structural): Jason Hui, P.Eng., 778-319-3403 Address Note: #1-5799 Berkeley St - One Family Dwelling (2nd floor) #2-5799 Berkeley St - Secondary Suite (1st floor) Address and suite numbers assigned as per approved plans for Fire and Emergency response. The address number is to be posted on the building to be visible from the street and the suite numbers are to be posted at the suite entries in accordance with the Building By-law prior to final inspection. Note: - No strata-titling will be permitted - An annual Vancouver business license must be obtained prior to rental of either the principal dwelling unit or secondary suite Rev #1 Notes: ~ Energy Upgrade: As per revised REUP dated June 8, 2022. ~ Electrical permit is required for the installation of the AC unit. Amend: Sept 9, 2022 Please request amend following as shown on below - A/C unit add on the back of the house. - Revised load calculation form | Allone Electric Ltd
SP-2022-01688 | 2022-10-14 | 5799 BERKELEY STREET, Vancouver, BC V5R 3H1 | Sprinkler Permit | Residential | New | Completed | Residential - New Sprinkler System for: >BP: Exterior and interior alterations to change the use from one family dwelling to one family dwelling with a secondary suite on this site. Scope of work includes installing a sprinkler system. Revision #1 (R. Foster) issued June 20, 2022 to increase 2nd floor ceiling height approx. 1ft, layout changes to reduce the size of the secondary suite and increase the size of the principal dwelling unit, new concrete slab, AC unit in rear yard, new glazing, hardi-panel and rainscreen to replace stucco on all elevations; non combustible insulation, non combustible cladding and tempered glazing on north and south elevation. Structural: PSL beams added to 2nd floor framing. Note: - No strata-titling will be permitted - An annual Vancouver business license must be obtained prior to rental of either the principal dwelling unit or secondary suite Rev #1 Notes: ~ Energy Upgrade: As per revised REUP dated June 8, 2022. ~ Electrical permit is required for the installation of the AC unit. Rev #2 Notes: Rev 2 Work Value : $850 Total Project Value: $201,000 + $850 = $201,850 Scope of work: Expanded existing main entry retaining wall, front walk, updated impermeability calculations. Added Window seat, adjusted window location, and changed south window dimensions. Added laundry unit in ground floor. Changed exterior cladding to stucco with rainscreen. | Gold Key Fire Protection Ltd
GP-2022-03044 | 2022-10-07 | 5799 BERKELEY STREET, Vancouver, BC V5R 3H1 | Gas Permit | Residential | Addition | Completed | Residential - Gas fitting >Exterior and interior alterations to change the use from one family dwelling to one family dwelling with a secondary suite on this site. Scope of work includes installing a sprinkler system. OK for field review per Christopher Walkins. Letter of assurance submitted: Schedule B (Structural): Jason Hui, P.Eng., 778-319-3403 Revision #1 (R. Foster) issued June 20, 2022 to increase 2nd floor ceiling height approx. 1ft, layout changes to reduce the size of the secondary suite and increase the size of the principal dwelling unit, new concrete slab, AC unit in rear yard, new glazing, hardi-panel and rainscreen to replace stucco on all elevations; non combustible insulation, non combustible cladding and tempered glazing on north and south elevation. Structural: PSL beams added to 2nd floor framing. Note: - No strata-titling will be permitted - An annual Vancouver business license must be obtained prior to rental of either the principal dwelling unit or secondary suite Rev #1 Notes: ~ Energy Upgrade: As per revised REUP dated June 8, 2022. ~ Electrical permit is required for the installation of the AC unit. Rev #2 Notes: Rev 2 Work Value : $850 Total Project Value: $201,000 + $850 = $201,850 Scope of work: Expanded existing main entry retaining wall, front walk, updated impermeability calculations. Added Window seat, adjusted window location, and changed south window dimensions. Added laundry unit in ground floor. Changed exterior cladding to stucco with rainscreen. | KSS Mechanical Ltd
PP-2022-02486 | 2022-07-18 | 5799 BERKELEY STREET, Vancouver, BC V5R 3H1 | Plumbing Permit | Residential | New | Completed | Residential - Plumbing Exterior and interior alterations to change the use from one family dwelling to one family dwelling with a secondary suite on this site. Scope of work includes installing a sprinkler system. Revision #1 (R. Foster) issued June 20, 2022 to increase 2nd floor ceiling height approx. 1ft, layout changes to reduce the size of the secondary suite and increase the size of the principal dwelling unit, new concrete slab, AC unit in rear yard, new glazing, hardi-panel and rainscreen to replace stucco on all elevations; non combustible insulation, non combustible cladding and tempered glazing on north and south elevation. Structural: PSL beams added to 2nd floor framing. | KSS Mechanical Ltd
EP-2022-08260 | 2022-09-29 | 5799 BERKELEY STREET, Vancouver, BC V5R 3H1 | Electrical Permit | Residential | New | Completed | Installation / Repair - Residential - Rough-in and completion of low voltage of alarm, tel/data/cable - Complete Security Alarm System >BP: Exterior and interior alterations to change the use from one family dwelling to one family dwelling with a secondary suite on this site. Scope of work includes installing a sprinkler system. OK for field review per Christopher Walkins. | Infinitech Security & Integration Inc.
EP-2022-05500 | 2022-08-15 | 5804 BERKELEY STREET, Vancouver, BC V5R 3H2 | Electrical Permit | Residential | Renovation | Completed | Installation / Repair - Residential - Make safe of electrical to restore power to the house. CF-2022-004127 >>AMEND: Aug 31st -Please change PHASE to show "single phase three wire" | Wespac Electrical Contractor Ltd
EP-2022-04852 | 2022-06-10 | 5849 BERKELEY STREET, Vancouver, BC V5R 3H1 | Electrical Permit | Commercial | Renovation | Completed | Installation / Repair - Commercial - Maintenance replacement of fire alarm panel, smoke detectors and bells. Note: This permit has been issued based on Bulletin 2018-004-BU/EL. | Fina Electrical Systems Ltd
EP-2022-04706 | 2022-06-06 | 5904 BERKELEY STREET, Vancouver, BC V5R 3H2 | Electrical Permit | Residential | New | Completed | Installation / Repair - Residential - Security alarm system, intercom, TV/Data, and security cameras system rough in and completion >BP: To construct a two-storey two-family dwelling with two secondary suites ($720,500) located in the basement, with a 2 car detached accessory building (garage) and 1 surface parking at the rear, having vehicular access from the lane. Note: This is a 2 storey building pursuant to the Zoning and Development By-Law 1. Covenant registered at the Land Title Office under CA9227840 2. No A/C units proposed 3. Schedule B: Shamsul Alam Shikder P.Eng (604-255-3740) Structural & Geotechnical 4. HPO: Residential Builder - Liwa Enterprises Ltd. Address Note: Front Unit #1-5904 Berkeley St - One Family Dwelling (west portion of 1st & 2nd floor) #2-5904 Berkeley St - Secondary Suite (west portion of basement) Back Unit #1-5906 Berkeley St - One Family Dwelling (east portion of 1st & 2nd floor) #2-5906 Berkeley St - Secondary Suite (east portion of basement) Address and suite numbers assigned as per approved plans for Fire and Emergency response. The address numbers are to be posted to the building to be visible from the street and the suite numbers are to be posted at the suite entries in accordance with the Building By-law prior to final inspection. ******THIS PERMIT HAS BEEN ISSUED UNDER THE REQUIREMENTS OF VBBL #12511 (2019)****** | T S C Security Services Ltd
EP-2022-04539 | 2022-07-18 | 5904 BERKELEY STREET, Vancouver, BC V5R 3H2 | Electrical Permit | Residential | New | Completed | Installation / Repair - Residential - Main consumer's service: 200 amp, services for duplex units: 125A and 100A. New wiring and finishing. >To construct a two-storey two-family dwelling with two secondary suites ($720,500) located in the basement, with a 2 car detached accessory building (garage) and 1 surface parking at the rear, having vehicular access from the lane. Note: This is a 2 storey building pursuant to the Zoning and Development By-Law 1. Covenant registered at the Land Title Office under CA9227840 2. Rev#1: 2 mini split A/C units proposed on both sides of duplex (4 total) 3. Schedule B: Shamsul Alam Shikder P.Eng (604-255-3740) Structural & Geotechnical 4. HPO: Residential Builder - Liwa Enterprises Ltd. Address Note: Front Unit #1-5904 Berkeley St - One Family Dwelling (west portion of 1st & 2nd floor) #2-5904 Berkeley St - Secondary Suite (west portion of basement) Back Unit #1-5906 Berkeley St - One Family Dwelling (east portion of 1st & 2nd floor) #2-5906 Berkeley St - Secondary Suite (east portion of basement) Address and suite numbers assigned as per approved plans for Fire and Emergency response. The address numbers are to be posted to the building to be visible from the street and the suite numbers are to be posted at the suite entries in accordance with the Building By-law prior to final inspection. ******THIS PERMIT HAS BEEN ISSUED UNDER THE REQUIREMENTS OF VBBL #12511 (2019)****** | G N ELECTRIC LTD
PP-2022-01182 | 2022-04-07 | 5904 BERKELEY STREET, Vancouver, BC V5R 3H2 | Plumbing Permit | Residential | New | Completed | Residential - 2FD+2SS - FRONT UNIT - 5904 BERKELEY ST - #1 & #2 BACK UNIT - 5906 BERKELEY ST - #1 & #2 Plumbing To construct a two-storey two-family dwelling with two secondary suites located in the basement, with a 2 car detached accessory building (garage) and 1 surface parking at the rear, having vehicular access from the lane. Note: This is a 2 storey building pursuant to the Zoning and Development By-Law 1. Covenant registered at the Land Title Office under CA9227840 2. No A/C units proposed | UNIVERSAL PLUMBING & HEATING LTD
PP-2022-00641 | 2022-02-24 | 5904 BERKELEY STREET, Vancouver, BC V5R 3H2 | Plumbing Permit | Residential | New | Completed | Residential - 2FD+2SS - FRONT UNIT - 5904 BERKELEY ST - #1 & #2 BACK UNIT - 5906 BERKELEY ST - #1 & #2 1 gravity sump will be installed To construct a two-storey two-family dwelling with two secondary suites located in the basement, with a 2 car detached accessory building (garage) and 1 surface parking at the rear, having vehicular access from the lane. Note: This is a 2 storey building pursuant to the Zoning and Development By-Law 1. Covenant registered at the Land Title Office under CA9227840 2. No A/C units proposed | Trust Excavation & Demolition Ltd
GP-2022-02056 | 2022-07-13 | 5904 BERKELEY STREET, Vancouver, BC V5R 3H2 | Gas Permit | Residential | New | Completed | Residential - 2FD=2SS - FRONT - 5904 BERKELEY ST - #1 & #2 BACK - 5906 BERKELEY ST - #1 & #2 To install 2 boiler 4 range 2 BBQ There is pipping for 2 BBQ 2 range This is duplex house each has has boiler 2 range BBQ To construct a two-storey two-family dwelling with two secondary suites located in the basement, with a 2 car detached accessory building (garage) and 1 surface parking at the rear, having vehicular access from the lane. Note: This is a 2 storey building pursuant to the Zoning and Development By-Law 1. Covenant registered at the Land Title Office under CA9227840 2. Rev#1: 2 mini split A/C units proposed on both sides of duplex (4 total) | JOT MECHANICAL LTD
SP-2022-01161 | 2022-07-21 | 5904 BERKELEY STREET, Vancouver, BC V5R 3H2 | Sprinkler Permit | Residential | New | Completed | Residential - 2FD+2SS - FRONT - 5904 BERKELEY ST - #1 & #2 BACK - 5906 BERKELEY ST - #1 & #2 duplex with new sprinklers To construct a two-storey two-family dwelling with two secondary suites located in the basement, with a 2 car detached accessory building (garage) and 1 surface parking at the rear, having vehicular access from the lane. Note: This is a 2 storey building pursuant to the Zoning and Development By-Law 1. Covenant registered at the Land Title Office under CA9227840 2. Rev#1: 2 mini split A/C units proposed on both sides of duplex | BC Fire Sprinklers Ltd
EP-2023-06869 | 2023-09-06 | 2387 BONACCORD DRIVE, Vancouver, BC V5P 2N8 | Electrical Permit | Residential | Addition | Issued | Installation / Repair - Residential - Installation of the new additional 200A Amp Electrical Service for the Detached Garage. >Permit Amendment Dec 13. 2023 Service Details Amended: 2-200A services to 1-200A service *Document(s) uploaded to "Application Documents" tab for Electrical Inspector review. Documents are at pending status at time of permit amendment approval | ALLPOWER SOLUTIONS INC
NULL | NULL | 2387 BONACCORD DRIVE, Vancouver, BC V5P 2N8 | Electrical Permit | Residential | Addition | Withdrawn | Installation / Repair - Residential - Installation of the new additional 125 Amp Service for the Detached Garage. Installation of the two EV chargers outlets. | ALLPOWER SOLUTIONS INC
EP-2023-05614 | NULL | 2262 BONNYVALE AVENUE, Vancouver, BC V5P 2G5 | Electrical Permit | Residential | Addition | Application Incomplete | Installation / Repair - Residential - Wiring for new 40 A AC unit. Replacing old 6 inch pot lights with new 4 inch LED lights. upgrading service from 100A to 200A -CF-2023-006430 | Swaich Electrical Ltd
GP-2023-01861 | 2023-06-19 | 2277 BONNYVALE AVENUE, Vancouver, BC V5P 2G4 | Gas Permit | Residential | New | Issued | Residential - 1 Range, 1 Boiler & 1 BBQ >BP: To construct a 2 storey + basement one-family dwelling with a secondary suite | Avion Mechanical Ltd
EP-2023-03154 | 2023-04-12 | 2277 BONNYVALE AVENUE, Vancouver, BC V5P 2G4 | Electrical Permit | Residential | New | Issued | Installation / Repair - Residential - Extra low voltage >BP: To construct a 2 storey + basement one-family dwelling with a secondary suite ($981,500) located in the basement. Note: Parking for the site has been provided under DB-2021-06526 (Laneway House). Note: This is a 2 storey building pursuant to the Zoning and Development By-Law 1- Covenant registered at the Land Title Office under CA9571828 2- No strata titling permitted 3- Bar sink proposed in the basement 4- A/C unit proposed in the rear yard 5- Schedule B: YATENDRA KUMAR SHARMA, P.Eng. 778-863-7076 Structural & Geotechnical 6- BC Housing Residential Builder - RICHTOWN CONSTRUCTION LTD. ******THIS PERMIT HAS BEEN ISSUED UNDER THE REQUIREMENTS OF VBBL #12511 (2019)****** | AJ INTEGRATED SERVICES LTD
SP-2023-00683 | 2023-04-19 | 2277 BONNYVALE AVENUE, Vancouver, BC V5P 2G4 | Sprinkler Permit | Residential | New | Issued | Residential - 1FD+SS -#1 &#2 - new sprinkler system The entire building, INCLUDING THE ATTACHED GARAGE (if applicable), to be sprinklered to NFPA 13D. >DB: To construct a 2 storey + basement one-family dwelling with a secondary suite located in the basement. Note: Parking for the site has been provided under DB-2021-06526 (Laneway House). Note: This is a 2 storey building pursuant to the Zoning and Development By-Law 1- Covenant registered at the Land Title Office under CA9571828 2- No strata titling permitted 3- Bar sink proposed in the basement 4- A/C unit proposed in the rear yard | Haven Fire Protection Ltd
EP-2023-03376 | 2023-05-11 | 2277 BONNYVALE AVENUE, Vancouver, BC V5P 2G4 | Electrical Permit | Residential | New | Issued | Installation / Repair - Residential - Wiring new SDH with secondary suite and laneway house. Total service 200A; main house 150A, LWH 125A *An approved mechanical permit is required for the installation of air conditioning or heat pump unit at the time of installation before an electrical inspection will be performed >BP: To construct a 2 storey + basement one-family dwelling with a secondary suite ($981,500) located in the basement. Note: Parking for the site has been provided under DB-2021-06526 (Laneway House). Note: This is a 2 storey building pursuant to the Zoning and Development By-Law 1- Covenant registered at the Land Title Office under CA9571828 2- No strata titling permitted 3- Bar sink proposed in the basement 4- A/C unit proposed in the rear yard 5- Schedule B: YATENDRA KUMAR SHARMA, P.Eng. 778-863-7076 Structural & Geotechnical 6- BC Housing Residential Builder - RICHTOWN CONSTRUCTION LTD. Address number assigned as per approved plans for Fire and Emergency response. The address number is to be posted and to the building and to be visible from the street in accordance with the Building By-law prior to final inspection. ******THIS PERMIT HAS BEEN ISSUED UNDER THE REQUIREMENTS OF VBBL #12511 (2019)****** | Powerful Electric Ltd
EP-2022-07745 | 2022-09-14 | 2277 BONNYVALE AVENUE, Vancouver, BC V5P 2G4 | Electrical Permit | Residential | New | Expired | Temporary Power - Residential - To provide temporary power. | Powerful Electric Ltd
PP-2022-04014 | 2022-11-07 | 2277 BONNYVALE AVENUE, Vancouver, BC V5P 2G4 | Plumbing Permit | Residential | New | Issued | Residential - sump | Canstar Excavating & Landscaping Ltd
MP-2023-00095 | 2023-01-23 | 2277 BONNYVALE AVENUE, Vancouver, BC V5P 2G4 | Mechanical Permit | NULL | NULL | Issued | NULL | Avion Mechanical Ltd
PP-2023-00070 | 2023-01-09 | 2277 BONNYVALE AVENUE, Vancouver, BC V5P 2G4 | Plumbing Permit | Residential | New | Issued | Residential - new plumbing >BP: To construct a 2 story + basement one-family dwelling with a secondary suite located in the basement. Note: Parking for the site has been provided under DB-2021-06526 (Laneway House). Note: This is a 2 storey building pursuant to the Zoning and Development By-Law 1- Covenant registered at the Land Title Office under CA9571828 2- No strata titling permitted 3- Bar sink proposed in the basement 4- A/C unit proposed in the rear yard 5- Schedule B: YATENDRA KUMAR SHARMA, P.Eng. 778-863-7076 Structural & Geotechnical 6- BC Housing Residential Builder - RICHTOWN CONSTRUCTION LTD | Avion Mechanical Ltd
EP-2023-11020 | 2023-12-12 | 6691 BERKELEY STREET, Vancouver, BC V5S 2J5 | Electrical Permit | Residential | Addition | Issued | Installation / Repair - Residential - Relocate the service now installed for laneway house | G N ELECTRIC LTD
NULL | NULL | 6691 BERKELEY STREET, Vancouver, BC V5S 2J5 | Electrical Permit | Residential | New | Withdrawn | Installation / Repair - Residential - Relocate the service now installed the laneway house | G N ELECTRIC LTD
PP-2022-00628 | 2022-02-23 | 7138 BERKELEY STREET, Vancouver, BC V5S 2J8 | Plumbing Permit | Residential | Renovation | Completed | Residential - replace plumbing fixtures, change waterlines from copper to pex, remove poly b pipe if any, fix any drainage that may be leaking, upsize if needed to meet current code requirements Interior alterations to change the use from one family dwelling to one family dwelling with a secondary suite. Scope of work: - Remove & construct new walls, doors & interior stairs, replace existing windows and roofing, new kitchen, finishes, millwork, flooring, plumbing fixtures & lighting | AQUA KING MECHANICAL LTD
EP-2022-00957 | 2022-02-14 | 7138 BERKELEY STREET, Vancouver, BC V5S 2J8 | Electrical Permit | Residential | Renovation | Completed | Installation / Repair - Residential - Renovation -Renovation to home, adding kitchen plugs, arc fault circuits, subpanel added, home runs, exterior lights, potlights etc A/C disconnect is just prepped, no actual A/C installed >Interior alterations to change the use from one family dwelling to one family dwelling with a secondary suite. Scope of work: - Remove & construct new walls, doors & interior stairs, replace existing windows and roofing, new kitchen, finishes, millwork, flooring, plumbing fixtures & lighting - OK for field review as per Jamie Zhang, Dec.13/21 Schedule B Structural submitted per Yatendra Kumar Sharma, 778-863-7076 REUP submitted per Jordan Galaugher, 604-465-1822 Schedule B Structural submitted per Yatendra Kumar Sharma, 778-863-7076 Amend Mar 18, 2022 New service installation 200A Service relocate and upgrade 250kcmil Al single phase 3 wire Grounding and Bonding extra $3000 for installation value | The Electric Firm Inc
EP-2022-01586 | 2022-02-28 | 7138 BERKELEY STREET, Vancouver, BC V5S 2J8 | Electrical Permit | Residential | New | Completed | Installation / Repair - Residential - Low voltage Rough-In and Completion for security alarm, tel/data/cable >BP: Interior alterations to change the use from one family dwelling to one family dwelling with a secondary suite. Scope of work: - Remove & construct new walls, doors & interior stairs, replace existing windows and roofing, new kitchen, finishes, millwork, flooring, plumbing fixtures & lighting - OK for field review as per Jamie Zhang, Dec.13/21 Schedule B Structural submitted per Yatendra Kumar Sharma, 778-863-7076 REUP submitted per Jordan Galaugher, 604-465-1822 Schedule B Structural submitted per Yatendra Kumar Sharma, 778-863-7076 | Infinitech Security & Integration Inc.
GP-2022-00700 | 2022-03-04 | 7138 BERKELEY STREET, Vancouver, BC V5S 2J8 | Gas Permit | Residential | Renovation | Completed | Residential - to install 1 boiler 2 bbq 2 range 1 dryer Interior alterations to change the use from one family dwelling to one family dwelling with a secondary suite. Scope of work: - Remove & construct new walls, doors & interior stairs, replace existing windows and roofing, new kitchen, finishes, millwork, flooring, plumbing fixtures & lighting - AMEND: SEPT.27/2022 Please add 1 gas dryer at 22000 btus to gas permit | Symbolistic Heating Ltd
GP-2022-01072 | 2022-04-05 | 7286 BERKELEY STREET, Vancouver, BC V5S 4N9 | Gas Permit | Residential | Renovation | Completed | Residential - Boiler Replacement | Westmount Heating Ltd
EP-2022-00952 | 2022-02-07 | 7287 BERKELEY STREET, Vancouver, BC V5S 2J7 | Electrical Permit | Residential | New | Expired | Temporary Power - Residential - To provide temporary power. Amend Feb 16, 2022 amend my permit by mistake I put 200 amp pls change it to 100 amp | AECOM ELECTRIC LTD
NULL | NULL | 7287 BERKELEY STREET, Vancouver, BC V5S 2J7 | Plumbing Permit | Residential | New | Draft | Residential - one sump,no pump | Mainline Excavation Ltd
PP-2022-02977 | 2022-08-26 | 7287 BERKELEY STREET, Vancouver, BC V5S 2J7 | Plumbing Permit | Residential | New | Completed | Residential - SUMP | Mainline Excavation Ltd
EP-2022-06105 | 2022-07-22 | 4511 BEVERLY CRESCENT, Vancouver, BC V6J 4E7 | Electrical Permit | Residential | New | Expired | Temporary Power - Residential - To provide temporary power. Valid 07/22/2022 until 07/21/2023 | Capmar Electric Limited
EP-2023-00392 | 2023-01-18 | 4511 BEVERLY CRESCENT, Vancouver, BC V6J 4E7 | Electrical Permit | Residential | New | Issued | Installation / Repair - Residential - Alarm, tv, tel, network, sound, cameras >BP: To construct a 2 storey + basement one-family dwelling with a detached accessory building (garage) (, at the rear providing 3 parking spaces, having vehicular access from the lane. 1. No Strata Titling permitted 2. No A/C Unit proposed 3. Bar sink located in Basement 4. Schedule A & D: (D'Arcy Jones), Architect (604.669.2235) 5. Schedule B: (Dan Wicke), P.Eng (604.484.2589) Structural 5. Schedule B: (Joseph (Inseok) Oh), P.Eng (604.513.4190) Geotechnical 6. BC Housing (Vision Built Construction Ltd) | Best Built-In Centre Ltd
GP-2022-03909 | 2022-12-12 | 4511 BEVERLY CRESCENT, Vancouver, BC V6J 4E7 | Gas Permit | Residential | New | Issued | Residential - gas lines to the bbq ,cooktop with connection & piping only to fireplace >BP: To construct a 2 storey + basement one-family dwelling with a detached accessory building (garage) , at the rear providing 3 parking spaces, having vehicular access from the lane. 1. No Strata Titling permitted 2. No A/C Unit proposed 3. Bar sink located in Basement 4. Schedule A & D: (D'Arcy Jones), Architect (604.669.2235) 5. Schedule B: (Dan Wicke), P.Eng (604.484.2589) Structural 5. Schedule B: (Joseph (Inseok) Oh), P.Eng (604.513.4190) Geotechnical 6. BC Housing (Vision Built Construction Ltd) This is a 2 storey building pursuant to the Zoning and Development By-Law ******THIS PERMIT HAS BEEN ISSUED UNDER THE REQUIREMENTS OF VBBL 2019 AND THE GREEN HOMES PROGRAM****** | SOUTHSIDE GAS SERVICES LTD
GP-2022-03585 | 2022-11-17 | 4511 BEVERLY CRESCENT, Vancouver, BC V6J 4E7 | Gas Permit | Residential | New | Issued | Residential - New gas fireplace with vent & hook up >BP: To construct a 2 storey + basement one-family dwelling ($1,092,825.00) with a detached accessory building (garage) ($10,000), at the rear providing 3 parking spaces, having vehicular access from the lane. 1. No Strata Titling permitted 2. No A/C Unit proposed 3. Bar sink located in Basement 4. Schedule A & D: (D'Arcy Jones), Architect (604.669.2235) 5. Schedule B: (Dan Wicke), P.Eng (604.484.2589) Structural 5. Schedule B: (Joseph (Inseok) Oh), P.Eng (604.513.4190) Geotechnical 6. BC Housing (Vision Built Construction Ltd) This is a 2 storey building pursuant to the Zoning and Development By-Law ******THIS PERMIT HAS BEEN ISSUED UNDER THE REQUIREMENTS OF VBBL 2019 AND THE GREEN HOMES PROGRAM****** | Fastgo System 2011 Inc DBA Fireplaces Unlimited
EP-2022-04084 | 2022-05-19 | 4561 BEVERLY CRESCENT, Vancouver, BC V6J 4E7 | Electrical Permit | Residential | Renovation - Dwelling Unit(s) only | Completed | Installation / Repair - Residential - Upgrading electrical service to 200amps. Installation of a generator. A 22kW Generac backup generator, it is for a partial backup. Amend: Feb 22, 2023 Customer added purchased generator and inspector made aware its for the job. so can you please amend job price to 19000 from 8000. | Optus Power Ltd
GP-2023-00471 | 2023-02-09 | 4610 BEVERLY CRESCENT, Vancouver, BC V6J 4E6 | Gas Permit | Residential | Tenant Improvement | Completed | Residential - UPGRADE A HWT AND BOILER TO A COMBI SYSTEM | Hillcrest Plumbing & Heating (1967) Ltd
EP-2023-01136 | 2023-02-09 | 4670 BEVERLY CRESCENT, Vancouver, BC V6J 4E6 | Electrical Permit | Residential | New | Completed | Installation / Repair - Residential - Wiring of new detached garage with a new 400amp service in the garage that feeds the existing house and replaces the 200 amp existing service. >BP: To construct a detached accessory (3-car garage) building and wrap around deck with vehicular access from the lane of the existing single detached house inside with lane site. Digital Structural Schedule B submitted by O. Wegner, P. Eng. of Horace Engineering Ltd., Tel: 604 597-0110. Ok for DB to construct conditional accessory (garage) building with a wrap around deck per S. Erichsen. Notes: ~ one (1) existing small surface parking space (10' x 17.6') with vehicular access from Beverly Crescent retained. ~ retaining wall along the west property line encroaching on COV street (Beverly Crescent), curb cut and driveway at the front of the site is existing and retained. ~ This permit has been issued under the VBBL 2019, with updated energy requirements as per bylaw # 12997 effective Jan 01, 2022. | Empire Electric Ltd
GP-2023-00550 | 2023-02-16 | 4670 BEVERLY CRESCENT, Vancouver, BC V6J 4E6 | Gas Permit | Residential | Renovation | Completed | Residential - Gas meter is getting relocated to new location at the new garage. Fortis will install new meter. I will have to run an underground gas line back to the house and tie it in. Gas Hook up for fire pit >BP: To construct a detached accessory (3-car garage) building and wrap around deck with vehicular access from the lane of the existing single detached house inside with lane site. **Amendment- September 25, 2023 - Added Gas Hook up for customer supplied fire pit*** | Gaspar Lazar
EP-2023-03562 | 2023-04-25 | 4670 BEVERLY CRESCENT, Vancouver, BC V6J 4E6 | Electrical Permit | Residential | Addition | Completed | Installation / Repair - Residential - Addition to Garage: Security, Data, Speakers. >BP: To construct a detached accessory (3-car garage) building and wrap around deck with vehicular access from the lane of the existing single detached house inside with lane site. Digital Structural Schedule B submitted by O. Wegner, P. Eng. of Horace Engineering Ltd., Tel: 604 597-0110. Ok for DB to construct conditional accessory (garage) building with a wrap around deck per S. Erichsen. Notes: ~ one (1) existing small surface parking space (10' x 17.6') with vehicular access from Beverly Crescent retained. ~ retaining wall along the west property line encroaching on COV street (Beverly Crescent), curb cut and driveway at the front of the site is existing and retained. ~ This permit has been issued under the VBBL 2019, with updated energy requirements as per bylaw # 12997 effective Jan 01, 2022. | Torrent Technologies Ltd
PP-2023-00986 | 2023-04-03 | 4670 BEVERLY CRESCENT, Vancouver, BC V6J 4E6 | Plumbing Permit | Residential | New | Completed | Residential - 3" EMERGENCY FLOOR DRAIN >DB: To construct a detached accessory (3-car garage) building and wrap around deck with vehicular access from the lane of the existing single detached house inside with lane site. Ok for DB to construct conditional accessory (garage) building with a wrap around deck per S. Erichsen. Notes: ~ one (1) existing small surface parking space (10' x 17.6') with vehicular access from Beverly Crescent retained. ~ retaining wall along the west property line encroaching on COV street (Beverly Crescent), curb cut and driveway at the front of the site is existing and retained. ~ This permit has been issued under the VBBL 2019, with updated energy requirements as per bylaw # 12997 effective Jan 01, 2022. | Avante Plumbing & Heating 21 Ltd
GP-2022-02631 | 2022-09-02 | 4670 BEVERLY CRESCENT, Vancouver, BC V6J 4E6 | Gas Permit | Residential | New | Completed | Residential - Install one natural gas fireplace insert | Vancouver Gas Fireplaces Ltd
PP-2022-04469 | 2023-01-17 | 850 BIDWELL STREET, Vancouver, BC V6G 2J8 | Plumbing Permit | Commercial | Addition | Completed | Commercial - We are to add a Domestic premise isolation (3" DCVA) | Westcoast Waterworks Co Inc.
PP-2022-04533 | NULL | 850 BIDWELL STREET, Vancouver, BC V6G 2J8 | Plumbing Permit | Residential | Tenant Improvement | Withdrawn | Residential - New 3" Backflow Preventer on building standpipe | Mountain Fire Protection Ltd
SP-2023-00665 | NULL | 850 BIDWELL STREET, Vancouver, BC V6G 2J8 | Sprinkler Permit | Commercial | Tenant Improvement | Applicant Revisions | Commercial - install 3" backflow preventer in mechanical room for existing standpipe and underground parking sprinkler system | Mountain Fire Protection Ltd
PP-2023-00570 | 2023-02-16 | 851 BIDWELL STREET, Vancouver, BC V6G 2J7 | Plumbing Permit | Commercial | New | Completed | Commercial - as per cross connection we are installing a premise isolation dcva CROSS CONNECTION LETTER UPLOADED | Westrim Plumbing & Heating Ltd
PP-2023-02344 | 2023-07-04 | 950 BIDWELL STREET, Vancouver, BC V6G 2J9 | Plumbing Permit | Residential | Addition | Completed | Residential - Install a premise isolation backflow valve | Mainland Plumbing & Heating
EP-2022-03958 | 2022-05-16 | 2293 BONNYVALE AVENUE, Vancouver, BC V5P 2G4 | Electrical Permit | Residential | Renovation | Completed | Installation / Repair - Residential - Service Repair. Existing service cable is damaged from the meter to the house. We will be installing a new cable and deleting the existing cable. need new service box checked per Darrell S Amend: June 15, 2022 Service Size: 120/240V, Single Phase Amperage: 150A Main Breaker Conductor Size: 3/0 AL | Kato Electrical Inc
GP-2023-02305 | 2023-08-03 | 6538 BEECHWOOD STREET, Vancouver, BC V6P 5T9 | Gas Permit | Residential | Renovation | Issued | Residential - Re&re Furnace | Milani Plumbing Heating & Air Conditioning Ltd
GP-2023-04187 | 2023-12-22 | 6546 BEECHWOOD STREET, Vancouver, BC V6P 5T9 | Gas Permit | Residential | Renovation | Issued | Residential - Installing on-demand water heater. | Reid Brothers Plumbing & Heating Ltd
GP-2022-00617 | 2022-02-28 | 6563 BEECHWOOD STREET, Vancouver, BC V6P 5T8 | Gas Permit | Residential | Renovation | Completed | Residential - Installation of 1 gas fireplace - venting and hook up only | Urban Fireplaces Ltd
EP-2024-00548 | 2024-01-29 | 6681 BEECHWOOD STREET, Vancouver, BC V6P 5T8 | Electrical Permit | Residential | Addition | Issued | Installation / Repair - Residential - Installation of security system | ADT Security Services Canada Inc
EP-2022-02949 | 2022-04-13 | 7112 BEECHWOOD STREET, Vancouver, BC V6P 5V4 | Electrical Permit | Residential | Renovation | Completed | Installation / Repair - Residential - Replace main house panel -underground and service. | MILKYWAY INDUSTRY LTD
GP-2023-02287 | 2023-08-02 | 7249 BEECHWOOD STREET, Vancouver, BC V6P 5V5 | Gas Permit | Residential | Renovation | Completed | Residential - Replace gas furnace | BNA Systems Inc and/or Kirkland Metal Shop Ltd
EP-2022-06588 | 2022-08-05 | 601 BUTE STREET, Vancouver, BC V6E 3M2 | Electrical Permit | Commercial | NULL | Expired | Movie Set / Filming - To allow for Movie Set/Filming Applicant shall provide completed Contractor Declaration form, and dates of filming and associated location(s) to csinspection.clerks@vancouver.ca prior to the commencement of filming. Visit vancouver.ca/inspections for more details. CEPERLEY PLAYGROND - 8601 STANLEY PARK DRIVE | Stage 49 Ltd
EP-2022-05308 | 2022-06-22 | 893 BUTE STREET, Vancouver, BC V6E 1Y6 | Electrical Permit | Commercial | Renovation | Completed | Installation / Repair - Commercial - Installing (2) new lights on the pole at the back parking near the back lane. | AG Electric and Alarm Monitoring Co Ltd
SP-2022-02055 | NULL | 893 BUTE STREET, Vancouver, BC V6E 1Y6 | Sprinkler Permit | Commercial | Addition | Application Incomplete | Commercial - Installing a backflow preventor on sprinkler standpipe in the boiler room | Ace Fire Prevention Ltd
GP-2022-03386 | 2022-11-01 | 989 BUTE STREET, Vancouver, BC V6E 1Y7 | Gas Permit | Residential | Tenant Improvement | Completed | Residential - Install furnace | Gandy Installations Ltd
EP-2023-01038 | 2023-02-08 | 1030 BURNABY STREET, Vancouver, BC V6E 1N8 | Electrical Permit | Commercial | NULL | Expired | Annual / Operating - Annual Electrical Operating Permit Renewal of EP-2022-00192 VALID: JAN 13/2023 TO JAN 12/2024 | Action Electric Ltd
EP-2024-00407 | 2024-01-19 | 1030 BURNABY STREET, Vancouver, BC V6E 1N8 | Electrical Permit | Commercial | NULL | Issued | Annual / Operating - Annual Electrical Operating Permit Renewal of EP-2023-01038 | Action Electric Ltd
EP-2022-00192 | 2022-01-13 | 1030 BURNABY STREET, Vancouver, BC V6E 1N8 | Electrical Permit | Commercial | NULL | Expired | Annual / Operating - Annual Operating Permit RENEWAL FOR EP-2020-08962 VALID JAN 13/2022 TO JAN 12/2023 | Action Electric Ltd
SP-2022-00458 | 2022-03-31 | 1030 BURNABY STREET, Vancouver, BC V6E 1N8 | Sprinkler Permit | Commercial | Renovation | Completed | Commercial - Removal of sprinkler line in garbage chute, The garbage chute is not in use and will be used as a riser for the new fire alarm system. Sprinkler line will be capped left disconnected inside the chute. >BP: Interior alterations for a voluntary upgrade to the fire alarm system to this existing high-rise seniors assisted living building to meet the requirements of CSA-B44. Work to include new devices/wiring and panel, elevator modernization And a new emergency generator | Shore Fire Protection Ltd
NULL | NULL | 1111 BURNABY STREET, Vancouver, BC V6E 1P4 | Electrical Permit | Commercial | Renovation | Draft | Installation / Repair - Commercial - Cat53 cabling on the main floor | Teson Solutions Ltd
NULL | NULL | 1114 BURNABY STREET, Vancouver, BC | Electrical Permit | Commercial | Renovation | Draft | Installation / Repair - Commercial - replace light bulbs, receptacles, switches, baseboard heaters | Action Electric Ltd
EP-2022-10085 | 2022-11-30 | 1114 BURNABY STREET, Vancouver, BC | Electrical Permit | Commercial | Renovation | Issued | Installation / Repair - Commercial - Removal and replacement of Damaged electrical devices: remove and replace light fixtures, remove and replace smoke detectors, remove and replace baseboard heaters, remove and replace switches and receptacles. | Action Electric Ltd
EP-2022-03060 | 2022-04-14 | 1114 BURNABY STREET, Vancouver, BC | Electrical Permit | Commercial | Addition | Completed | Installation / Repair - Commercial - installation of a wireless alarm system | Telus Custom Security Systems Inc
SP-2021-01566 | 2023-04-25 | 1114 BURNABY STREET, Vancouver, BC | Sprinkler Permit | Commercial | Renovation | Issued | Commercial - Sprinkler system alterations to the 2019 VBBL and NFPA 13, 2013 for the retroactive installation of a new 4" Watts 757 DCVA and remove old fire pump and add looped branch lines as shown on drawings. 2. Fire protection Engineer of record Mr. Ian MacKay of MFPE T: (604) 792-7714 E: ian.mackay@mfpe.ca | Troy Life & Fire Safety Limited Protection Incendia Troyu Ltee
EP-2022-00458 | 2022-03-11 | 200 BURRARD STREET, Vancouver, BC V6C 3L6 | Electrical Permit | Commercial | Renovation | Completed | Installation / Repair - Commercial - Addition of one (1) smoke in each common room for twenty (20) floors, as per engineering drawings submitted under BP. ELECTRICAL WORK IS RELATED TO A MINOR CATEGORY #1 VOLUNTARY UPGRADE OF EXISTING FIRE ALARM SYSTEM [FAS] AS DEFINED BY VBBL BULLETIN 2018-004-BU/EL. >BP: Interior alterations for an additional smoke detector in each comm room on each floor (20 floors) in this existing commercial building on this site. OK for field review as per Rob Rattray - January 13, 2022 | Fina Electrical Systems Ltd
EP-2022-10287 | 2022-12-15 | 200 BURRARD STREET, Vancouver, BC V6C 3L6 | Electrical Permit | Commercial | Renovation | Completed | Installation / Repair - Commercial - Installation of 4 LED lights and switches, 4 GFCI receptacles, 2 smoke detectors and 2 FA relays within 4 escalator pits (top and bottom of 2 escalators - This is just an upgrade of existing escalators. -the only lighting is in the tiny service space in the escalator pits which should be except from the ASHRAE requirements - existing escalators that are being upgraded. to current standards. | Western Pacific Enterprises Ltd
EP-2022-08624 | 2022-10-12 | 200 BURRARD STREET, Vancouver, BC V6C 3L6 | Electrical Permit | Commercial | Tenant Improvement | Completed | Installation / Repair - Commercial - Low voltage wiring - Data, CCTV, Alarm for food court TI | Quality Guaranteed Services Inc
PP-2022-03625 | 2022-10-20 | 200 BURRARD STREET, Vancouver, BC V6C 3L6 | Plumbing Permit | Commercial | Renovation | Completed | Commercial - New location for Chatime Bubble Tea. Adding sinks, and GI, HWT, hub drains. #18 - Lower Mall Interior alterations to provide improvements for a new Retail Ltd Food tenant on the lower mall level (#18) in this existing commercial building. REVISION #1: change applicant from Sergio Olivella Flechas of Iris Construction Management Inc. to the new applicant Glenn Nixon from Mercury Contracting Ltd. Aug 31, 2022 mlh | Hashtag Plumbing Inc
SP-2023-00309 | 2023-02-23 | 200 BURRARD STREET, Vancouver, BC V6C 3L6 | Sprinkler Permit | Commercial | Tenant Improvement | Completed | Commercial - UNIT #24 - Relocated and Replaced with New Sprinkler Heads >BP: Interior alterations to install structural support for the lift in the unit #24 on the concourse level of this existing commercial building. *****This application does not include any of the following: 1. Not more than 20 sprinklers (add, relocate, or remove), 2. hydraulic calculations, 3. change in occupancy and /or hazard classification, 4. warehouse storage arrangements, 5. mobile compact storage arrangements, 6. alternative solutions, 7. changes to the sprinkler system supply piping (e.g. valves, mains, cross-mains, branch-lines, etc.), or 8. flexible sprinkler pipe. | Viking Fire Protection Inc
EP-2023-07579 | 2023-08-18 | 200 BURRARD STREET, Vancouver, BC V6C 3L6 | Electrical Permit | Commercial | Renovation | Completed | Installation / Repair - Commercial - Relocate the existing power and data over to the new Sterilization area. Supply and install additional power and data as required for the office and Sterilization areas. There is no lighting work involved. No new light fixtures, all existing is to remain as is. *Hazard Materials Assessment cleared, Sept 6 RMN >BP: #R014 - Lower Mall Level Interior alterations to combine units #13, #14A and #15A (retaining #R014) for a Health Care Office tenant on the lower mall level in this existing commercial building on this site. Scope of work includes partial removal of demising wall between #13 & #14A and modification of interior walls in the office, washroom and sterilization room. Construction of new stairs to between #13 and #14A. New interior doors flooring and finishes. Ok for Field Review as per M. Meir, May 9, 2023 Note to applicant: The services of a structural engineer may be required, based upon site inspection by the District Building Inspector. Energy checklist is currently no longer required with your Building Permit application. Some supporting documents are still required at BP stage, specifically Envelope and HVAC, if applicable. Service Water Heating and Lighting supporting documents, if applicable, must be submitted with your related trade’s permits (e.g. electrical and plumbing). | Priority Electric LTD.
PP-2023-02933 | 2023-08-18 | 200 BURRARD STREET, Vancouver, BC V6C 3L6 | Plumbing Permit | Commercial | Tenant Improvement | Completed | Commercial - install 1 sink, backflow & hub drain >BP: #R014 - Lower Mall Level Interior alterations to combine units #13, #14A and #15A (retaining #R014) for a Health Care Office tenant on the lower mall level in this existing commercial building on this site. Scope of work includes partial removal of demising wall between #13 & #14A and modification of interior walls in the office, washroom and sterilization room. Construction of new stairs to between #13 and #14A. New interior doors flooring and finishes. | Pine Mechanical Ltd.
SP-2023-01619 | 2023-09-06 | 200 BURRARD STREET, Vancouver, BC V6C 3L6 | Sprinkler Permit | Commercial | Renovation | Completed | Commercial - add 1 sprinkler head to accommodate renovation >BP: #R014 - Lower Mall Level Interior alterations to combine units #13, #14A and #15A (retaining #R014) for a Health Care Office tenant on the lower mall level in this existing commercial building on this site. Scope of work includes partial removal of demising wall between #13 & #14A and modification of interior walls in the office, washroom and sterilization room. Construction of new stairs to between #13 and #14A. New interior doors flooring and finishes. *****This application does not include any of the following: 1. Not more than 20 sprinklers (add, relocate, or remove), 2. hydraulic calculations, 3. change in occupancy and /or hazard classification, 4. warehouse storage arrangements, 5. mobile compact storage arrangements, 6. alternative solutions, 7. changes to the sprinkler system supply piping (e.g. valves, mains, cross-mains, branch-lines, etc.), or 8. flexible sprinkler pipe. | Five Star Fire Protection Ltd
EP-2023-07365 | 2023-08-14 | 200 BURRARD STREET, Vancouver, BC V6C 3L6 | Electrical Permit | Commercial | NULL | Issued | Annual / Operating - ANNUAL OPERATING/MAINTENANCE EXPIRED PERMIT EP-2022-02498 VALID AUG 12, 2023 UNTIL AUG 11, 2024 | Sasco Contractors Ltd
EP-2023-10950 | 2023-12-11 | 200 BURRARD STREET, Vancouver, BC V6C 3L6 | Electrical Permit | Commercial | Tenant Improvement | Issued | Installation / Repair - Commercial - Install new distribution equipment - ATS, MTS, PF correction capacitor bank, surge suppressor, 600A & 1200A breakers. New 3" conduit and wiring. | Western Pacific Enterprises Ltd
EP-2023-01247 | 2023-02-14 | 200 BURRARD STREET, Vancouver, BC V6C 3L6 | Electrical Permit | Commercial | Tenant Improvement | Completed | Installation / Repair - Commercial - Relocate existing power and data to accommodate furniture partition reconfigurations. -no structural work, no penetrations in any fire-rated walls and no work involving service or sub distributions. All power and network cabling is existing and is just relocating to accommodate existing furniture reconfigurations. All work is above t-bar ceilings and within furniture. | Corporate Electric Limited
EP-2023-05783 | 2023-06-28 | 200 BURRARD STREET, Vancouver, BC V6C 3L6 | Electrical Permit | Commercial | Tenant Improvement | Completed | Installation / Repair - Commercial - Electrical for restaurant material elevator including: upgrading existing 30A, 600 v feed to 60A, 600 v. Add fused disconnect for elevator cab lights. Install 3 LED Light Fixtures - Machine Room, Top of Cab, and Elevator Pit. There is no change to existing service. Light fixtures are in the elevator shaft - unoccupied space, therefore Ashrae does not apply. | Corporate Electric Limited
EP-2022-08429 | 2022-10-07 | 200 BURRARD STREET, Vancouver, BC V6C 3L6 | Electrical Permit | Commercial | Tenant Improvement | Completed | Installation / Repair - Commercial - Tenant improvement for a Chatime food kiosk in the mall. Branch circuits for appliances, lighting, etc. will be installed. Amend: Jan 11, 2023 Relocate fire speaker and get a verification. | Western Waves Electric Ltd
SP-2022-01768 | 2022-10-25 | 200 BURRARD STREET, Vancouver, BC V6C 3L6 | Sprinkler Permit | Commercial | Renovation | Completed | Commercial - UNIT #18 - LOWER MALL - relocate sprinkler heads to suit new layout >BP: #18 - Lower Mall Interior alterations to provide improvements for a new Retail Ltd Food tenant on the lower mall level (#18) in this existing commercial building. *****This application does not include any of the following: 1. Not more than 20 sprinklers (add, relocate, or remove), 2. hydraulic calculations, 3. change in occupancy and /or hazard classification, 4. warehouse storage arrangements, 5. mobile compact storage arrangements, 6. alternative solutions, 7. changes to the sprinkler system supply piping (e.g. valves, mains, cross-mains, branch-lines, etc.), or 8. flexible sprinkler pipe. | Alpine Sprinkler Systems Ltd
EP-2022-00374 | 2022-01-27 | 200 BURRARD STREET, Vancouver, BC V6C 3L6 | Electrical Permit | Commercial | Renovation | Completed | Installation / Repair - Commercial - We have been asked to take over the renovation of what used to be Rogue Restaurant that will include replacing the existing pot lights and light fixtures throughout the restaurant and patio area with new LED versions, removing and replacing old LED strip lighting into new millwork, installing new booth receptacles and running new cat5e data lines for newly located Host Stations | IHM Mechanical Ltd
PP-2022-00090 | 2023-07-12 | 200 BURRARD STREET, Vancouver, BC V6C 3L6 | Plumbing Permit | Commercial | Renovation | Cancelled | Commercial - New plumbing fixtures for bar area | JJM Mechanical Group Ltd
EP-2022-00852 | 2022-02-04 | 200 BURRARD STREET, Vancouver, BC V6C 3L6 | Electrical Permit | Commercial | NULL | Expired | Annual / Operating - Annual electrical operating permit VALID: February 02, 2022 T0 February 01, 2023 RENEWAL for EP-2021-00715(Annual / Operating) | Corporate Electric Limited
EP-2022-00800 | 2022-02-03 | 200 BURRARD STREET, Vancouver, BC V6C 3L6 | Electrical Permit | Commercial | Tenant Improvement | Completed | Installation / Repair - Commercial - To install 1 unit Intercom system at Washroom near food court on lower level. | Houle Electric Limited
NULL | NULL | 200 BURRARD STREET, Vancouver, BC V6C 3L6 | Electrical Permit | Commercial | NULL | Draft | Annual / Operating - Annual Operating Permit for 200 Burrard St | Sasco Contractors Ltd
EP-2022-02498 | 2022-08-12 | 200 BURRARD STREET, Vancouver, BC V6C 3L6 | Electrical Permit | Commercial | NULL | Expired | Annual / Operating - To continue work started by others (EP-2022-00852) Annual Operating Permit To replace expired Permit: EP-2020-00670 Expired Feb 1, 2021 | Sasco Contractors Ltd
SP-2022-00375 | 2022-03-24 | 200 BURRARD STREET, Vancouver, BC V6C 3L6 | Sprinkler Permit | Commercial | Tenant Improvement | Completed | Commercial - lower two sprinkler heads This application does not include any of the following: 1. Not more than 20 sprinklers (add, relocate, or remove), 2. hydraulic calculations, 3. change in occupancy and /or hazard classification, 4. warehouse storage arrangements, 5. mobile compact storage arrangements, 6. alternative solutions, 7. changes to the sprinkler system supply piping (e.g. valves, mains, cross-mains, branch-lines, etc.), or 8. flexible sprinkler pipe. #18 Interior alterations to provide improvements for a new Retail Ltd Food tenant at unit #18 - 200 Burrard St in this existing commercial building | Alco Fire Protection Ltd
SP-2022-00447 | 2022-03-30 | 355 BURRARD STREET, Vancouver, BC V6C 0C5 | Sprinkler Permit | Commercial | Tenant Improvement | Completed | Commercial - ADD AND RELOCATE 2 SPRINKLER HEADS >BP: #1295 - 12th Floor Interior alterations to provide tenant improvements for a new office tenant on the 12th floor (#1295) of this Vancouver Heritage A designated commercial building on this site. Scope of work: Remove existing partition walls to increase boardroom size, millwork, fixtures, relocate existing doors, construct new partition walls for coat and a larger IT closet, new card readers, electrical and sprinkler work. TENANT: Macquarie Building Sprinklered – Separate sprinkler permit required for proposed sprinkler work. OK for Field Review per Kim V - Feb 9/22 E2 - Retrofit Path: BOMA BESt (Path 1) - No Additional Upgrades Req'd | Priority Fire Systems Ltd
EP-2022-02561 | 2022-04-25 | 355 BURRARD STREET, Vancouver, BC V6C 0C5 | Electrical Permit | Commercial | Tenant Improvement | Completed | Installation / Repair - Commercial - Remove and relocate 5 lightings within the same space. Add data and floor boxes. Seismic Data rack to be provided by the owner. Rough in only for Card Reader. Provide power for new exhaust fan in server room >BP: Interior alterations to provide tenant improvements for a new office tenant on the 12th floor (#1295) of this Vancouver Heritage A designated commercial building on this site. Scope of work: Remove existing partition walls to increase boardroom size, millwork, fixtures, relocate existing doors, construct new partition walls for coat and a larger IT closet, new card readers, electrical and sprinkler work. TENANT: Macquarie Building Sprinklered – Separate sprinkler permit required for proposed sprinkler work. OK for Field Review per Kim V - Feb 9/22 E2 - Retrofit Path: BOMA BESt (Path 1) - No Additional Upgrades Req'd | Mott Electric General Partnership
EP-2022-02990 | 2022-04-13 | 355 BURRARD STREET, Vancouver, BC V6C 0C5 | Electrical Permit | Commercial | Renovation | Completed | Installation / Repair - Commercial - Install Cat6 FT6 (CMP) cabling for new workstations, 6 new AP's, 2 x CCTV and 4 x TV's >BP: Interior alterations to provide tenant improvements for a new office tenant on the 12th floor (#1295) of this Vancouver Heritage A designated commercial building on this site. Scope of work: Remove existing partition walls to increase boardroom size, millwork, fixtures, relocate existing doors, construct new partition walls for coat and a larger IT closet, new card readers, electrical and sprinkler work. TENANT: Macquarie Building Sprinklered – Separate sprinkler permit required for proposed sprinkler work. OK for Field Review per Kim V - Feb 9/22 E2 - Retrofit Path: BOMA BESt (Path 1) - No Additional Upgrades Req' | Activo Inc
EP-2022-03690 | 2022-05-06 | 355 BURRARD STREET, Vancouver, BC V6C 0C5 | Electrical Permit | Commercial | NULL | Expired | Annual / Operating - Marine Building annual operating permit renewal VALID: JUNE 3,2022 TO JUNE 2, 2023 EXPIRED PERMIT: EP-2021-04759 Amend: May 9, 2022 Should be 355 Burrard and not 335. The application address was correct. Please revise the permit and provide a new revision link | Ainsworth Inc
EP-2022-04298 | NULL | 355 BURRARD STREET, Vancouver, BC V6C 0C5 | Electrical Permit | Commercial | NULL | Withdrawn | Annual / Operating - Install of Access controls equipment and CCTV cameras | Hennox Technologies Inc
PP-2022-00670 | 2022-02-28 | 355 BURRARD STREET, Vancouver, BC V6C 0C5 | Plumbing Permit | Commercial | Tenant Improvement | Completed | Commercial - Unit 1260 - plumbing dishwasher line for tenant office space | MCR Mechanical Ltd
EP-2022-00237 | 2022-01-25 | 355 BURRARD STREET, Vancouver, BC V6C 0C5 | Electrical Permit | Commercial | Tenant Improvement | Completed | Installation / Repair - Commercial - Minor electrical demo. Addition of a few receptacles, data drops, kitchen remodel. >BP: Interior alterations to provide improvements for this existing office tenant on the 5th floor (#570) of this existing commercial building. Scope of work: remove select partition walls/doors, relocate existing glazing, modify staff kitchen, construct select partition walls to square off office fronts, millwork, finishes, electrical and plumbing work. OK for field review per K. Vogt; Nov 28, 2021 Building Sprinklered - District Building Inspector to determine if a separate sprinkler permit is required. No SP required as per DBI. E2 - Retrofit Path: BOMA BESt (Path 1) - No Additional Upgrades Req. Energy checklist is currently no longer required with your Building Permit (BP) application. Some supporting documents are still required at BP stage, specifically Envelope and HVAC, if applicable. Service Water Heating and Lighting supporting documents, if applicable, must be submitted with your related trades permits (e.g. electrical and plumbing). All energy upgrades will be checked during inspections stage. It is the applicant's responsibility to identify and note all required upgrades including energy upgrades on their BP drawings at BP stage. | Ainsworth Inc
SP-2022-00016 | 2022-01-11 | 355 BURRARD STREET, Vancouver, BC V6C 0C5 | Sprinkler Permit | Commercial | Tenant Improvement | Completed | Commercial - 1 NEW SPRINKLER HEAD >BP: #570 - 5th floor Interior alterations to provide improvements for this existing office tenant on the 5th floor (#570) of this existing commercial building. Scope of work: remove select partition walls/doors, relocate existing glazing, modify staff kitchen, construct select partition walls to square off office fronts, millwork, finishes, electrical and plumbing work. OK for field review per K. Vogt; Nov 28, 2021 Building Sprinklered - District Building Inspector to determine if a separate sprinkler permit is required. No SP required as per DBI. E2 - Retrofit Path: BOMA BESt (Path 1) - No Additional Upgrades Req. Energy checklist is currently no longer required with your Building Permit (BP) application. Some supporting documents are still required at BP stage, specifically Envelope and HVAC, if applicable. Service Water Heating and Lighting supporting documents, if applicable, must be submitted with your related trades permits (e.g. electrical and plumbing). All energy upgrades will be checked during inspections stage. It is the applicant's responsibility to identify and note all required upgrades including energy upgrades on their BP drawings at BP stage. > *****This application does not include any of the following: 1. Not more than 20 sprinklers (add, relocate, or remove), 2. hydraulic calculations, 3. change in occupancy and /or hazard classification, 4. warehouse storage arrangements, 5. mobile compact storage arrangements, 6. alternative solutions, 7. changes to the sprinkler system supply piping (e.g. valves, mains, cross-mains, branch-lines, etc.), or 8. flexible sprinkler pipe. | Priority Fire Systems Ltd
SP-2022-00005 | 2022-01-11 | 355 BURRARD STREET, Vancouver, BC V6C 0C5 | Sprinkler Permit | Commercial | Tenant Improvement | Completed | Commercial - 1 RELOCATE SPRINKLER HEAD >#980 - 9th floor Interior alterations to provide tenant improvements for this new office tenant on the 9th Floor (#980) in this Vancouver Heritage A designated commercial building. Scope of work: demo, new staff kitchen, new appliances, finishes, LED lighting, new meeting room. OK for Field Review per A. Wroblewski - Oct 18, 2021 Building Sprinklered - Building Inspector to determine on site if a separate sprinkler permit is required. Energy upgrade exemption: N/A (BOMA BESt (Path 1)) >>*****This application does not include any of the following: 1. Not more than 20 sprinklers (add, relocate, or remove), 2. hydraulic calculations, 3. change in occupancy and /or hazard classification, 4. warehouse storage arrangements, 5. mobile compact storage arrangements, 6. alternative solutions, 7. changes to the sprinkler system supply piping (e.g. valves, mains, cross-mains, branch-lines, etc.), or 8. flexible sprinkler pipe | Priority Fire Systems Ltd
PP-2022-00030 | 2022-01-07 | 355 BURRARD STREET, Vancouver, BC V6C 0C5 | Plumbing Permit | Commercial | Tenant Improvement | Completed | Commercial - Small TI #980 - 9th floor Interior alterations to provide tenant improvements for this new office tenant on the 9th Floor (#980) in this Vancouver Heritage A designated commercial building. Scope of work: demo, new staff kitchen, new appliances, finishes, LED lighting, new meeting room. | Pacific Mechanical Systems Ltd
EP-2022-00059 | 2022-01-07 | 355 BURRARD STREET, Vancouver, BC V6C 0C5 | Electrical Permit | Commercial | Tenant Improvement | Completed | Installation / Repair - Commercial - Tenant Improvement work including branch wiring, lighting Class 2 Wiring >BP: Interior alterations to provide tenant improvements for this new office tenant on the 9th Floor (#980) in this Vancouver Heritage A designated commercial building. Scope of work: demo, new staff kitchen, new appliances, finishes, LED lighting, new meeting room. OK for Field Review per A. Wroblewski - Oct 18, 2021 Building Sprinklered - Building Inspector to determine on site if a separate sprinkler permit is required. Energy upgrade exemption: N/A (BOMA BESt (Path 1)) | Sasco Contractors Ltd
EP-2022-00447 | 2022-03-07 | 355 BURRARD STREET, Vancouver, BC V6C 0C5 | Electrical Permit | Commercial | Renovation | Completed | Installation / Repair - Commercial - Replace building transformers (six) with one dual winding transformer (1500/2000 kVA) (primary 24.94/12.47 kV: dual secondary 277/480 V and 120/208 V - 3P4W). Upgrade portion of existing primary switch gear to 25kV. AC unit is a new fan coil to be tied to the existing building loop. >BP: Interior alterations to replace & relocate a new building transformer and convert approx. 469.86 ft2 of existing storage room to a new transformer room at Level A of this existing Municipally-Designated "M" and Vancouver Heritage-Designated "A" mixed used building on this site. Scope of work includes: - convert existing transformer room to a new storage room, - infill flooring for new storage space, - new chain link storage space allocations, - repair and relocate existing doors for ease of installation, - install new transformer in new transformer room, - infill existing louver at vertical shaft and provide with new ductwork & 8" x 8" louver for venting through existing ventilation shaft to sidewalk above. ******THIS PERMIT HAS BEEN ISSUED UNDER THE REQUIREMENTS OF VBBL 2019 AND REVIEWED DURING THE COVID-19 PANDEMIC CRISIS. ******** Building Review Branch Notes: 1. Ok for BP only per L Clarke on June 4, 2021. 2. Sch-A, Arch. B, Struct. B, Elec. B, Mech. B & Plumb. B. are submitted. 3. Part 11 design upgrade levels Per Minor Renovation: 'F1’, ‘S2’, ‘N1’, ‘A2’ & ‘E2’. Amend: July 27, 2022 Add information and ask for special permission to exceed ground potential rise standard Amend Aug 2, 2022 Add Seismic Schedule Amend Aug 3, 2022 Amend service to reconnect/relocate service | Mott Electric General Partnership
SP-2022-00083 | 2022-03-01 | 355 BURRARD STREET, Vancouver, BC V6C 0C5 | Sprinkler Permit | Commercial | Tenant Improvement | Completed | Commercial - 7 NEW UPRIGHT SPRINKLER HEAD IN NEW STORAGE AREA >BP: Interior alterations to replace & relocate a new building transformer and convert approx. 469.86 ft2 of existing storage room to a new transformer room at Level A of this existing Municipally-Designated "M" and Vancouver Heritage-Designated "A" mixed used building on this site. Scope of work includes: - convert existing transformer room to a new storage room, - infill flooring for new storage space, - new chain link storage space allocations, - repair and relocate existing doors for ease of installation, - install new transformer in new transformer room, - infill existing louver at vertical shaft and provide with new ductwork & 8" x 8" louver for venting through existing ventilation shaft to sidewalk above. ******THIS PERMIT HAS BEEN ISSUED UNDER THE REQUIREMENTS OF VBBL 2019 AND REVIEWED DURING THE COVID-19 PANDEMIC CRISIS. ******** Building Review Branch Notes: 1. Ok for BP only per L Clarke on June 4, 2021. 2. Sch-A, Arch. B, Struct. B, Elec. B, Mech. B & Plumb. B. are submitted. 3. Part 11 design upgrade levels Per Minor Renovation: 'F1’, ‘S2’, ‘N1’, ‘A2’ & ‘E2’. > *****This application does not include any of the following: 1. Not more than 20 sprinklers (add, relocate, or remove), 2. hydraulic calculations, 3. change in occupancy and /or hazard classification, 4. warehouse storage arrangements, 5. mobile compact storage arrangements, 6. alternative solutions, 7. changes to the sprinkler system supply piping (e.g. valves, mains, cross-mains, branch-lines, etc.), or 8. flexible sprinkler pipe. | Priority Fire Systems Ltd
SP-2022-01780 | 2022-10-27 | 355 BURRARD STREET, Vancouver, BC V6C 0C5 | Sprinkler Permit | Commercial | Tenant Improvement | Completed | Commercial - Relocate sprinkler heads for lobby & corridor renovation. >BP: 16th floor - Common Lobby Interior alterations to the 16th floor common lobby in this existing commercial building on this site. Scope of work: remove and replace finishes, new lighting, t-bar ceiling and electrical work. *****This application does not include any of the following: 1. Not more than 20 sprinklers (add, relocate, or remove), 2. hydraulic calculations, 3. change in occupancy and /or hazard classification, 4. warehouse storage arrangements, 5. mobile compact storage arrangements, 6. alternative solutions, 7. changes to the sprinkler system supply piping (e.g. valves, mains, cross-mains, branch-lines, etc.), or 8. flexible sprinkler pipe. | Priority Fire Systems Ltd
EP-2022-10612 | 2022-12-16 | 355 BURRARD STREET, Vancouver, BC V6C 0C5 | Electrical Permit | Commercial | Renovation | Completed | Installation / Repair - Commercial - Replacement of existing lighting fixtures on level 16 lobby area. 16th floor - Common Lobby Interior alterations to the 16th floor common lobby in this existing commercial building on this site. Scope of work: remove and replace finishes, new lighting, t-bar ceiling and electrical work. | Ainsworth Inc
SP-2022-01308 | 2022-08-17 | 355 BURRARD STREET, Vancouver, BC V6C 0C5 | Sprinkler Permit | Commercial | Renovation | Completed | Commercial - removing one head >BP: #1510 - 15th floor (changed from #1540) Interior alterations to provide tenant improvements for this existing office tenant on the 15th floor (#1510) of this existing building on this site. Scope of work: construct two partition walls/doors. TENANT: Bastian Capital >>*****This application does not include any of the following: 1. Not more than 20 sprinklers (add, relocate, or remove), 2. hydraulic calculations, 3. change in occupancy and /or hazard classification, 4. warehouse storage arrangements, 5. mobile compact storage arrangements, 6. alternative solutions, 7. changes to the sprinkler system supply piping (e.g. valves, mains, cross-mains, branch-lines, etc.), or 8. flexible sprinkler pipe. | Gisborne Industrial Construction Ltd
EP-2023-06166 | 2023-07-10 | 355 BURRARD STREET, Vancouver, BC V6C 0C5 | Electrical Permit | Commercial | Addition | Issued | Installation / Repair - Commercial - Install 1 Card Reader -16th Floor, Suite 1680 Site contact: Eric Vuong # 6049709982 evuong@paladintechnologies.c No Mag locks | Paladin Technologies Inc
EP-2023-04651 | 2023-05-31 | 355 BURRARD STREET, Vancouver, BC V6C 0C5 | Electrical Permit | Commercial | NULL | Issued | Annual / Operating - Annual Electrical operating permit renewal for the Marine Building -Renewal of EP-2022-03690 -Valid June 3, 2023 - June 2, 2024 | Ainsworth Inc
SP-2023-00422 | 2023-03-13 | 355 BURRARD STREET, Vancouver, BC V6C 0C5 | Sprinkler Permit | Commercial | Tenant Improvement | Completed | Commercial - Add and relocate sprinkler heads for tenant improvement. >BP: #640 - 6th floor Interior alterations to provide improvements for an existing office tenant on the 6th floor of this existing commercial building. Scope of work; select demo of partition walls to create open office area and new partitions to create 3 new offices. new data, power & RCP *****This application does not include any of the following: 1. Not more than 20 sprinklers (add, relocate, or remove), 2. hydraulic calculations, 3. change in occupancy and /or hazard classification, 4. warehouse storage arrangements, 5. mobile compact storage arrangements, 6. alternative solutions, 7. changes to the sprinkler system supply piping (e.g. valves, mains, cross-mains, branch-lines, etc.), or 8. flexible sprinkler pipe | Priority Fire Systems Ltd
SP-2023-00724 | 2023-04-26 | 355 BURRARD STREET, Vancouver, BC V6C 0C5 | Sprinkler Permit | Commercial | Tenant Improvement | Completed | Commercial - relocation of 3 heads >BP: Interior alterations to provide tenant improvements for a new office tenant on the 15th floor (#1520) in this existing building on this site. Scope of work: remove partition walls, doors, new finishes, lighting, electrical and sprinkler work. *****This application does not include any of the following: 1. Not more than 20 sprinklers (add, relocate, or remove), 2. hydraulic calculations, 3. change in occupancy and /or hazard classification, 4. warehouse storage arrangements, 5. mobile compact storage arrangements, 6. alternative solutions, 7. changes to the sprinkler system supply piping (e.g. valves, mains, cross-mains, branch-lines, etc.), or 8. flexible sprinkler pipe. | Gisborne Industrial Construction Ltd
EP-2023-02284 | 2023-03-24 | 355 BURRARD STREET, Vancouver, BC V6C 0C5 | Electrical Permit | Commercial | Tenant Improvement | Completed | Installation / Repair - Commercial - Demo -Providing demo, receptacles and low voltage cabling. No lighting. >BP: Interior alterations to provide improvements for an existing office tenant on the 6th floor of this existing commercial building. Scope of work; select demo of partition walls to create open office area and new partitions to create 3 new offices. new data, power & RCP | Mott Electric General Partnership
EP-2023-02845 | 2023-03-31 | 355 BURRARD STREET, Vancouver, BC V6C 0C5 | Electrical Permit | Commercial | Renovation | Issued | Installation / Repair - Commercial - Updating lighting for a vacant office space >BP: Interior alterations to provide tenant improvements for a new office tenant on the 15th floor (#1520) in this existing building on this site. Scope of work: remove partition walls, doors, new finishes, lighting, electrical and sprinkler work. OK for Office TI Energy checklist is currently no longer required with your Building Permit (BP) application. Some supporting documents are still required at BP stage, specifically Envelope and HVAC, if applicable. Service Water Heating and Lighting supporting documents, if applicable, must be submitted with your related trades permits (e.g. electrical and plumbing). | Action Electric Ltd
SP-2023-02281 | 2023-12-19 | 355 BURRARD STREET, Vancouver, BC V6C 0C5 | Sprinkler Permit | Commercial | Tenant Improvement | Issued | Commercial - Relocate sprinkler heads for common lobby and corridor renovation. >BP: 17th floor - common lobby Interior alterations to the common lobby and corridor on the 17th floor in this existing Municipally Designated Heritage 'A' Marine building on this site. Scope of work: remove and replace T-Bar ceiling and finishes, new light fixtures and electrical work. *****This application does not include any of the following: 1. Not more than 20 sprinklers (add, relocate, or remove), 2. hydraulic calculations, 3. change in occupancy and /or hazard classification, 4. warehouse storage arrangements, 5. mobile compact storage arrangements, 6. alternative solutions, 7. changes to the sprinkler system supply piping (e.g. valves, mains, cross-mains, branch-lines, etc.), or 8. flexible sprinkler pipe. | Priority Fire Systems Ltd
EP-2023-10988 | 2023-12-08 | 400 BURRARD STREET, Vancouver, BC V6C 3A6 | Electrical Permit | Commercial | NULL | Issued | Annual / Operating - Annual Electrical Permit renewal Renewal from EP-2022-10286 Valid from Dec19th, 2023 to Dec 18th, 2024 General electrical work through-out the building. Small electrical jobs like replace ballasts, switches, lamps, receptacles and other small electrical jobs | MDE Enterprises Ltd
SP-2023-01599 | 2023-09-01 | 400 BURRARD STREET, Vancouver, BC V6C 3A6 | Sprinkler Permit | Commercial | Tenant Improvement | Completed | Commercial - Add and relocate sprinkler heads for tenant improvement. >BP: #1420 and #1450 - 14th floor Interior alterations to demise #1400 into two office units to be #1420 and #1450 and to provide interior alterations to both units in this existing commercial building on this site. Scope of work: remove select partition walls/doors and construct new demising walls, glass entry doors, men's washroom, finishes, electrical, plumbing and sprinkler work. *****This application does not include any of the following: 1. Not more than 20 sprinklers (add, relocate, or remove), 2. hydraulic calculations, 3. change in occupancy and /or hazard classification, 4. warehouse storage arrangements, 5. mobile compact storage arrangements, 6. alternative solutions, 7. changes to the sprinkler system supply piping (e.g. valves, mains, cross-mains, branch-lines, etc.), or 8. flexible sprinkler pipe. | Priority Fire Systems Ltd
PP-2023-03075 | 2023-09-06 | 400 BURRARD STREET, Vancouver, BC V6C 3A6 | Plumbing Permit | Commercial | Tenant Improvement | Issued | Commercial - Decomm & Reno **No Building alterations or Building work otherwise a BP will be required | KERN BSG MANAGEMENT LTD
EP-2023-09803 | 2023-11-02 | 400 BURRARD STREET, Vancouver, BC V6C 3A6 | Electrical Permit | Commercial | Renovation | Issued | Installation / Repair - Commercial - Update to access control system. | Western Pacific Enterprises Ltd
PP-2023-03522 | 2023-10-05 | 400 BURRARD STREET, Vancouver, BC V6C 3A6 | Plumbing Permit | Commercial | Tenant Improvement | Completed | Commercial - Install fixtures >BP: #1420 and #1450 - 14th floor Interior alterations to demise #1400 into two office units to be #1420 and #1450 and to provide interior alterations to both units in this existing commercial building on this site. Scope of work: remove select partition walls/doors and construct new demising walls, glass entry doors, men's washroom, finishes, electrical, plumbing and sprinkler work. TENANT: #1420 - Bernard LLP #1450 - Navis Marine Insurance Brokers | DAVIDSON BROS MECHANICAL CONTRACTORS
EP-2023-02178 | 2023-03-15 | 400 BURRARD STREET, Vancouver, BC V6C 3A6 | Electrical Permit | Commercial | Renovation | Completed | Installation / Repair - Commercial - Low Voltage wiring for control transformers - extra low voltage control wiring for VAVs, Exhaust Fans and space sensors >BP: Interior alterations to provide tenant improvements for a new office tenant on the 8th floor, combining #800, #805 & #810 to become a full floor tenant of this existing commercial building. Scope of work: Demolish demising walls between suites, doors, millwork, flooring. Construct partition walls, new sliding/swing door, glazing, electrical, plumbing and sprinkler work. TENANT: Elbar Enterprise Ltd NOTE: #800 is interconnected to #900 per BU432783. Reception is at on the 9th floor Letters of Assurance submitted: Schedule A and Architectural Schedule B by Andrew Igel, Architect, AIBC., 778.839.4260 Electrical Schedule B by Oliver Wiart, P.Eng., 604.813.1024 Plumbing/Mechanical Schedule B by Raymond Cho, P.Eng., 778.956.8555 Building Sprinklered – Separate sprinkler permit required for proposed sprinkler work. E2 - Lighting - Upgrade to incorporate Scheduled Shutoff (per 9.4.1.1.(i) of ASHRAE 90.1-2016) Energy checklist is currently no longer required with your Building Permit (BP) application. Some supporting documents are still required at BP stage, specifically Envelope and HVAC, if applicable. Service Water Heating and Lighting supporting documents, if applicable, must be submitted with your related trades permits (e.g. electrical and plumbing). All energy upgrades will be checked during inspections stage. It is the applicant’s responsibility to identify and note all required upgrades including energy upgrades on their BP drawings at BP stage. | ESC Automation Inc
EP-2023-03097 | 2023-04-11 | 400 BURRARD STREET, Vancouver, BC V6C 3A6 | Electrical Permit | Commercial | Tenant Improvement | Completed | Installation / Repair - Commercial - Remove and reinstall (relocate) communications cables as needed to reflect new layouts. >BP: 1st Floor (Ground floor) Interior alterations to provide tenant improvements to this existing financial institution (CIBC) on the ground floor of this existing commercial building on site Scope of work: Remove/construct partition walls, demolish doors & frames, remove flooring, millwork, csr wickets and electrical work. TENANT: CIBC Letters of Assurance submitted: Schedule A and Architectural Schedule B Todd Hartley, Architect, AIBC., 403.716.8023 Electrical Schedule B by Zhi Chen, P.Eng., 604.696.8460 Plumbing/Mechanical Schedule B by Ian Chan, P.Eng., 604.696.8000 Building Sprinklered – Building inspector to determine on site if a separate sprinkler permit is required. E2 - Retrofit Path: BOMA BESt (Path 1) - No Additional Upgrades Req'd | Plan Group Inc
PP-2023-00747 | 2023-03-07 | 400 BURRARD STREET, Vancouver, BC V6C 3A6 | Plumbing Permit | Commercial | Tenant Improvement | Completed | Commercial - Fixtures >BP: Interior alterations to provide tenant improvements for a new office tenant on the 8th floor, combining #800, #805 & #810 to become a full floor tenant of this existing commercial building. Scope of work: Demolish demising walls between suites, doors, millwork, flooring. Construct partition walls, new sliding/swing door, glazing, electrical, plumbing and sprinkler work. TENANT: Elbar Enterprise Ltd NOTE: #800 is interconnected to #900 per BU432783. Reception is at on the 9th floor | DAVIDSON BROS MECHANICAL CONTRACTORS
EP-2023-01562 | 2023-02-24 | 400 BURRARD STREET, Vancouver, BC V6C 3A6 | Electrical Permit | Commercial | Addition | Completed | Installation / Repair - Commercial - Addition / alteration to existing security alarm, access and CCTV systems >BP: 1st Floor (Ground floor) Interior alterations to provide tenant improvements to this existing financial institution (CIBC) on the ground floor of this existing commercial building on site Scope of work: Remove/construct partition walls, demolish doors & frames, remove flooring, millwork, csr wickets and electrical work. TENANT: CIBC Letters of Assurance submitted: Schedule A and Architectural Schedule B Todd Hartley, Architect, AIBC., 403.716.8023 Electrical Schedule B by Zhi Chen, P.Eng., 604.696.8460 Plumbing/Mechanical Schedule B by Ian Chan, P.Eng., 604.696.8000 Building Sprinklered – Building inspector to determine on site if a separate sprinkler permit is required. E2 - Retrofit Path: BOMA BESt (Path 1) - No Additional Upgrades Req'd | Chubb Fire & Security Canada Corp
EP-2023-01742 | 2023-04-19 | 400 BURRARD STREET, Vancouver, BC V6C 3A6 | Electrical Permit | Commercial | Renovation | Completed | Installation / Repair - Commercial - Electrical renovation to provide tenant improvement to existing. Demolition work within renovated area. Responsible for temporary or permanent removal, disconnect and relocate throughout. Power wiring pulled back to closest junction box, made safe and tagged for reuse. Lighting circuits pulled back to closest junction box. Made safe and tagged for reuse. Installation work within renovated area. Installation of power throughout renovated area (as needed). Install receptacles and system furniture feeds with intent to reuse existing circuits (no exact quantities). Replace all branch existing exit signs (no exact quantities). Install new LED fixtures - Luminaries and recessed down lights (no exact quantities). Install empty conduits and rough-ins for communication cable (with pull strings). Install empty conduits and rough-ins for security system (with pull strings) >BP: 1st Floor (Ground floor) Interior alterations to provide tenant improvements to this existing financial institution (CIBC) on the ground floor of this existing commercial building on site Scope of work: Remove/construct partition walls, demolish doors & frames, remove flooring, millwork, csr wickets and electrical work. TENANT: CIBC Letters of Assurance submitted: Schedule A and Architectural Schedule B Todd Hartley, Architect, AIBC., 403.716.8023 Electrical Schedule B by Zhi Chen, P.Eng., 604.696.8460 Plumbing/Mechanical Schedule B by Ian Chan, P.Eng., 604.696.8000 Building Sprinklered – Building inspector to determine on site if a separate sprinkler permit is required. E2 - Retrofit Path: BOMA BESt (Path 1) - No Additional Upgrades Req'd *Apr 26, 2023 Permit Amendment: Re-install of Fire Alarm devices to allow for ceiling adjustments | Canem Systems Ltd
EP-2023-00903 | 2023-02-02 | 400 BURRARD STREET, Vancouver, BC V6C 3A6 | Electrical Permit | Commercial | New | Completed | Installation / Repair - Commercial - 3 Card Reader Doors installation. All cabling to be FT6 rated. No Mag Locks Site Contact - Rajinder Gill - +1 (778) 385-2616 | PALADIN TECHNOLOGIES INC
SP-2023-00925 | 2023-05-26 | 400 BURRARD STREET, Vancouver, BC V6C 3A6 | Sprinkler Permit | Commercial | Tenant Improvement | Completed | Commercial - Relocate and cap off sprinkler heads for tenant improvement. >BP #430 - 400 Burrard Street Interior alterations to demolish the interior of this existing unit #430 and create a open building shell and remove the existing interconnecting stairway to the 3rd floor. *****This application does not include any of the following: 1. Not more than 20 sprinklers (add, relocate, or remove), 2. hydraulic calculations, 3. change in occupancy and /or hazard classification, 4. warehouse storage arrangements, 5. mobile compact storage arrangements, 6. alternative solutions, 7. changes to the sprinkler system supply piping (e.g. valves, mains, cross-mains, branch-lines, etc.), or 8. flexible sprinkler pipe. | Priority Fire Systems Ltd
EP-2023-04204 | 2023-05-19 | 400 BURRARD STREET, Vancouver, BC V6C 3A6 | Electrical Permit | Commercial | Addition | Completed | Installation / Repair - Commercial - Access control for 2 card reader doors. NO MAGLOCKS Site Contact - Rajinder Gill/6043299754/rgill@paladintechnologies.com >BP: Interior alterations to expand the existing office in #1950 into a portion of #1910 on the 19th floor in this existing commercial building on this site. Scope of work: remove/construct new demising wall, remove select partition walls/door and sprinkler work. OK for Office TI Building Sprinklered - Separate sprinkler permit required for proposed sprinkler work. Energy checklist is currently no longer required with your Building Permit (BP) application. Some supporting documents are still required at BP stage, specifically Envelope and HVAC, if applicable. Service Water Heating and Lighting supporting documents, if applicable, must be submitted with your related trades permits (e.g. electrical and plumbing). | Paladin Technologies Inc
EP-2023-04340 | 2023-05-23 | 400 BURRARD STREET, Vancouver, BC V6C 3A6 | Electrical Permit | Commercial | Tenant Improvement | Completed | Installation / Repair - Commercial - Relocation of electrical devices, installation of emergency exit signs, relocation of fire alarm smoke detector. >BP: #430 - 400 Burrard Street Interior alterations to demolish the interior of this existing unit #430 and create a open building shell and remove the existing interconnecting stairway to the 3rd floor. Schedule A provided by Renante Solivar Architectural Schedule B provided by Renante Solivar Structural Schedule B provided by Carmen Chun P.Eng. Mechanical/ Plumbing Schedule B provided by Kai Chen, P.Eng. Electrical Schedule B provided by Kai Chen, P.Eng. | Action Electric Ltd
SP-2023-00887 | 2023-05-18 | 400 BURRARD STREET, Vancouver, BC V6C 3A6 | Sprinkler Permit | Commercial | Tenant Improvement | Completed | Commercial - SUITES #1910 & #1950 - 19TH FLOOR - Add and relocate sprinkler heads for tenant improvement. >BP: #1910 and #1950 - 19th floor Interior alterations to expand the existing office in #1950 into a portion of #1910 on the 19th floor in this existing commercial building on this site. Scope of work: remove/construct new demising wall, remove select partition walls/door and sprinkler work. *****This application does not include any of the following: 1. Not more than 20 sprinklers (add, relocate, or remove), 2. hydraulic calculations, 3. change in occupancy and /or hazard classification, 4. warehouse storage arrangements, 5. mobile compact storage arrangements, 6. alternative solutions, 7. changes to the sprinkler system supply piping (e.g. valves, mains, cross-mains, branch-lines, etc.), or 8. flexible sprinkler pipe. | Priority Fire Systems Ltd
EP-2023-06590 | 2023-07-21 | 400 BURRARD STREET, Vancouver, BC V6C 3A6 | Electrical Permit | Commercial | Tenant Improvement | Completed | Installation / Repair - Commercial - Electrical installation for Tennant Improvement. >BP: Interior alterations to demise #1400 into two office units to be #1420 and #1450 and to provide interior alterations to both units in this existing commercial building on this site. Scope of work: remove select partition walls/doors and construct new demising walls, glass entry doors, men's washroom, finishes, electrical, plumbing and sprinkler work. TENANT: #1420 - Bernard LLP #1450 - Navis Marine Insurance Brokers OK for Office TI per S. Dugaro Building Sprinklered - Separate sprinkler permit required for proposed sprinkler work. Energy checklist is currently no longer required with your Building Permit (BP) application. Some supporting documents are still required at BP stage, specifically Envelope and HVAC, if applicable. Service Water Heating and Lighting supporting documents, if applicable, must be submitted with your related trades permits (e.g. electrical and plumbing). | Sasco Contractors Ltd
EP-2022-08155 | 2022-09-28 | 400 BURRARD STREET, Vancouver, BC V6C 3A6 | Electrical Permit | Commercial | Tenant Improvement | Completed | Installation / Repair - Commercial - Demo the existing electrical in walls bein removed. Supply and install new power and data to suite new layout. Relocate some existing light fixtures if required to suite new layout. >BP: #470 - 4th floor Interior alterations to provide tenant improvements for a new office tenant on the 4th floor (#470) in this commercial building on this site. Scope of work: remove/construct partition walls, doors, new kitchen, finishes, millwork, electrical, plumbing and sprinkler work. TENANT: 3 Bridges Development Corp | Priority Electric LTD.
SP-2022-01172 | 2022-07-22 | 400 BURRARD STREET, Vancouver, BC V6C 3A6 | Sprinkler Permit | Commercial | Tenant Improvement | Completed | Commercial - ADD AND RELOCATE 12 SPRINKLER HEADS 2nd, 9th and 16th Floors - Common Washrooms Interior alterations to provide improvements to the common washrooms located on the 2nd, 9th and 16th floors only in this existing commercial building on this site. Scope of Work: mens and ladies washroom upgrades consisting of flooring, walls, millwork, ceiling, lighting, plumbing fixtures, finishes, electrical, plumbing and sprinkler work. *****This application does not include any of the following: 1. Not more than 20 sprinklers (add, relocate, or remove), 2. hydraulic calculations, 3. change in occupancy and /or hazard classification, 4. warehouse storage arrangements, 5. mobile compact storage arrangements, 6. alternative solutions, 7. changes to the sprinkler system supply piping (e.g. valves, mains, cross-mains, branch-lines, etc.), or 8. flexible sprinkler pipe. | Priority Fire Systems Ltd
SP-2022-01632 | 2022-10-05 | 400 BURRARD STREET, Vancouver, BC V6C 3A6 | Sprinkler Permit | Commercial | Tenant Improvement | Completed | Commercial - UNIT #470 - 4TH FLOOR - Add & relocate sprinkler heads for tenant improvement. >BP: #470 - 4th floor Interior alterations to provide tenant improvements for a new office tenant on the 4th floor (#470) in this commercial building on this site. Scope of work: remove/construct partition walls, doors, new kitchen, finishes, millwork, electrical, plumbing and sprinkler work. *****This application does not include any of the following: 1. Not more than 20 sprinklers (add, relocate, or remove), 2. hydraulic calculations, 3. change in occupancy and /or hazard classification, 4. warehouse storage arrangements, 5. mobile compact storage arrangements, 6. alternative solutions, 7. changes to the sprinkler system supply piping (e.g. valves, mains, cross-mains, branch-lines, etc.), or 8. flexible sprinkler pipe. | Priority Fire Systems Ltd
PP-2022-03612 | 2022-10-12 | 400 BURRARD STREET, Vancouver, BC V6C 3A6 | Plumbing Permit | Commercial | Tenant Improvement | Completed | Commercial - SUITE #470 - 4TH FLOOR - Plumbing for new kitchen sink location >BP: #470 - 4th floor Interior alterations to provide tenant improvements for a new office tenant on the 4th floor (#470) in this commercial building on this site. Scope of work: remove/construct partition walls, doors, new kitchen, finishes, millwork, electrical, plumbing and sprinkler work. | Mountain View Mechanical Ltd
EP-2022-10286 | 2022-12-06 | 400 BURRARD STREET, Vancouver, BC V6C 3A6 | Electrical Permit | Commercial | NULL | Expired | Annual / Operating - Annual Electrical Permit renewal Renewal from EP-2021-08845 Valid from Dec19th, 2022 to Dec 18th, 2023 General electrical work through-out the building. Small electrical jobs like replace ballasts, switches, lamps, receptacles and other small electrical jobs | MDE Enterprises Ltd
EP-2023-00591 | 2023-01-27 | 400 BURRARD STREET, Vancouver, BC V6C 3A6 | Electrical Permit | Commercial | Tenant Improvement | Completed | Installation / Repair - Commercial - Commercial Office TI New branch circuitry, new receptacles and data outlets for office layout, new lighting and controls throughout c/w controls as required to meet ASHRAE and design requirements, relocate and add fire alarm speakers, FA Verification. Class 2 – data/communications cabling. >BP: #800 - 8th Floor Interior alterations to provide tenant improvements for a new office tenant on the 8th floor, combining #800, #805 & #810 to become a full floor tenant of this existing commercial building. Scope of work: Demolish demising walls between suites, doors, millwork, flooring. Construct partition walls, new sliding/swing door, glazing, electrical, plumbing and sprinkler work. TENANT: Elbar Enterprise Ltd NOTE: #800 is interconnected to #900 per BU432783. Reception is at on the 9th floor Letters of Assurance submitted: Schedule A and Architectural Schedule B by Andrew Igel, Architect, AIBC., 778.839.4260 Electrical Schedule B by Oliver Wiart, P.Eng., 604.813.1024 Plumbing/Mechanical Schedule B by Raymond Cho, P.Eng., 778.956.8555 Building Sprinklered – Separate sprinkler permit required for proposed sprinkler work. E2 - Lighting - Upgrade to incorporate Scheduled Shutoff (per 9.4.1.1.(i) of ASHRAE 90.1-2016) | Centre Electric Ltd
SP-2022-02057 | 2023-01-17 | 400 BURRARD STREET, Vancouver, BC V6C 3A6 | Sprinkler Permit | Commercial | Tenant Improvement | Completed | Commercial - For sprinkler system alterations to the 2019 VBBL and NFPA 13, 2013 for the tenant improvements to provide interior alterations for tenant improvements for a new office tenant on the 8th floor, combining #800, #805 & #810 to become a full floor tenant of this existing commercial building. Scope of work: Demolish demising walls between suites, doors, millwork, flooring. Construct partition walls, new sliding/swing door, glazing, electrical, plumbing and sprinkler work. 1. This application does not include any of the following: • Warehouse storage arrangements, or mobile compact storage arrangements. • Changes to the sprinkler system supply piping (e.g. valves, mains, cross-mains, etc.). • Flexible sprinkler pipe. • Information Technology Equipment Rooms (e.g. IT Rooms, LAN Rooms, etc.). • New alternative solutions and/or modifications to existing alternative solutions. • Change in occupancy and/or hazard classification. Engineer of Record: Ian Mackay 604-792-7714 ian.mackay@mfpe.ca | Priority Fire Systems Ltd
SP-2022-02119 | 2023-01-03 | 400 BURRARD STREET, Vancouver, BC V6C 3A6 | Sprinkler Permit | Commercial | Tenant Improvement | Completed | Commercial - Add and relocate sprinkler heads for tenant improvement. 1st Floor (Ground floor) Interior alterations to provide tenant improvements to this existing financial institution (CIBC) on the ground floor of this existing commercial building on site Scope of work: Remove/construct partition walls, demolish doors & frames, remove flooring, millwork, csr wickets and electrical work. TENANT: CIBC *****This application does not include any of the following: 1. Not more than 20 sprinklers (add, relocate, or remove), 2. hydraulic calculations, 3. change in occupancy and /or hazard classification, 4. warehouse storage arrangements, 5. mobile compact storage arrangements, 6. alternative solutions, 7. changes to the sprinkler system supply piping (e.g. valves, mains, cross-mains, branch-lines, etc.), or 8. flexible sprinkler pipe. | Priority Fire Systems Ltd
SP-2022-00006 | 2022-01-11 | 400 BURRARD STREET, Vancouver, BC V6C 3A6 | Sprinkler Permit | Commercial | Tenant Improvement | Completed | Commercial - 1 NEW SPRINKLER HEAD > #1680 - 16th floor Interior alterations to provide tenant improvements for a new office tenant on the 16th floor (#1680) in this existing commercial building on this site. Scope of work: remove one partition wall and door and new finishes. TENANT: Sequeira Partners Building Sprinklered - Building Inspector to determine if a separate sprinkler is required/No sprinkler permit required per DBI. OK for Field Review per K. Vogt; Dec. 1, 2021 E1 - Lighting - Upgrade internal Exit Signs to not exceed 5W per face BOMA Best Building Energy checklist is currently no longer required with your Building Permit (BP) application. Some supporting documents are still required at BP stage, specifically Envelope and HVAC, if applicable. Service Water Heating and Lighting supporting documents, if applicable, must be submitted with your related trades permits (e.g. electrical and plumbing). All energy upgrades will be checked during inspections stage. It is the applicant's responsibility to identify and note all required upgrades including energy upgrades on their BP drawings at BP stage. >>*****This application does not include any of the following: 1. Not more than 20 sprinklers (add, relocate, or remove), 2. hydraulic calculations, 3. change in occupancy and /or hazard classification, 4. warehouse storage arrangements, 5. mobile compact storage arrangements, 6. alternative solutions, 7. changes to the sprinkler system supply piping (e.g. valves, mains, cross-mains, branch-lines, etc.), or 8. flexible sprinkler pipe | Priority Fire Systems Ltd
EP-2022-00177 | 2022-01-14 | 400 BURRARD STREET, Vancouver, BC V6C 3A6 | Electrical Permit | Commercial | Renovation | Completed | Installation / Repair - Commercial - Addition of 4 running man signs, 6 data locations, 13 receptacles -No exterior signage involved. We're replacing 4 old emergency exit signs with new running man signs. No work on existing service. | Bros Electric Ltd
EP-2022-01364 | 2022-02-23 | 400 BURRARD STREET, Vancouver, BC V6C 3A6 | Electrical Permit | Commercial | New | Completed | Installation / Repair - Commercial - Pull cables and install card readers (No Maglocks) | Paladin Technologies Inc
EP-2022-01363 | 2022-02-28 | 400 BURRARD STREET, Vancouver, BC V6C 3A6 | Electrical Permit | Commercial | New | Completed | Installation / Repair - Commercial - Pull cables and install card reader - No maglocks >BP: #1680 - 16th floor Interior alterations to provide tenant improvements for a new office tenant on the 16th floor (#1680) in this existing commercial building on this site. Scope of work: remove one partition wall and door and new finishes. TENANT: Sequeira Partners | Paladin Technologies Inc
EP-2022-01372 | 2022-02-23 | 400 BURRARD STREET, Vancouver, BC V6C 3A6 | Electrical Permit | Commercial | Renovation | Completed | Installation / Repair - Commercial - Pull cables and install new card reader door (No maglocks) | Paladin Technologies Inc
SP-2022-00849 | 2022-05-27 | 400 BURRARD STREET, Vancouver, BC V6C 3A6 | Sprinkler Permit | Commercial | Tenant Improvement | Completed | Commercial - ADD 1 SPRINKLER HEAD This sprinkler permit has been issued to the 2019 VBBL and NFPA 13, 2013 to return this space to an empty space (no interior partitions, furnishings, etc.), as described below, to base building sprinkler coverage (relocate and remove sprinklers to ensure sprinkler coverage to the base building design, VBBL, and NFPA 13). The tenant space within the building is not to be occupied, and is not to be used for storage. This application does not include any of the following: • hydraulic calculations, • change in occupancy and /or hazard classification, • storage arrangements (e.g. warehouse, mobile compact storage arrangements), • New alternative solutions and/or modifications to existing alternative solutions. • changes to the sprinkler system supply piping (e.g. valves, mains, cross-mains, branch-lines, etc.), or • flexible sprinkler pipe. > Interior alterations to remove all interior walls from this existing vacant office space on the 8th floor (#810) to create a shell space for future tenant in this existing commercial building on this site. Scope: Demolish entire suite, remove all walls, flooring, doors, frames, glazing and millwork. Electrical, plumbing & sprinkler work to suit. Separate permit required for future tenant improvements. TENANT: Intact Insurance Company OK For Field Review per Shelley D - May 10/22 Building Sprinklered – Separate sprinkler permit required for proposed sprinkler work. Note: Energy trigger not required BOMA BEST building | Priority Fire Systems Ltd
EP-2022-04532 | 2022-05-31 | 400 BURRARD STREET, Vancouver, BC V6C 3A6 | Electrical Permit | Commercial | Tenant Improvement | Completed | Installation / Repair - Commercial - Install new led lights, controls, and GFCI receptacles. >BP: 2nd, 9th and 16th Floors - Common Washrooms Interior alterations to provide improvements to the common washrooms located on the 2nd, 9th and 16th floors only in this existing commercial building on this site. Scope of Work: mens and ladies washroom upgrades consisting of flooring, walls, millwork, ceiling, lighting, plumbing fixtures, finishes, electrical, plumbing and sprinkler work. OK for Field Review by S. Yue; April 4, 2022 E2 - Lighting - Upgrade to incorporate Automatic Partial OFF (per 9.4.1.1 (g) of ASHRAE 90.1-2016) Energy checklist is currently no longer required with your Building Permit (BP) application. Some supporting documents are still required at BP stage, specifically Envelope and HVAC, if applicable. Service Water Heating and Lighting supporting documents, if applicable, must be submitted with your related trades permits (e.g. electrical and plumbing). All energy upgrades will be checked during inspections stage. It is the applicant’s responsibility to identify and note all required upgrades including energy upgrades on their BP drawings at BP stage. | Blueline Electrical Services Ltd
EP-2022-04580 | 2022-06-01 | 400 BURRARD STREET, Vancouver, BC V6C 3A6 | Electrical Permit | Commercial | Tenant Improvement | Completed | Installation / Repair - Commercial - Remove 34 2x4 fixtures. Demo work only. Not adding any fixtures. Demo to shell >BP: Interior alterations to remove all interior walls from this existing vacant office space on the 8th floor (#810) to create a shell space for future tenant in this existing commercial building on this site. Scope: Demolish entire suite, remove all walls, flooring, doors, frames, glazing and millwork. Electrical, plumbing & sprinkler work to suit. Separate permit required for future tenant improvements. TENANT: Intact Insurance Company OK For Field Review per Shelley D - May 10/22 Building Sprinklered – Separate sprinkler permit required for proposed sprinkler work. Note: Energy trigger not required BOMA BEST building Energy checklist is currently no longer required with your Building Permit (BP) application. Some supporting documents are still required at BP stage, specifically Envelope and HVAC, if applicable. Service Water Heating and Lighting supporting documents, if applicable, must be submitted with your related trades permits (e.g. electrical and plumbing). All energy upgrades will be checked during inspections stage. It is the applicant’s responsibility to identify and note all required upgrades including energy upgrades on their BP drawings at BP stage. | Mott Electric General Partnership
PP-2022-01419 | 2022-04-27 | 400 BURRARD STREET, Vancouver, BC V6C 3A6 | Plumbing Permit | Commercial | Tenant Improvement | Completed | Commercial - Install new water fountain 4th floor - Amenity Space (Workout Room) Interior alterations to the amenity space of the 4th floor and to change the use from lunch room to workout room in this existing commercial building on this site. Scope of work: remove existing lunchroom fixtures and finishes, millwork, floor, ceiling work, apply new finishes, flooring, electrical and sprinkler work. | Pacific Mechanical Systems Ltd
SP-2022-00783 | 2022-05-24 | 400 BURRARD STREET, Vancouver, BC V6C 3A6 | Sprinkler Permit | Commercial | Tenant Improvement | Completed | Commercial - RELOCATE 9 SPRINKLER HEADS 4th floor - Amenity Space (Workout Room) Interior alterations to the amenity space of the 4th floor and to change the use from lunch room to workout room in this existing commercial building on this site. Scope of work: remove existing lunchroom fixtures and finishes, millwork, floor, ceiling work, apply new finishes, flooring, electrical and sprinkler work. *****This application does not include any of the following: 1. Not more than 20 sprinklers (add, relocate, or remove), 2. hydraulic calculations, 3. change in occupancy and /or hazard classification, 4. warehouse storage arrangements, 5. mobile compact storage arrangements, 6. alternative solutions, 7. changes to the sprinkler system supply piping (e.g. valves, mains, cross-mains, branch-lines, etc.), or 8. flexible sprinkler pipe. | Priority Fire Systems Ltd
PP-2022-02415 | 2022-07-22 | 400 BURRARD STREET, Vancouver, BC V6C 3A6 | Plumbing Permit | Commercial | Tenant Improvement | Completed | Commercial - Install Fixtures >2nd, 9th and 16th Floors - Common Washrooms Interior alterations to provide improvements to the common washrooms located on the 2nd, 9th and 16th floors only in this existing commercial building on this site. Scope of Work: mens and ladies washroom upgrades consisting of flooring, walls, millwork, ceiling, lighting, plumbing fixtures, finishes, electrical, plumbing and sprinkler work. OK for Field Review by S. Yue; April 4, 2022 E2 - Lighting - Upgrade to incorporate Automatic Partial OFF (per 9.4.1.1 (g) of ASHRAE 90.1-2016) Energy checklist is currently no longer required with your Building Permit (BP) application. Some supporting documents are still required at BP stage, specifically Envelope and HVAC, if applicable. Service Water Heating and Lighting supporting documents, if applicable, must be submitted with your related trades permits (e.g. electrical and plumbing). All energy upgrades will be checked during inspections stage. It is the applicant’s responsibility to identify and note all required upgrades including energy upgrades on their BP drawings at BP stage. Amend: Aug 10th, 2022 Looks like we need to amend this permit: 2nd floor - qty 4 LAVs, qty 5 toilets, qty 2 urinals, qty 2 hose bibs 9th floor - qty 4 LAVS, qty 5 toilets, qty 2 urinals, qty 2 hose bibs 16th floor - qty 4 LAVS, qty 5 toilets, qty 2 urinals, qty 2 hose bibs | DAVIDSON BROS MECHANICAL CONTRACTORS
PP-2022-01025 | 2022-04-11 | 401 BURRARD STREET, Vancouver, BC V6C 3R2 | Plumbing Permit | Commercial | Tenant Improvement | Completed | Commercial - UNIT #100 - altering the previous tenant (coffee shop) to suit the layout of the new tenant (freshii) #100 Interior alterations to provide improvements for this new retail tenant in unit #100 of this existing building on this site. New Tenant: Freshii | DELTA PLUMBING & HEATING LTD
EP-2022-02292 | 2022-03-22 | 401 BURRARD STREET, Vancouver, BC V6C 3R2 | Electrical Permit | Commercial | Renovation | Completed | Installation / Repair - Commercial - Renovating a past coffee shop to suit a Freshii restaurant -Repurposing existing branch circuits to suit our layout. All existing lighting to stay as is. We will add a timer to make lighting conform with ashrae. >BP: Interior alterations to provide improvements for this new retail tenant in unit #100 of this existing building on this site. New Tenant: Freshii Ok for field review as per K.Kang November 19, 2021 Note: - No seating in the lobby area is permitted. - This building is sprinklered. DBI to determine on site if a separate permit is required. - DBI to determine on site if Schedule B, Structural, is required. - Energy Upgrade: E2 - Lighting - Upgrade to incorporate Automatic Full OFF (per 9.4.1.1.(h) of ASHRAE 90.1-2016. - Schedule A & Schedule B (Mechanical/Plumbing), Satwik Shetty, P.Eng, 778-360-2153 - Schedule B (Electrical) - Abdul Ei-Haddad, P.Eng, 778-360-2153 - Class-5 Cooking Operations (No Hood): Appliances are less than or equal to 6 kW. Cooking procedures producing significant grease laden vapors, or significant heat or steam are not permitted. Where complaints are received by the Health Department such as mould from too much moisture, over-heating in the work environment, objectionable odours, or build up of grease or smoke residue, the owner or manager is responsible to make the required corrections, such as a menu change or applying for a building permit to comply with the appropriate Class of Cooking Operation. | PROFORM CONSTRUCTION GROUP LTD
SP-2022-00786 | 2022-05-24 | 401 BURRARD STREET, Vancouver, BC V6C 3R2 | Sprinkler Permit | Commercial | Tenant Improvement | Completed | Commercial - Modifying 2 sprinkler heads #100 Interior alterations to provide improvements for this new retail tenant in unit #100 of this existing building on this site. New Tenant: Freshii *****This application does not include any of the following: 1. Not more than 20 sprinklers (add, relocate, or remove), 2. hydraulic calculations, 3. change in occupancy and /or hazard classification, 4. warehouse storage arrangements, 5. mobile compact storage arrangements, 6. alternative solutions, 7. changes to the sprinkler system supply piping (e.g. valves, mains, cross-mains, branch-lines, etc.), or 8. flexible sprinkler pipe. | Tyco Integrated Fire & Security Canada Inc/Tyco Feu Et Securite Integres Canada Inc
NULL | NULL | 401 BURRARD STREET, Vancouver, BC V6C 3R2 | Electrical Permit | Commercial | Renovation | Draft | Installation / Repair - Commercial - Hi there! We own a freshii on 401 Burrard Street and have an issue with a pre-existing smoke alarm that we would like to turn off but we would need your approval prior to turning it off | NULL
EP-2022-08570 | 2022-10-11 | 401 BURRARD STREET, Vancouver, BC V6C 3R2 | Electrical Permit | Commercial | Addition | Issued | Installation / Repair - Commercial - UNIT# 930 Adding 3 hardwired door contacts to existing keypads. Low voltage | PALADIN TECHNOLOGIES INC
EP-2022-06742 | 2022-08-11 | 401 BURRARD STREET, Vancouver, BC V6C 3R2 | Electrical Permit | Commercial | NULL | Expired | Annual / Operating - Annual Electrical Operating Permit Valid July 7, 2022 to July 6, 2023 Renewal of EP-2021-05297 | Charles Richard Pawluk o/a United Electrical Systems Ltd
EP-2023-06186 | 2023-07-10 | 401 BURRARD STREET, Vancouver, BC V6C 3R2 | Electrical Permit | Commercial | NULL | Issued | Annual / Operating - Annual Electrical Operating Permit Valid July 7, 2023 to July 6, 2024 Amend: July 25, 2023 correction Renewal of EP-2022-06742 | Charles Richard Pawluk o/a United Electrical Systems Ltd
EP-2023-04178 | 2023-05-12 | 401 BURRARD STREET, Vancouver, BC V6C 3R2 | Electrical Permit | Commercial | Renovation | Completed | Installation / Repair - Commercial - Remove existing fire alarm device out of the Cru unit, as per fire inspector request and approval. | BD Electrical Ltd
EP-2023-01520 | 2023-02-23 | 401 BURRARD STREET, Vancouver, BC V6C 3R2 | Electrical Permit | Commercial | Tenant Improvement | Issued | Installation / Repair - Commercial - Supply and install new feeder conduit, wiring and disconnect for Fan Coil Unit. Supply and install new FA relay and integrate with the building system for control of 3 new fire dampers. -Relay will be programmed and verified following installation. >BP: Interior alterations to provide improvements to the office tenant (Federal Government offices) on the 8th floor of this commercial building on this site. Work to add a new fan coil unit in the server room. Schedule A and Schedule B (Mechanical), Christopher Jones P.Eng., ph:604.685.9381 Schedule B (Electrical), L.T. Lee P. Eng., ph: 604.631.9642 Building Sprinklered – Building inspector to determine on site if a separate sprinkler permit is required OK to process as DTI as per W. Wong April 4, 2022 No energy upgrade required. BOMA BESt building. | Sasco Contractors Ltd
SP-2023-02220 | 2023-12-15 | 505 BURRARD STREET, Vancouver, BC V7X 1M3 | Sprinkler Permit | Commercial | New | Issued | Commercial - For sprinkler system alterations to the 2019 VBBL and NFPA 13, 2013 for the tenant improvements to replace existing copper pipe with steel pipe in existing tenant space. Engineer of Record: Dan Wong 778-847-0572 denveng7@gmail.com | Priority Fire Systems Ltd
EP-2023-10627 | 2023-12-06 | 505 BURRARD STREET, Vancouver, BC V7X 1M3 | Electrical Permit | Commercial | Renovation | Issued | Installation / Repair - Commercial - Rewire 1x access control door on for existing office door on 4th Lv and rewire 2x access controls for office doors on 3rd Lv. (Electric Strike locks only - NO MAG LOCKS) | Houle Electric Limited
PP-2023-04189 | 2023-11-29 | 505 BURRARD STREET, Vancouver, BC V7X 1M3 | Plumbing Permit | Commercial | Tenant Improvement | Issued | Commercial - SUITE #260 - Demo plumbing in tenant space >BP: #200 - 2nd floor (#200 and #260 combining see Rev #1) Interior alterations to remove partition walls and finishes to create a shell office space on the 2nd floor (#200) in this existing commercial building. Scope of work: remove all partition walls and doors, construct new suite entry, card reader, lighting, electrical, plumbing and sprinkler work. REVISION #1: remove existing demising walls and partition walls, ceilings, millwork and finishes, expand #200 into #260 (retaining #200) and to provide a new lighting layout in this expanded area. Increase in project value from $282,000.00 to $322,000.00. | MCR Mechanical Ltd
NULL | NULL | 505 BURRARD STREET, Vancouver, BC V7X 1M3 | Electrical Permit | Commercial | Tenant Improvement | Withdrawn | Installation / Repair - Commercial - lights | Canem Systems Ltd
PP-2024-00011 | 2024-01-04 | 505 BURRARD STREET, Vancouver, BC V7X 1M3 | Plumbing Permit | Commercial | Tenant Improvement | Issued | Commercial - Office Tenant improvement - full Mechanical plumbing, HVAC, Controls >BP: #620 - 6th floor Interior alterations to provide tenant improvements for a new office tenant on the 6th floor (#620) in this existing commercial building on this site. Scope of work: remove all partition walls, doors, construct new demountable glazed partition walls and doors, ceiling work, finishes, electrical, plumbing, mechanical and sprinkler work. | MCR Mechanical Ltd
EP-2024-00346 | 2024-01-18 | 505 BURRARD STREET, Vancouver, BC V7X 1M3 | Electrical Permit | Commercial | Tenant Improvement | Issued | Installation / Repair - Commercial - Demo, Install new lighting, control, and outlets | Mott Electric General Partnership
SP-2024-00068 | NULL | 505 BURRARD STREET, Vancouver, BC V7X 1M3 | Sprinkler Permit | Commercial | Tenant Improvement | In Review | Commercial - 3RD, 7TH, 15TH,18TH & 21ST FLOORS - Relocate sprinkler heads for elevator lobby & washrooms renovation. >BP: Bentall 1 - Floors 2, 4, 5, 6, 7, 8, 10, 11, 15, 16, 17, 18 common washrooms/lobbies/corridors (*SEE REVISION #1 and #2) Interior alterations to provide landlord improvements on 2, 4, 5, 6, 7, 8, 10, 11, 15, 16, 17, & 18th floors common washrooms &/or lobbies &/or corridors of this existing commercial building. . *REVISION #1 - NOV.12/21 mk - to remove the 11th floor from scope of work which includes washrooms, lobbies, & corridor upgrades. *REVISION #2 Sept.19/23 mk - remove 10th floor from scope and ADD 3rd and 21st floor common washrooms, lobby and corridors. Building Sprinklered – Separate sprinkler permit required for proposed sprinkler work. OK for Field Review per DBI & Kelly Anderson. (See Documents tab email upload) - June 30/20 | Priority Fire Systems Ltd
SP-2024-00046 | 2024-01-26 | 505 BURRARD STREET, Vancouver, BC V7X 1M3 | Sprinkler Permit | Commercial | Tenant Improvement | Issued | Commercial - SUITE #260 - Back to Base Building Sprinkler Coverage >BP: #200 - 2nd floor (#200 and #260 combining see Rev #1) Interior alterations to remove partition walls and finishes to create a shell office space on the 2nd floor (#200) in this existing commercial building. Scope of work: remove all partition walls and doors, construct new suite entry, card reader, lighting, electrical, plumbing and sprinkler work. *****This application does not include any of the following: 1. Not more than 20 sprinklers (add, relocate, or remove), 2. hydraulic calculations, 3. change in occupancy and /or hazard classification, 4. warehouse storage arrangements, 5. mobile compact storage arrangements, 6. alternative solutions, 7. changes to the sprinkler system supply piping (e.g. valves, mains, cross-mains, branch-lines, etc.), or 8. flexible sprinkler pipe. | Viking Fire Protection Inc
SP-2023-01849 | 2023-10-25 | 505 BURRARD STREET, Vancouver, BC V7X 1M3 | Sprinkler Permit | Commercial | Tenant Improvement | Completed | Commercial - For sprinkler system alterations to the 2019 VBBL and NFPA 13, 2013 for the tenant improvements to provide interior alterations to this existing general office on the 16th floor (#1630) of this existing commercial building on site. Engineer of Record: Liang Xin Peng 604-324-7122 lpeng@vikingfire.ca | Viking Fire Protection Inc
EP-2023-08966 | 2023-10-05 | 505 BURRARD STREET, Vancouver, BC V7X 1M3 | Electrical Permit | Commercial | Tenant Improvement | Completed | Installation / Repair - Commercial - Install 3x additional access controls to 3x new doors. >BP: Interior alterations to provide tenant improvements to this existing general office on the 16th floor (#1630) of this existing commercial building on site. Scope of work: New interior layout to make suite ready for future lease. New reception area, new offices, boardroom, server room and kitchenette. Create an open office concept. Electrical, plumbing and sprinkler work to suit. Architectural Schedule B submitted by Edwin Wong, Architect, AIBC 604.312.4889 Building Sprinklered – Separate sprinkler permit required for proposed sprinkler work. Energy checklist is currently no longer required with your Building Permit (BP) application. Some supporting documents are still required at BP stage, specifically Envelope and HVAC, if applicable. Service Water Heating and Lighting supporting documents, if applicable, must be submitted with your related trades permits (e.g. electrical and plumbing). | Houle Electric Limited
PP-2023-03489 | 2023-10-03 | 505 BURRARD STREET, Vancouver, BC V7X 1M3 | Plumbing Permit | Commercial | Tenant Improvement | Issued | Commercial - SUITE #300 - 3RD FLOOR - Plumbing and Mechanical Demo >BP: #300 - 3rd floor Interior alterations to provide removal off all non-load bearing partition walls on the 3rd floor (#300) and return to shell space in this existing commercial building. | MCR Mechanical Ltd
PP-2023-03572 | 2023-10-11 | 505 BURRARD STREET, Vancouver, BC V7X 1M3 | Plumbing Permit | Commercial | Renovation | Completed | Commercial - SUITE #2100 - 21ST FLOOR - Plumbing Demo >BP: #2100 - 21st Floor Interior alterations to demolish partition walls and finishes to create a shell office space on the 21st floor (#2100) in this existing commercial building on this site. Scope of work: Interior demolition of all existing finishes and removal of all walls ceiling, lighting, millwork, t-bar ceiling, fixtures. New card reader, new paint, electrical, plumbing and sprinkler work. | MCR Mechanical Ltd
SP-2023-01915 | 2023-12-05 | 505 BURRARD STREET, Vancouver, BC V7X 1M3 | Sprinkler Permit | Commercial | New | Issued | Commercial - For sprinkler system alterations to the 2019 VBBL and NFPA 13, 2013 for the tenant improvements to provide interior alterations for a new office tenant on the 6th floor (#620) in this existing commercial building on this site, and to replace the existing copper sprinkler pipe with steel pipe. Engineer of Record: Dan Wong 778-847-0572 denveng7@gmail.com | Priority Fire Systems Ltd
EP-2023-09887 | 2023-11-17 | 505 BURRARD STREET, Vancouver, BC V7X 1M3 | Electrical Permit | Commercial | Tenant Improvement | Completed | Installation / Repair - Commercial - Install conduit and wiring for existing pump Amend: Dec 5, 2023 change the address to 505 not 550 | Canem Systems Ltd
EP-2023-10188 | 2023-11-27 | 505 BURRARD STREET, Vancouver, BC V7X 1M3 | Electrical Permit | Commercial | Tenant Improvement | Completed | Installation / Repair - Commercial - Demo, new lighting, control, and exit signs >BP: #200 - 2nd floor (#200 and #260 combining see Rev #1) Interior alterations to remove partition walls and finishes to create a shell office space on the 2nd floor (#200) in this existing commercial building. Scope of work: remove all partition walls and doors, construct new suite entry, card reader, lighting, electrical, plumbing and sprinkler work. REVISION #1: remove existing demising walls and partition walls, ceilings, millwork and finishes, expand #200 into #260 (retaining #200) and to provide a new lighting layout in this expanded area. Increase in project value from $282,000.00 to $322,000.00. Separate permits required for tenant improvements E2 - Retrofit Path: BOMA BESt (Path 1) - No Additional Upgrades Req'd. | Mott Electric General Partnership
EP-2023-10219 | 2023-11-24 | 505 BURRARD STREET, Vancouver, BC V7X 1M3 | Electrical Permit | Commercial | Tenant Improvement | Issued | Installation / Repair - Commercial - Demo, New sub-panel in the tenant space (120/208V, 60 circuit 3phase-4wire panel). New receptacles, lighting, lighting control and exit signs. Rough-in only for data cabling and security infrastructures >BP: #620 - 6th floor Interior alterations to provide tenant improvements for a new office tenant on the 6th floor (#620) in this existing commercial building on this site. Scope of work: remove all partition walls, doors, construct new demountable glazed partition walls and doors, ceiling work, finishes, electrical, plumbing, mechanical and sprinkler work. | Mott Electric General Partnership
EP-2023-10335 | 2023-11-16 | 505 BURRARD STREET, Vancouver, BC V7X 1M3 | Electrical Permit | Commercial | Tenant Improvement | Issued | Installation / Repair - Commercial - Low Voltage Cabling >BP: Interior alterations to provide tenant improvements for a new office tenant on the 6th floor (#620) in this existing commercial building on this site. Scope of work: remove all partition walls, doors, construct new demountable glazed partition walls and doors, ceiling work, finishes, electrical, plumbing, mechanical and sprinkler work. Letters of Assurance submitted by: Schedule A and Architectural Schedule B, Carlos Gamez Ruiz, Architect, ph: 250-258-8211 Structural Schedule B, Levi Stoelting, P.Eng., ph: 604-734-8822 Mechanical and Plumbing Schedule B, Ronald Braun, M.Sc., P.Eng., ph: 604-609-0500 Electrical Schedule B, Roger Dupuis, P.Eng., LEED AP, ph: 604-569-6500 Building Sprinklered – Separate sprinkler permit required for proposed sprinkler work. Energy checklist is currently no longer required with your Building Permit (BP) application. Some supporting documents are still required at BP stage, specifically Envelope and HVAC, if applicable. Service Water Heating and Lighting supporting documents, if applicable, must be submitted with your related trades permits (e.g. electrical and plumbing). | Axis Technical Services Corp
EP-2023-08175 | 2023-09-12 | 505 BURRARD STREET, Vancouver, BC V7X 1M3 | Electrical Permit | Commercial | Tenant Improvement | Completed | Installation / Repair - Commercial - Demo, install new lights, lighting control, meter, tenant sub-panel (125A - 120/208V), new receptacles. Back to base building shell space. >BP: Interior alterations to provide removal off all non-load bearing partition walls on the 3rd floor (#300) and return to shell space in this existing commercial building. Separate permit will be required for any tenant improvements to this unit. | Mott Electric General Partnership
PP-2023-03307 | 2023-09-18 | 505 BURRARD STREET, Vancouver, BC V7X 1M3 | Plumbing Permit | Commercial | Tenant Improvement | Completed | Commercial - SUITE #1630 - 16TH FLOOR - New DCVA for coffee machine. >BP: #1630 - 16th Floor Interior alterations to provide tenant improvements to this existing general office on the 16th floor (#1630) of this existing commercial building on site. Scope of work: New interior layout to make suite ready for future lease. New reception area, new offices, boardroom, server room and kitchenette. Create an open office concept. Electrical, plumbing and sprinkler work to suit. | Fred Welsh Ltd
SP-2023-01799 | 2023-09-28 | 505 BURRARD STREET, Vancouver, BC V7X 1M3 | Sprinkler Permit | Commercial | Tenant Improvement | Issued | Commercial - RETURN THE TENANT SPACE TO BASE BUILDING SPRINKLER COVERAGE, NO OCCUPANCY HAZARD CHANGE, NO STORAGE ARRANGEMENTS, NO ALTERNATIVE SOLUTIONS INVOLVED. NO CHANGES ON SYSTEM SUPPLY PIPING. ****This sprinkler permit has been issued to the 2019 VBBL and NFPA 13, 2013 to return this space to an empty space (no interior partitions, furnishings, etc.), as described below, to base building sprinkler coverage (relocate and remove sprinklers to ensure sprinkler coverage to the base building design, VBBL, and NFPA 13). The tenant space within the building is not to be occupied, and is not to be used for storage. This application does not include any of the following: • hydraulic calculations, • change in occupancy and /or hazard classification, • storage arrangements (e.g. warehouse, mobile compact storage arrangements), • New alternative solutions and/or modifications to existing alternative solutions. • changes to the sprinkler system supply piping (e.g. valves, mains, cross-mains, branch-lines, etc.), or • flexible sprinkler pipe. >BP: #300 - 3rd floor Interior alterations to provide removal off all non-load bearing partition walls on the 3rd floor (#300) and return to shell space in this existing commercial building. ******Separate permit will be required for any tenant improvements to this unit.******** | Priority Fire Systems Ltd
EP-2023-08767 | 2023-09-28 | 505 BURRARD STREET, Vancouver, BC V7X 1M3 | Electrical Permit | Commercial | Tenant Improvement | Completed | Installation / Repair - Commercial - Supply and install wiring and devices for lighting, Power, Data and Fire Alarm >Permit Amendment Dec 14, 2023 -" seismic inspection" *Document(s) uploaded to "Application Documents" tab for Electrical Inspector review. Documents are at pending status at time of permit amendment approval >Permit Amendment Dec 06, 2023 -"FA verification" *Document(s) uploaded to "Application Documents" tab for Electrical Inspector review. Documents are at pending status at time of permit amendment approval >BP: Interior alterations to provide tenant improvements to this existing general office on the 16th floor (#1630) of this existing commercial building on site. Scope of work: New interior layout to make suite ready for future lease. New reception area, new offices, boardroom, server room and kitchenette. Create an open office concept. Electrical, plumbing and sprinkler work to suit. Architectural Schedule B submitted by Edwin Wong, Architect, AIBC 604.312.4889 Building Sprinklered – Separate sprinkler permit required for proposed sprinkler work. Energy checklist is currently no longer required with your Building Permit (BP) application. Some supporting documents are still required at BP stage, specifically Envelope and HVAC, if applicable. Service Water Heating and Lighting supporting documents, if applicable, must be submitted with your related trades permits (e.g. electrical and plumbing). | Canem Systems Ltd
NULL | NULL | 505 BURRARD STREET, Vancouver, BC V7X 1M3 | Electrical Permit | Commercial | NULL | Draft | Movie Set / Filming - To allow for Movie Set/Filming Applicant shall provide completed Contractor Declaration form, and dates of filming and associated location(s) to csinspection.clerks@vancouver.ca prior to the commencement of filming. Visit vancouver.ca/inspections for more details. | NULL
EP-2023-05051 | 2023-06-07 | 505 BURRARD STREET, Vancouver, BC V7X 1M3 | Electrical Permit | Commercial | Tenant Improvement | Completed | Installation / Repair - Commercial - Demo, add new lighting, new lighting controls, exits and (4) receptacles. Return floor back to shell space (base building standard). >BP: Interior alterations to demolish partition walls and finishes to create a shell office space on the 21st floor (#2100) in this existing commercial building on this site. Scope of work: Interior demolition of all existing finishes and removal of all walls ceiling, lighting, millwork, t-bar ceiling, fixtures. New card reader, new paint, electrical, plumbing and sprinkler work. Separate permit required for a future tenant improvements Building Sprinklered – Separate sprinkler permit required for proposed sprinkler work. E2 - Retrofit Path: BOMA BESt (Path 1) - No Additional Upgrades Req'd Energy checklist is currently no longer required with your Building Permit (BP) application. Some supporting documents are still required at BP stage, specifically Envelope and HVAC, if applicable. Service Water Heating and Lighting supporting documents, if applicable, must be submitted with your related trades permits (e.g. electrical and plumbing). All energy upgrades will be checked during inspections stage. It is the applicant’s responsibility to identify and note all required upgrades including energy upgrades on their BP drawings at BP stage. | Mott Electric General Partnership
SP-2023-01035 | 2023-06-09 | 505 BURRARD STREET, Vancouver, BC V7X 1M3 | Sprinkler Permit | Commercial | Tenant Improvement | Completed | Commercial - RETURN THE TENANT SPACE TO BASE BUILDING SPRINKLER COVERAGE, NO OCCUPANCY HAZARD CHANGE, NO STORAGE ARRANGEMENTS, NO ALTERNATIVE SOLUTIONS INVOLVED. NO CHANGES ON SYSTEM SUPPLY PIPING. This permit has been issued to the 2019 VBBL and NFPA 13, 2013 to return this space, as described below, to base building sprinkler coverage (relocate and remove sprinklers to ensure sprinkler coverage to the base building design, VBBL, and NFPA 13). >BP: Interior alterations to demolish partition walls and finishes to create a shell office space on the 21st floor (#2100) in this existing commercial building on this site. Scope of work: Interior demolition of all existing finishes and removal of all walls ceiling, lighting, millwork, t-bar ceiling, fixtures. New card reader, new paint, electrical, plumbing and sprinkler work. This application does not include any of the following: • hydraulic calculations, • change in occupancy and /or hazard classification, • storage arrangements (e.g. warehouse, mobile compact storage arrangements), • New alternative solutions and/or modifications to existing alternative solutions. • changes to the sprinkler system supply piping (e.g. valves, mains, cross-mains, branch-lines, etc.), or • flexible sprinkler pipe. Separate permit required for a future tenant improvements | Priority Fire Systems Ltd
EP-2023-06828 | 2023-07-27 | 505 BURRARD STREET, Vancouver, BC V7X 1M3 | Electrical Permit | Commercial | Tenant Improvement | Issued | Installation / Repair - Commercial - Adding a new access control door. Plus. disconnecting and connecting back an existing access control door. >BP: Interior alterations to demolish partition walls and finishes to create a shell office space on the 21st floor (#2100) in this existing commercial building on this site. Scope of work: Interior demolition of all existing finishes and removal of all walls ceiling, lighting, millwork, t-bar ceiling, fixtures. New card reader, new paint, electrical, plumbing and sprinkler work. Separate permit required for a future tenant improvements Building Sprinklered – Separate sprinkler permit required for proposed sprinkler work. E2 - Retrofit Path: BOMA BESt (Path 1) - No Additional Upgrades Req'd Energy checklist is currently no longer required with your Building Permit (BP) application. Some supporting documents are still required at BP stage, specifically Envelope and HVAC, if applicable. Service Water Heating and Lighting supporting documents, if applicable, must be submitted with your related trades permits (e.g. electrical and plumbing). All energy upgrades will be checked during inspections stage. It is the applicant’s responsibility to identify and note all required upgrades including energy upgrades on their BP drawings at BP stage. | Houle Electric Limited
EP-2022-06071 | 2022-07-22 | 505 BURRARD STREET, Vancouver, BC V7X 1M3 | Electrical Permit | Commercial | Tenant Improvement | Completed | Installation / Repair - Commercial - Add, relocate, replace receptacles and data jacks -16th floor | Western Pacific Enterprises Ltd
EP-2022-05327 | 2022-07-29 | 505 BURRARD STREET, Vancouver, BC V7X 1M3 | Electrical Permit | Commercial | Renovation | Completed | Installation / Repair - Commercial - Low Voltage wiring for control transformer. Extra low voltage control wiring for 6 control valves, 1 VFD. | ESC Automation Inc
EP-2022-05722 | 2022-07-08 | 505 BURRARD STREET, Vancouver, BC V7X 1M3 | Electrical Permit | Commercial | Tenant Improvement | Completed | Installation / Repair - Commercial - Installing 4AT boxes, raceway system, Firestopping, Power brackets, Low voltage rough ins, rough in for access control and CCTV, Fire Alarm. >BP: Interior alterations to remove all interior partition walls, doors, millwork to return to shell and to provide tenant improvements to the new office tenant on the 12th and 14th floor (#1400) in this existing commercial building on site. Scope of work: remove/construct partition walls for new offices, accessible washroom, new millwork, electrical, plumbing and sprinkler work to suit. NOTE: 12th and 14th floors are interconnected and considered a single space (BU457453). #1400 main reception TENANT: Tipalti Canada Inc Building Sprinklered – Separate sprinkler permit required for proposed sprinkler work. Letters of Assurance submitted by: Schedule A and Architectural Schedule B, J. Emery, Architect, AIBC, ph: 604.736.5581 Electrical Schedule B, D. Doherty, P.Eng., ph: 604.294.8414 Plumbing and Mechanical Schedule B, B.H. Frayne, P.Eng., ph: 604.294.8414 OK For Field Review per K. Vogt - Apr 4/22 E2 - Retrofit Path: BOMA BESt (Path 1) - No Additional Upgrades Req'd Note: Energy checklist is currently no longer required with your Building Permit (BP) application. Some supporting documents are still required at BP stage, specifically Envelope and HVAC, if applicable. Service Water Heating and Lighting supporting documents, if applicable, must be submitted with your related trades permits (e.g. electrical and plumbing). All energy upgrades will be checked during inspections stage. It is the applicant’s responsibility to identify and note all required upgrades including energy upgrades on their BP drawings at BP stage. | Action Electric Ltd
EP-2022-05180 | 2022-07-13 | 505 BURRARD STREET, Vancouver, BC V7X 1M3 | Electrical Permit | Commercial | Tenant Improvement | Completed | Installation / Repair - Commercial - Security card reader access control with electric lockset (no mag locks). >BP: Interior alterations to provide improvements to an existing office tenant and to expand the existing office tenant in #1560 into #1550 (retaining #1560) on the 15th floor in this existing Bentall One commercial building on this site. Scope of work: Remove a portion of the demising wall and combine #1550 & #1560, remove doors, millwork, construct new partition walls to create new offices, new door, new cabinets, new paint, electrical and sprinkler work. TENANT: Poulus Ensom LLP Building Sprinklered – Separate sprinkler permit required for proposed sprinkler work. E2 - Retrofit Path: BOMA BESt (Path 1) - No Additional Upgrades Required | Houle Electric Limited
EP-2022-05801 | 2022-07-11 | 505 BURRARD STREET, Vancouver, BC V7X 1M3 | Electrical Permit | Commercial | Tenant Improvement | Completed | Installation / Repair - Commercial - Running Leviton Cat6a FT6 cable on 12th and 14th floor #1400 - 12th and 14th floor Interior alterations to remove all interior partition walls, doors, millwork to return to shell and to provide tenant improvements to the new office tenant on the 12th and 14th floor (#1400) in this existing commercial building on site. Scope of work: remove/construct partition walls for new offices, accessible washroom, new millwork, electrical, plumbing and sprinkler work to suit. | Combined Systems Inc
EP-2022-06026 | 2022-07-20 | 505 BURRARD STREET, Vancouver, BC V7X 1M3 | Electrical Permit | Commercial | Renovation | Completed | Installation / Repair - Commercial - Access control, intrusion, CCTV, and Intercom. Note, 8 doors have maglocks. COMPLETE SECURITY ALARM SYSTEM #1400 - 12th and 14th floor Interior alterations to remove all interior partition walls, doors, millwork to return to shell and to provide tenant improvements to the new office tenant on the 12th and 14th floor (#1400) in this existing commercial building on site. Scope of work: remove/construct partition walls for new offices, accessible washroom, new millwork, electrical, plumbing and sprinkler work to suit. NOTE: 12th and 14th floors are interconnected and considered a single space (BU457453). #1400 main reception | Convergint Technologies Ltd
PP-2022-02349 | 2022-07-25 | 505 BURRARD STREET, Vancouver, BC V7X 1M3 | Plumbing Permit | Commercial | Tenant Improvement | Completed | Commercial - Install fixtures > Interior alterations to remove all interior partition walls, doors, millwork to return to shell and to provide tenant improvements to the new office tenant on the 12th and 14th floor (#1400) in this existing commercial building on site. Scope of work: remove/construct partition walls for new offices, accessible washroom, new millwork, electrical, plumbing and sprinkler work to suit. NOTE: 12th and 14th floors are interconnected and considered a single space (BU457453). #1400 main reception TENANT: Tipalti Canada Inc Building Sprinklered – Separate sprinkler permit required for proposed sprinkler work. Letters of Assurance submitted by: Schedule A and Architectural Schedule B, J. Emery, Architect, AIBC, ph: 604.736.5581 Electrical Schedule B, D. Doherty, P.Eng., ph: 604.294.8414 Plumbing and Mechanical Schedule B, B.H. Frayne, P.Eng., ph: 604.294.8414 OK For Field Review per K. Vogt - Apr 4/22 E2 - Retrofit Path: BOMA BESt (Path 1) - No Additional Upgrades Req'd Note: Energy checklist is currently no longer required with your Building Permit (BP) application. Some supporting documents are still required at BP stage, specifically Envelope and HVAC, if applicable. Service Water Heating and Lighting supporting documents, if applicable, must be submitted with your related trades permits (e.g. electrical and plumbing). All energy upgrades will be checked during inspections stage. It is the applicant’s responsibility to identify and note all required upgrades including energy upgrades on their BP drawings at BP stage. | DAVIDSON BROS MECHANICAL CONTRACTORS
SP-2022-01564 | 2022-09-27 | 505 BURRARD STREET, Vancouver, BC V7X 1M3 | Sprinkler Permit | Commercial | Tenant Improvement | Completed | Commercial - Relocated and Replaced Sprinkler Heads >BP: #1550 & #1560 - 15th Floor Interior alterations to provide tenant improvements to an existing office tenant on the 15th floor (#1560) to expand into an adjacent unit (#1550) retaining #1560 in this existing Bentall One commercial building on this site. Scope of work: Remove a portion of the demising wall and combine #1550 & #1560, remove doors, millwork, construct new glazed partition walls to create new offices, new door, new cabinets, new paint, electrical and sprinkler work. > *****This application does not include any of the following: 1. Not more than 20 sprinklers (add, relocate, or remove), 2. hydraulic calculations, 3. change in occupancy and /or hazard classification, 4. warehouse storage arrangements, 5. mobile compact storage arrangements, 6. alternative solutions, 7. changes to the sprinkler system supply piping (e.g. valves, mains, cross-mains, branch-lines, etc.), or 8. flexible sprinkler pipe. | Viking Fire Protection Inc
NULL | NULL | 505 BURRARD STREET, Vancouver, BC V7X 1M3 | Electrical Permit | Commercial | Addition | Withdrawn | Installation / Repair - Commercial - Installation and connection of “View smart glass” cables between existing “view” control panel and new glass panel connections(51) | NULL
EP-2022-08187 | 2022-10-03 | 505 BURRARD STREET, Vancouver, BC V7X 1M3 | Electrical Permit | Commercial | Tenant Improvement | Issued | Installation / Repair - Commercial - UNIT#1100 - 11TH FLOOR - Card reader access control. No electrical locking hardware included in work scope >BP: #1100 - 11th floor (combining #1100 & #1150) Interior alterations to provide improvements for a new office tenant on the 11th floor to combine unit #1100 and #1150 (retaining #1100) to become a full floor office tenant in this existing commercial building on this site. Scope of work: remove demising walls, select removal/construction of partition walls, doors, finishes, lighting, power & data, electrical, plumbing, mechanical and sprinkler work. | Houle Electric Limited
NULL | NULL | 505 BURRARD STREET, Vancouver, BC V7X 1M3 | Electrical Permit | Commercial | Addition | Withdrawn | Installation / Repair - Commercial - Installation of “View Smart Glass” cables (pre-terminated LV male/female cord ends) between “View” control panel and window panel connections (51) | NULL
EP-2022-07142 | 2022-08-25 | 505 BURRARD STREET, Vancouver, BC V7X 1M3 | Electrical Permit | Commercial | Tenant Improvement | Completed | Installation / Repair - Commercial - Office TI. Supply & install power & data. >BP: Interior alterations to provide tenant improvements to an existing office tenant on the 15th floor (#1560) to expand into an adjacent unit (#1550) retaining #1560 in this existing Bentall One commercial building on this site. Scope of work: Remove a portion of the demising wall and combine #1550 & #1560, remove doors, millwork, construct new glazed partition walls to create new offices, new door, new cabinets, new paint, electrical and sprinkler work. TENANT: Poulus Ensom LLP Building Sprinklered – Separate sprinkler permit required for proposed sprinkler work. E2 - Retrofit Path: BOMA BESt (Path 1) - No Additional Upgrades Required | Action Electric Ltd
EP-2022-07025 | 2022-08-22 | 505 BURRARD STREET, Vancouver, BC V7X 1M3 | Electrical Permit | Commercial | Renovation | Completed | Installation / Repair - Commercial - 12TH & 14TH FLOORS - Low voltage wiring for control transformers. Extra Low voltage control wiring for space thermostats, Heat pumps and VAVs AMEND: FEB 28/2023 CORRECT ADDRESS SHOULD BE 505 BURRARD ST NOT 1055 DUNSMUIR ST | ESC Automation Inc
EP-2022-07446 | 2022-09-27 | 505 BURRARD STREET, Vancouver, BC V7X 1M3 | Electrical Permit | Commercial | Renovation | Issued | Installation / Repair - Commercial - Electrical work required for Chiller Maintenance upgrades -Electrical re & re work on end of life cycle mechanical equipment | Ainsworth Inc
EP-2022-08684 | 2022-10-28 | 505 BURRARD STREET, Vancouver, BC V7X 1M3 | Electrical Permit | Commercial | Tenant Improvement | Completed | Installation / Repair - Commercial - SUITES #1200 & 1400Audio Visual Systems in 4 Conference Rooms, Common Areas for Staff #1400 - 12th and 14th floor Interior alterations to remove all interior partition walls, doors, millwork to return to shell and to provide tenant improvements to the new office tenant on the 12th and 14th floor (#1400) in this existing commercial building on site. Scope of work: remove/construct partition walls for new offices, accessible washroom, new millwork, electrical, plumbing and sprinkler work to suit. REVISION #1: - transformer room added on the 12th floor. - ceiling revision - relocated electrical transformer to new room. July, 21, 2022 mk NOTE: 12th and 14th floors are interconnected and considered a single space (BU457453). #1400 main reception | Western Audio Visual Enterprises Ltd
PP-2022-03729 | 2022-10-18 | 505 BURRARD STREET, Vancouver, BC V7X 1M3 | Plumbing Permit | Commercial | Addition | Completed | Commercial - Add DCVA for coffee machine. >Interior alterations to provide improvements for a new office tenant on the 11th floor to combine unit #1100 and #1150 (retaining #1100) to become a full floor office tenant in this existing commercial building on this site. Scope of work: remove demising walls, select removal/construction of partition walls, doors, finishes, lighting, power & data, electrical, plumbing, mechanical and sprinkler work. TENANT: Mackorman Management Ltd Letter of Assurance Submitted by: Schedule A & Architectural Schedule B, K. Wong, AIBC, 604.899.4549 Mechanical/Plumbing Schedule B, R. Braun, P. Eng., 604.609.0500 Electrical Schedule B, R. Dupuis, P.Eng., 604.596.6500 Building Sprinklered - Separate sprinkler permit required for proposed sprinkler work. OK For Field Review per Kim V - Jan 13/22 E2 - Retrofit Path: BOMA BESt (Path 1) - No Additional Upgrades Req'd | Fred Welsh Ltd
EP-2022-09097 | 2022-10-28 | 505 BURRARD STREET, Vancouver, BC V7X 1M3 | Electrical Permit | Commercial | Tenant Improvement | Completed | Installation / Repair - Commercial - Electrical and data additions for office space | Canem Systems Ltd
EP-2022-08883 | 2022-10-18 | 505 BURRARD STREET, Vancouver, BC V7X 1M3 | Electrical Permit | Commercial | Renovation | Issued | Installation / Repair - Commercial - Low voltage wiring for control transformers. Extra low voltage control wiring for Chillers, Boiler, Pumps and Refrigeration detection | ESC Automation Inc
SP-2022-01875 | 2022-11-10 | 505 BURRARD STREET, Vancouver, BC V7X 1M3 | Sprinkler Permit | Commercial | Tenant Improvement | Issued | Commercial - Return tenant space back to its shell. >BP: Interior alterations to demolish partition walls and finishes to create a shell office space on the 21st floor (#2100) in this existing commercial building on this site. Scope of work: Interior demolition of all existing finishes and removal of all walls ceiling, lighting, millwork, t-bar ceiling, fixtures. New card reader, new paint, electrical, plumbing and sprinkler work. Separate permit required for a future tenant improvements Building Sprinklered – Separate sprinkler permit required for proposed sprinkler work. E2 - Retrofit Path: BOMA BESt (Path 1) - No Additional Upgrades Req'd Energy checklist is currently no longer required with your Building Permit (BP) application. Some supporting documents are still required at BP stage, specifically Envelope and HVAC, if applicable. Service Water Heating and Lighting supporting documents, if applicable, must be submitted with your related trades permits (e.g. electrical and plumbing). All energy upgrades will be checked during inspections stage. It is the applicant’s responsibility to identify and note all required upgrades including energy upgrades on their BP drawings at BP stage. | Priority Fire Systems Ltd
SP-2022-01874 | 2022-11-10 | 505 BURRARD STREET, Vancouver, BC V7X 1M3 | Sprinkler Permit | Commercial | Tenant Improvement | Completed | Commercial - Return the tenant space to its shell. >Interior alterations to remove partition walls and finishes to create a shell office space on the 2nd floor (#200) in this existing commercial building. Scope of work: remove all partition walls and doors, construct new suite entry, card reader, lighting, electrical, plumbing and sprinkler work. Separate permits required for tenant improvements E2 - Retrofit Path: BOMA BESt (Path 1) - No Additional Upgrades Req'd. | Priority Fire Systems Ltd
EP-2022-10214 | 2022-12-05 | 505 BURRARD STREET, Vancouver, BC V7X 1M3 | Electrical Permit | Commercial | Tenant Improvement | Completed | Installation / Repair - Commercial - Demo lighting, lighting control, power and data. Provide new lighting and control for an open ceiling concept. Base building shell space. >BP: Interior alterations to remove partition walls and finishes to create a shell office space on the 2nd floor (#200) in this existing commercial building. Scope of work: remove all partition walls and doors, construct new suite entry, card reader, lighting, electrical, plumbing and sprinkler work. Separate permits required for tenant improvements E2 - Retrofit Path: BOMA BESt (Path 1) - No Additional Upgrades Req'd. | Mott Electric General Partnership
EP-2022-10034 | 2022-11-28 | 505 BURRARD STREET, Vancouver, BC V7X 1M3 | Electrical Permit | Commercial | Renovation | Completed | Installation / Repair - Commercial - Extra low voltage wiring for 2 new space sensors and existing extra low voltage controls relocates | ESC Automation Inc
EP-2022-09955 | 2022-11-30 | 505 BURRARD STREET, Vancouver, BC V7X 1M3 | Electrical Permit | Commercial | Tenant Improvement | Issued | Installation / Repair - Commercial - Lighting control installation Amend: Feb 8, 2023 remove BP-2022-05312 (Total Plan) from our Electrical Permit. Our project is not associated with any BPs. | Action Electric Ltd
SP-2022-00769 | 2022-05-17 | 505 BURRARD STREET, Vancouver, BC V7X 1M3 | Sprinkler Permit | Commercial | Tenant Improvement | Completed | Commercial - RELOCATE 10 SPRINKLER HEADS #209 & #210 (Lower Mall Level) Interior alterations to the lower mall level to provide improvements to these retail units, #209 & #210, in this existing commercial tower underground mall building on this site. Scope of work includes demolition of the storefront and ceiling to an exposed open ceiling. Area to tie into general mall section. New finishes and RE&RE sprinklers. Tenant #209 : Perks Capuccino Bar Tenant #210 : Enzo's (stationery/ gift store) *****This application does not include any of the following: 1. Not more than 20 sprinklers (add, relocate, or remove), 2. hydraulic calculations, 3. change in occupancy and /or hazard classification, 4. warehouse storage arrangements, 5. mobile compact storage arrangements, 6. alternative solutions, 7. changes to the sprinkler system supply piping (e.g. valves, mains, cross-mains, branch-lines, etc.), or 8. flexible sprinkler pipe. | Priority Fire Systems Ltd
EP-2022-03829 | 2022-05-10 | 505 BURRARD STREET, Vancouver, BC V7X 1M3 | Electrical Permit | Commercial | New | Completed | Installation / Repair - Commercial - Suite 423 - Relocate existing access control panel. Install new access control card readers at two doors with electric strike locks. (no mag locks) | Houle Electric Limited
SP-2022-00622 | 2022-12-23 | 505 BURRARD STREET, Vancouver, BC V7X 1M3 | Sprinkler Permit | Commercial | Tenant Improvement | Completed | Commercial - For sprinkler system alterations to the 2019 VBBL and NFPA 13, 2013 for the tenant improvements to provide interior alterations to provide tenant improvements for interior alterations to remove all interior partition walls, doors, millwork to return to shell and to provide tenant improvements to the new office tenant on the 12th and 14th floor (#1400) in this existing commercial building on site. This application does not include any of the following: • Warehouse storage arrangements, or mobile compact storage arrangements. • Changes to the sprinkler system supply piping (e.g. valves, mains, cross-mains, etc.). • Flexible sprinkler pipe. • Change in occupancy and/or hazard classification. Related Permits: 1. AL-2022-00208 - Interconnected Floor Space (Revision to Previously accepted Equivalency) *** Notes: 1. Fire protection Engineer of Record Mr. Ian MacKay, P.Eng. of MFPE Engineering Ltd. T: 604 792 7714. E: ian.mackay@mfpe.ca 2. One set of approved drawings and permit to be available for viewing at the jobsite. 3. Per September 23, 2022 letter from Ian MacKay - Sprinklers to be install a minimum of 24” above the open grid wood ceilings (e.g. Abacus Ceiling). 4. Per September 23, 2022 letter from Ian MacKay - The existing sprinkler piping on the 14th floor is black steel pipe. 5. Per September 23, 2022 letter from Ian MacKay - All seismic bracing is existing. TBC on site by the DPI. *** *** Relocation of Fire hose in an Existing Building a. The Building Owner to make a fire safety plan application to Vancouver Fire and Rescue Services (VFRS) for the relocation of the existing 40 mm (1 ½” ) hose valves prior to calling for inspection and permit completion. *** | Viking Fire Protection Inc
EP-2022-04487 | 2022-05-30 | 505 BURRARD STREET, Vancouver, BC V7X 1M3 | Electrical Permit | Commercial | Tenant Improvement | Completed | Installation / Repair - Commercial - Demo existing lighting and receptacles and install new LED lighting panels, (1) exit combo unit, (2) receptacles and control. This is a space they are bringing back to base building standards in order to be leased out. | Mott Electric General Partnership
EP-2022-04435 | 2022-05-27 | 505 BURRARD STREET, Vancouver, BC V7X 1M3 | Electrical Permit | Commercial | Addition | Completed | Installation / Repair - Commercial - 5 Card Readers, 1 Access Control Panel and 1 CCTV. No mag locks. job#37726-1 | PALADIN TECHNOLOGIES INC
EP-2022-04431 | 2022-05-30 | 505 BURRARD STREET, Vancouver, BC V7X 1M3 | Electrical Permit | Commercial | Tenant Improvement | Completed | Installation / Repair - Commercial - Demo lighting and outlets. Relocate (2) CRU sub-panels. Install new 2x2 lights and tie into existing lower mall corridor. (CRU's are becoming part of the lower mall breezeway now (Now ASHRAE required) -We are adding (6) light fixtures to an existing hallway in the mall. The lights will come on with all the other lights in the mall corridor. There is no additional control required. They are turning (2) CRU's into part of the mall walkway. >BP: #209 & #210 (Lower Mall Level) Interior alterations to the lower mall level to provide improvements to these retail units, #209 & #210, in this existing commercial tower underground mall building on this site. Scope of work includes demolition of the storefront and ceiling to an exposed open ceiling. Area to tie into general mall section. New finishes and RE&RE sprinklers. Tenant #209 : Perks Capuccino Bar Tenant #210 : Enzo's (stationery/ gift store) OK For Field Review per Kirat Kang - February 17, 2022 Note: - DBI to determine sprinkler permit requirements for proposed sprinkler work. - DBI to determine on site if schedule B and structural are required - E2 Upgrade: E2 - Retrofit Path: BOMA BESt (Path 1) - No Additional Upgrades Req'd Energy checklist is currently no longer required with your Building Permit (BP) application. Some supporting documents are still required at BP stage, specifically Envelope and HVAC, if applicable. Service Water Heating and Lighting supporting documents, if applicable, must be submitted with your related trades permits (e.g. electrical and plumbing). All energy upgrades will be checked during inspections stage. It is the applicant's responsibility to identify and note all required upgrades including energy upgrades on their BP drawings at BP stage. | Mott Electric General Partnership
SP-2022-00945 | 2022-06-13 | 505 BURRARD STREET, Vancouver, BC V7X 1M3 | Sprinkler Permit | Commercial | Tenant Improvement | Completed | Commercial - ADD AND RELOCATE 20 SPIRNKLER HEADS #1100 - 11th floor (combining #1100 & #1150) Interior alterations to provide improvements for a new office tenant on the 11th floor to combine unit #1100 and #1150 (retaining #1100) to become a full floor office tenant in this existing commercial building on this site. Scope of work: remove demising walls, select removal/construction of partition walls, doors, finishes, lighting, power & data, electrical, plumbing, mechanical and sprinkler work. TENANT: Mackorman Management Ltd Here it is…. For Plan Sketch and Under 20 sprinkler heads TI *****This application does not include any of the following: 1. Not more than 20 sprinklers (add, relocate, or remove), 2. hydraulic calculations, 3. change in occupancy and /or hazard classification, 4. warehouse storage arrangements, 5. mobile compact storage arrangements, 6. alternative solutions, 7. changes to the sprinkler system supply piping (e.g. valves, mains, cross-mains, branch-lines, etc.), or 8. flexible sprinkler pipe. Amend: Sept 9, 2022 FIRE HOSE REMOVAL - REVISED DRAWING | Priority Fire Systems Ltd
EP-2022-04923 | 2022-06-13 | 505 BURRARD STREET, Vancouver, BC V7X 1M3 | Electrical Permit | Commercial | Tenant Improvement | Completed | Installation / Repair - Commercial - Tenant Improvement work including: Lighting, Branch Wiring, demolition >BP: Interior alterations to provide improvements for a new office tenant on the 11th floor to combine unit #1100 and #1150 (retaining #1100) to become a full floor office tenant in this existing commercial building on this site. Scope of work: remove demising walls, select removal/construction of partition walls, doors, finishes, lighting, power & data, electrical, plumbing, mechanical and sprinkler work. TENANT: Mackorman Management Ltd Letter of Assurance Submitted by: Schedule A & Architectural Schedule B, K. Wong, AIBC, 604.899.4549 Mechanical/Plumbing Schedule B, R. Braun, P. Eng., 604.609.0500 Electrical Schedule B, R. Dupuis, P.Eng., 604.596.6500 Building Sprinklered - Separate sprinkler permit required for proposed sprinkler work. OK For Field Review per Kim V - Jan 13/22 E2 - Retrofit Path: BOMA BESt (Path 1) - No Additional Upgrades Req'd Amend: Feb 28, 2023 Uploading files as per Rob Palmer | Sasco Contractors Ltd
EP-2022-01906 | 2022-03-09 | 505 BURRARD STREET, Vancouver, BC V7X 1M3 | Electrical Permit | Commercial | Tenant Improvement | Completed | Installation / Repair - Commercial - Reconfigure Electrical circuits for furniture power and add Data connections for TV's | Canem Systems Ltd
EP-2022-01792 | 2022-03-07 | 505 BURRARD STREET, Vancouver, BC V7X 1M3 | Electrical Permit | Commercial | Renovation | Cancelled | Installation / Repair - Commercial - Low Voltage wiring for control transformer. Extra low voltage control wiring for Fan Array. | ESC Automation Inc
PP-2022-00562 | 2022-02-18 | 505 BURRARD STREET, Vancouver, BC V7X 1M3 | Plumbing Permit | Commercial | New | Completed | Commercial - SUITE #860 - Install fixtures #860 - 8th Floor Interior alterations to provide improvements for a new office tenant on the 8th floor (#860) of this existing commercial building. Scope of work: demo / construct walls, doors, ceiling, finishes for new layout. Electrical, plumbing, mechanical and sprinklers to suit. | DAVIDSON BROS MECHANICAL CONTRACTORS
NULL | NULL | 505 BURRARD STREET, Vancouver, BC V7X 1M3 | Sprinkler Permit | Commercial | Tenant Improvement | Withdrawn | Commercial - Relocate heads to suit new tenant layout. | Viking Fire Protection Inc
SP-2022-00020 | 2022-03-01 | 505 BURRARD STREET, Vancouver, BC V7X 1M3 | Sprinkler Permit | Commercial | Tenant Improvement | Completed | Commercial - BP: #860 - 8th Floor Sprinkler alterations to provide improvements for a new office tenant on the 8th floor (#860) of this existing commercial building. TENANT: PPI Management Inc | Viking Fire Protection Inc
EP-2022-00262 | 2022-01-28 | 505 BURRARD STREET, Vancouver, BC V7X 1M3 | Electrical Permit | Commercial | Tenant Improvement | Completed | Installation / Repair - Commercial - Supply/install lighting, lighting control, branch wiring, new panel, fire alarm VI, data rough in and terminations. >BP: Interior alterations to provide improvements for a new office tenant on the 8th floor (#860) of this existing commercial building. Scope of work: demo / construct walls, doors, ceiling, finishes for new layout. Electrical, plumbing, mechanical and sprinklers to suit. TENANT: PPI Management Inc Architectural Schedule B submitted by Andrew Igel, Architect, ph: 778-839-4260 Building Sprinklered – Separate sprinkler permit required for proposed sprinkler work. OK For Field Review per K. Vogt - Oct 21, 2021 Note: Energy trigger not required BOMA BEST building. Note: Energy checklist is currently no longer required with your Building Permit (BP) application. Some supporting documents are still required at BP stage, specifically Envelope and HVAC, if applicable. Service Water Heating and Lighting supporting documents, if applicable, must be submitted with your related trades permits (e.g. electrical and plumbing). All energy upgrades will be checked during inspections stage. It is the applicant’s responsibility to identify and note all required upgrades including energy upgrades on their BP drawings at BP stage. | Western Pacific Enterprises Ltd
NULL | NULL | 505 BURRARD STREET, Vancouver, BC V7X 1M3 | Sprinkler Permit | Commercial | Tenant Improvement | Withdrawn | Commercial - Add and relocate heads to suit new tenant layout | Viking Fire Protection Inc
EP-2020-00165 | 2022-03-31 | 505 BURRARD STREET, Vancouver, BC V7X 1M3 | Electrical Permit | Commercial | Tenant Improvement | Completed | Installation / Repair - Commercial - Install power for new crown lights | Canem Systems Ltd
SP-2021-01681 | 2022-04-20 | 510 BURRARD STREET, Vancouver, BC V6C 3A8 | Sprinkler Permit | Commercial | Addition | Completed | Commercial - To replace the existing copper sprinkler systems on Level 3 and 13 with new a steel system. | Priority Fire Systems Ltd
NULL | NULL | 510 BURRARD STREET, Vancouver, BC V6C 3A8 | Electrical Permit | Commercial | Renovation | Draft | Installation / Repair - Commercial - Demolition, new lighting and lighting control, communications rough in and cabling, basket tray and raceways, relocated 225A sub panel | NULL
EP-2022-00111 | 2022-01-13 | 510 BURRARD STREET, Vancouver, BC V6C 3A8 | Electrical Permit | Commercial | Tenant Improvement | Completed | Installation / Repair - Commercial - Demolition, seismic, new lighting and control, basket tray, communications, relocate sub panel >BP: #1400 - 14th floor (full floor) Interior demolition of non load-bearing partition walls on the 14th floor (#1400) to create a "shell" office space. (Now Office See Rev. #1) Scope of work: remove all partition walls, doors, suspended ceiling, finishes, fixtures, millwork and electrical work. TENANT: Chard Development REVISION #1: to change the scope of work to include tenant improvements for a new office tenant. Alterations include construction of new partition walls, sidelights/doors, new staff kitchen, finishes, lighting, T-Bar ceilings, HVAC, electrical, mechanical, plumbing and sprinkler work. Also increase project value from $45,000.00 to $612,000.00. Revision #1 paid and issued on January 4, 2022 mlh Letters of Assurance submitted by: Schedule A, and Architectural Schedule B, Hugh Cochlin, Architect AIBC, ph: 604-879-0118 Mechanical and Plumbing Schedule B, Eric Cresswell, P.Eng., ph: 604-684-5995 Electrical Schedule B, Roger Dupuis, P.Eng., LEED AP, ph: 604-569-6500 Building Sprinklered - Separate sprinkler permit required for proposed sprinkler work. BOMA BESt building | Western Pacific Enterprises Ltd
SP-2022-00078 | 2022-03-09 | 510 BURRARD STREET, Vancouver, BC V6C 3A8 | Sprinkler Permit | Commercial | Tenant Improvement | Completed | Commercial - - ADD AND RELOCATE 19 SPRINKLER HEADS - REPLACE ALL COPPER SPRINKLER PIPE WITH STEEL PIPING >BP: Unit 1000 and 1010 - 10th Floor Interior alterations to expand the existing office tenant located in unit 1000 into the adjacent office space in unit 1010 and provide tenant improvements. | Priority Fire Systems Ltd
SP-2022-00075 | 2022-02-07 | 510 BURRARD STREET, Vancouver, BC V6C 3A8 | Sprinkler Permit | Commercial | Tenant Improvement | Completed | Commercial - ADD AND RELOCATE 2 SPRINKLER HEADS >BP: #902 Interior alterations to provide tenant improvements for a new office tenant on the 9th floor (#902) in this existing commercial building. TENANT: CAI Capital Partners OK for Field Review per Kim V - Dec 17/21 >*****This application does not include any of the following: 1. Not more than 20 sprinklers (add, relocate, or remove), 2. hydraulic calculations, 3. change in occupancy and /or hazard classification, 4. warehouse storage arrangements, 5. mobile compact storage arrangements, 6. alternative solutions, 7. changes to the sprinkler system supply piping (e.g. valves, mains, cross-mains, branch-lines, etc.), or 8. flexible sprinkler pipe. | Priority Fire Systems Ltd
SP-2022-00061 | 2022-03-01 | 510 BURRARD STREET, Vancouver, BC V6C 3A8 | Sprinkler Permit | Commercial | Tenant Improvement | Completed | Commercial - BP: #1400 - 14th floor (full floor) TENANT: Chard Development Sprinkler tenant improvements for a new office tenant. Alterations include construction of new partition walls, sidelights/doors, new staff kitchen, finishes, lighting, T-Bar ceilings, HVAC, electrical, mechanical, plumbing and sprinkler work. | Viking Fire Protection Inc
PP-2022-00216 | 2022-02-07 | 510 BURRARD STREET, Vancouver, BC V6C 3A8 | Plumbing Permit | Commercial | Renovation | Completed | Commercial - UNIT #1400 - Install fixtures #1400 - 14th floor (full floor) Interior demolition of non load-bearing partition walls on the 14th floor (#1400) to create a "shell" office space. (Now Office See Rev. #1) Scope of work: remove all partition walls, doors, suspended ceiling, finishes, fixtures, millwork and electrical work. TENANT: Chard Development REVISION #1: to change the scope of work to include tenant improvements for a new office tenant. Alterations include construction of new partition walls, sidelights/doors, new staff kitchen, finishes, lighting, T-Bar ceilings, HVAC, electrical, mechanical, plumbing and sprinkler work. | DAVIDSON BROS MECHANICAL CONTRACTORS
EP-2022-01121 | 2022-02-23 | 510 BURRARD STREET, Vancouver, BC V6C 3A8 | Electrical Permit | Commercial | Tenant Improvement | Completed | Installation / Repair - Commercial - Demo (including making safe all electrical). Lighting - relamp and reballast existing base building lights Power requirements - including communications rough-in New running man exit lighting to be installed to code Supply and install (16) new Cat 6 Data Cables New 100 amp 120/ 208 volt 42 circuit panel (including separating existing circuits back to electrical panel) Utilize existing lighting controls for base building lights - the existing service will remain, we are will be adding 60-amp sub-panel inside the suite. Fed from existing 120/208volt panels with 60-amp circuit breaker. >BP: Interior alterations to provide tenant improvements for a new office tenant on the 9th floor (#902) in this existing commercial building. TENANT: CAI Capital Partners Scope of work includes: 1) Relocating interior partition walls. 2) Re and Re new sink and millwork in lunch room. 3) New carpet and vinyl flooring OK for Field Review per Kim V - Dec 17/21 | Sasco Contractors Ltd
PP-2022-00494 | 2022-02-14 | 510 BURRARD STREET, Vancouver, BC V6C 3A8 | Plumbing Permit | Commercial | Tenant Improvement | Completed | Commercial - UNIT #902 - 9TH FLOOR - Plumbing for new sink location #902 - 510 Burrard Street Interior alterations to provide tenant improvements for a new office tenant on the 9th floor (#902) in this existing commercial building. TENANT: CAI Capital Partners Scope of work includes: 1) Relocating interior partition walls. 2) Re and Re new sink and millwork in lunch room. 3) New carpet and vinyl flooring | Mountain View Mechanical Ltd
EP-2022-01536 | 2022-02-25 | 510 BURRARD STREET, Vancouver, BC V6C 3A8 | Electrical Permit | Commercial | Tenant Improvement | Completed | Installation / Repair - Commercial - Tenant Improvement work including lighting, branch wiring, distribution, class 2 circuits/data #1175 - 11th floor Interior alterations to provide improvements for a new office tenant on the 11th floor (#1175) of this existing commercial building. Scope of work: construct 3 partition walls/doors to create 4 new offices, flooring, finishes, electrical and sprinkler work. TENANT: Pender Litigation IFP | Sasco Contractors Ltd
SP-2022-00300 | 2022-03-17 | 510 BURRARD STREET, Vancouver, BC V6C 3A8 | Sprinkler Permit | Commercial | Tenant Improvement | Completed | Commercial - CHANGE CEILING TILE - NO CHANGE OF SPRINKLER LOCATION | Priority Fire Systems Ltd
EP-2022-02929 | 2022-04-12 | 510 BURRARD STREET, Vancouver, BC V6C 3A8 | Electrical Permit | Commercial | Tenant Improvement | Completed | Installation / Repair - Commercial - Demolition, new tenant subpanel, new lighting and lighting control, communication cables, relocate one fire alarm speaker. >BP: Interior alterations to expand the existing office tenant located in unit 1000 into the adjacent office space in unit 1010 and provide tenant improvements. Scope of work: demo demising wall between #10000 and #1010, new partitions/doors, relocate staff kitchen millwork, finishes, plumbing, sprinkler, HVAC, lighting, power and data. Schedule B Electrical - Roger Dupuis, P.Eng., LEED AP - 604.569.6500 Schedule B Mechanical/Plumbing - Eric Cresswell- 604-684-5995 Schedule A - Birinder Walia - 604.561.3234 SP-2022-00078 E2 - LIGHTING - UPGRADE TO INCORPORATE AUTOMATIC FULL OFF (PER 9.4.1.1.(h) OF ASHRAE 90.1-2016) E2 - CLEAN AND BALANCE ALL AIR SYSTEMS (PER 6.7.2.3.2 OF ASHRAE 90.1-2016) Amend: June 20, 2022 updated Lighting compliance form | Western Pacific Enterprises Ltd
PP-2022-01350 | 2022-04-25 | 510 BURRARD STREET, Vancouver, BC V6C 3A8 | Plumbing Permit | Commercial | Tenant Improvement | Completed | Commercial - UNITS # 1000 AND 1010 - 10TH FLOOR - Relocate existing kitchen sinks and HWT. Cut back and cap the associated plumbing pipe at the old location. Unit 1000 and 1010 - 10th Floor Interior alterations to expand the existing office tenant located in unit 1000 into the adjacent office space in unit 1010 and provide tenant improvements. Scope of work: demo demising wall between #10000 and #1010, new partitions/doors, relocate staff kitchen millwork, finishes, plumbing, sprinkler, HVAC, lighting, power and data. | Fred Welsh Ltd
EP-2022-04646 | 2022-06-03 | 510 BURRARD STREET, Vancouver, BC V6C 3A8 | Electrical Permit | Commercial | Tenant Improvement | Completed | Installation / Repair - Commercial - Demolition, new lighting, lighting control, branch wiring, new 225A 120/208V panel, fire alarm, and data cabling. >BP: Interior alterations to provide tenant improvements for a new Sales Presentation Centre (Office) on the ground floor (#150) in this existing commercial building on this site. Scope of work: construct partition walls, doors for new offices, show kitchen, show bathroom, two accessible washrooms, lighting, HVAC, electrical, plumbing and sprinkler work. TENANT: Brivia Group Letter of Assurance submitted by: Schedule A and Architectural Schedule B, Gwyn Vose, AIBC - Director, ph: 604-683-8797 Mechanical and Plumbing Schedule B, Recep Ahmet Ozata, P.Eng., ph: 604-684-5995 Electrical Schedule B, Richard Dupuis, P.Eng., ph: 604-569-6500 OK per K. Vogt for Field Review and POD for the Digital Columns and Sales Presentation Centre in this retail continuity area. E2 - Retrofit Path : BOMA BESt (Path 1) - No Additional Upgrades Required Note: Energy checklist is currently no longer required with your Building Permit (BP) application. Some supporting documents are still required at BP stage, specifically Envelope and HVAC, if applicable. Service Water Heating and Lighting supporting documents, if applicable, must be submitted with your related trades permits (e.g. electrical and plumbing). All energy upgrades will be checked during inspections stage. It is the applicant’s responsibility to identify and note all required upgrades including energy upgrades on their BP drawings at BP stage. | Western Pacific Enterprises Ltd
EP-2022-04832 | 2022-06-09 | 510 BURRARD STREET, Vancouver, BC V6C 3A8 | Electrical Permit | Commercial | Renovation | Completed | Installation / Repair - Commercial - Replace 2X2 fixtures & T8 lamps as required | MEI Energy Solutions Ltd
EP-2022-03370 | 2022-04-27 | 510 BURRARD STREET, Vancouver, BC V6C 3A8 | Electrical Permit | Commercial | Tenant Improvement | Completed | Installation / Repair - Commercial - Installation of DDC Controls - VAV Relocates -T-Stat Relocates - Water Leak Detection System >BP: Interior demolition of non load-bearing partition walls on the 14th floor (#1400) to create a "shell" office space. (Now Office See Rev. #1) Scope of work: remove all partition walls, doors, suspended ceiling, finishes, fixtures, millwork and electrical work. REVISION #1: to change the scope of work to include tenant improvements for a new office tenant. Alterations include construction of new partition walls, sidelights/doors, new staff kitchen, finishes, lighting, T-Bar ceilings, HVAC, electrical, mechanical, plumbing and sprinkler work. Also increase project value from $45,000.00 to $612,000.00. Revision #1 paid and issued on January 4, 2022 mlh REVISION #2: interior layout revised, Mechanical and Electrical drawings updated to reflect revised interior, room numbers updated and project value increased from $612,000.00 to $632,000.00. Letters of Assurance submitted by: Schedule A, and Architectural Schedule B, Hugh Cochlin, Architect AIBC, ph: 604-879-0118 Mechanical and Plumbing Schedule B, Eric Cresswell, P.Eng., ph: 604-684-5995 Electrical Schedule B, Roger Dupuis, P.Eng., LEED AP, ph: 604-569-6500 Building Sprinklered - Separate sprinkler permit required for proposed sprinkler work. BOMA BESt building | Mountain Pacific Electrical Ltd
SP-2022-00625 | 2022-08-16 | 510 BURRARD STREET, Vancouver, BC V6C 3A8 | Sprinkler Permit | Commercial | Tenant Improvement | Completed | Commercial - For sprinkler system alterations to the 2019 VBBL and NFPA 13, 2013 for the tenant improvements to provide interior alterations to provide tenant improvements for a new Sales Presentation Centre (Office) on the ground floor (#150) in this existing commercial building on this site. This application does not include any of the following: • Warehouse storage arrangements, or mobile compact storage arrangements. • Changes to the sprinkler system supply piping (e.g. valves, mains, cross-mains, etc.). • Flexible sprinkler pipe. • New alternative solutions and/or modifications to existing alternative solutions. • Change in occupancy and/or hazard classification. Notes: 1. Fire protection Engineer of Record Mr. Dan Wong, P.Eng. of DENV Engineering. T: 778-847-0572. E: denveng7@gmail.com 2. One set of approved drawings and permit to be available for viewing at the jobsite. *** Removal of Fire hose in an Existing Building a. The Building Owner to make a fire safety plan application to Vancouver Fire and Rescue Services (VFRS) for the removal of the existing 40 mm (1 ½” ) hose valves prior to calling for inspection and permit completion. b. The Project team to provide documentation (e.g. letter and sketches) clarifying the removal of the existing 40 mm (1 ½” ) hose valves prior to calling for inspection and permit completion. *** | Priority Fire Systems Ltd
NULL | NULL | 510 BURRARD STREET, Vancouver, BC V6C 3A8 | Electrical Permit | Commercial | Tenant Improvement | Draft | Installation / Repair - Commercial - Installation of DDC Controls | Mountain Pacific Electrical Ltd
EP-2022-03888 | 2022-05-11 | 510 BURRARD STREET, Vancouver, BC V6C 3A8 | Electrical Permit | Commercial | Renovation | Completed | Installation / Repair - Commercial - additional speakers >BP: Interior demolition of non load-bearing partition walls on the 14th floor (#1400) to create a "shell" office space. (Now Office See Rev. #1) Scope of work: remove all partition walls, doors, suspended ceiling, finishes, fixtures, millwork and electrical work. TENANT: Chard Development REVISION #1: to change the scope of work to include tenant improvements for a new office tenant. Alterations include construction of new partition walls, sidelights/doors, new staff kitchen, finishes, lighting, T-Bar ceilings, HVAC, electrical, mechanical, plumbing and sprinkler work. Also increase project value from $45,000.00 to $612,000.00. Revision #1 paid and issued on January 4, 2022 mlh REVISION #2: interior layout revised, Mechanical and Electrical drawings updated to reflect revised interior, room numbers updated and project value increased from $612,000.00 to $632,000.00. Letters of Assurance submitted by: Schedule A, and Architectural Schedule B, Hugh Cochlin, Architect AIBC, ph: 604-879-0118 Mechanical and Plumbing Schedule B, Eric Cresswell, P.Eng., ph: 604-684-5995 Electrical Schedule B, Roger Dupuis, P.Eng., LEED AP, ph: 604-569-6500 Building Sprinklered - Separate sprinkler permit required for proposed sprinkler work. BOMA BESt building | Torr Electric
SP-2022-01952 | 2022-11-22 | 510 BURRARD STREET, Vancouver, BC V6C 3A8 | Sprinkler Permit | Commercial | Tenant Improvement | Completed | Commercial - Relocate sprinkler heads for tenant improvement. #200 - 2nd Floor Interior alterations to provide tenant improvement to an existing general office on the 2nd floor (#200) in this existing commercial building on site. Scope of work: Demolish partition walls, t-bar ceiling, millwork, electrical and sprinkler work to suit. *****This application does not include any of the following: 1. Not more than 20 sprinklers (add, relocate, or remove), 2. hydraulic calculations, 3. change in occupancy and /or hazard classification, 4. warehouse storage arrangements, 5. mobile compact storage arrangements, 6. alternative solutions, 7. changes to the sprinkler system supply piping (e.g. valves, mains, cross-mains, branch-lines, etc.), or 8. flexible sprinkler pipe. | Priority Fire Systems Ltd
EP-2022-08731 | 2022-12-01 | 510 BURRARD STREET, Vancouver, BC V6C 3A8 | Electrical Permit | Commercial | Tenant Improvement | Completed | Installation / Repair - Commercial - Demo line voltage wall switches as per drawings to allow for wall removal. Related to: BP-2022-04668 #200 - 2nd Floor Interior alterations to provide tenant improvement to an existing general office on the 2nd floor (#200) in this existing commercial building on site. Scope of work: Demolish partition walls, t-bar ceiling, millwork, electrical and sprinkler work to suit. | Sasco Contractors Ltd
EP-2022-08396 | 2022-10-05 | 510 BURRARD STREET, Vancouver, BC V6C 3A8 | Electrical Permit | Commercial | NULL | Expired | Annual / Operating - Misc electrical work throughout Renewal of EP-2021-07300 Valid: October 1, 2022 to September 30, 2023 | Mott Electric General Partnership
EP-2022-07347 | 2022-10-04 | 510 BURRARD STREET, Vancouver, BC V6C 3A8 | Electrical Permit | Commercial | Tenant Improvement | Completed | Installation / Repair - Commercial - Presentation center. Class II Circuits, Audio, shades and Network >BP: #105 - Ground Floor Interior alterations to provide tenant improvements for a new Sales Presentation Centre (Office) on the ground floor (#150) in this existing commercial building on this site. Scope of work: construct partition walls, doors for new offices, show kitchen, show bathroom, two accessible washrooms, lighting, HVAC, electrical, plumbing and sprinkler work. | Pure Image Technology Solutions Ltd
EP-2022-08302 | 2022-10-03 | 510 BURRARD STREET, Vancouver, BC V6C 3A8 | Electrical Permit | Commercial | Renovation | Completed | Installation / Repair - Commercial - DDC CONTROLS • Relocate Temp Sensors • (1) Leak Detection System • (4) VAV Relocates #105 - Ground Floor Interior alterations to provide tenant improvements for a new Sales Presentation Centre (Office) on the ground floor (#150) in this existing commercial building on this site. Scope of work: construct partition walls, doors for new offices, show kitchen, show bathroom, two accessible washrooms, lighting, HVAC, electrical, plumbing and sprinkler work. REVISION #1: Interior layout changes. Sept. 20, 2022 mlh TENANT: Brivia Group | Mountain Pacific Electrical Ltd
NULL | NULL | 510 BURRARD STREET, Vancouver, BC V6C 3A8 | Electrical Permit | Commercial | Renovation | Draft | Installation / Repair - Commercial - DDC CONTROLS - Relocate Temp Sensors - (1) Leak Detection System - (4) Re& Re VAV BOXES | Mountain Pacific Electrical Ltd
EP-2022-08159 | 2022-09-28 | 510 BURRARD STREET, Vancouver, BC V6C 3A8 | Electrical Permit | Commercial | Tenant Improvement | Completed | Installation / Repair - Commercial - Installing Intrusion Security System >BP: #105 - Ground Floor Interior alterations to provide tenant improvements for a new Sales Presentation Centre (Office) on the ground floor (#150) in this existing commercial building on this site. Scope of work: construct partition walls, doors for new offices, show kitchen, show bathroom, two accessible washrooms, lighting, HVAC, electrical, plumbing and sprinkler work. REVISION #1: Interior layout changes. Sept. 20, 2022 mlh TENANT: Brivia Group | Rose Security Services Inc
PP-2022-02238 | 2022-06-24 | 510 BURRARD STREET, Vancouver, BC V6C 3A8 | Plumbing Permit | Commercial | Tenant Improvement | Completed | Commercial - Install fixtures >BP:#105 - Ground Floor Interior alterations to provide tenant improvements for a new Sales Presentation Centre (Office) on the ground floor (#150) in this existing commercial building on this site. Scope of work: construct partition walls, doors for new offices, show kitchen, show bathroom, two accessible washrooms, lighting, HVAC, electrical, plumbing and sprinkler work. TENANT: Brivia Group | DAVIDSON BROS MECHANICAL CONTRACTORS
EP-2023-08658 | 2023-09-26 | 510 BURRARD STREET, Vancouver, BC V6C 3A8 | Electrical Permit | Commercial | NULL | Issued | Annual / Operating - Misc electrical work throughout Renewal of EP-2022-08396 Valid: October 1, 2023 to September 30, 2024 | Mott Electric General Partnership
SP-2023-01588 | 2023-09-21 | 510 BURRARD STREET, Vancouver, BC V6C 3A8 | Sprinkler Permit | Commercial | New | Issued | Commercial - For sprinkler system alterations to the 2019 VBBL and NFPA 13, 2013 for the tenant improvements to return tenant space back to base building sprinkler coverage and replace existing copper sprinkler pipe with new steel pipe. Engineer of Record: Dan Wong 778-847-0572 denveng7@gmail.com | Priority Fire Systems Ltd
EP-2023-10286 | 2023-11-27 | 510 BURRARD STREET, Vancouver, BC V6C 3A8 | Electrical Permit | Commercial | Tenant Improvement | Issued | Installation / Repair - Commercial - Installation of Lighting Lighting controls Power distribution (No change to Service) Demo of existing light fixtures and controls >BP: 6th floor - #610, #620, #630, #640 and elevator lobby Interior alterations to demise the existing full floor office on the 6th floor (#600) into four office shell units to be #610, #620, #630, #640 and provide improvements to the elevator lobby in this existing commercial building. Scope of work: remove all partition walls, finishes, lighting and millwork, and to construct demising walls, new lighting through out, elevator ceiling work, electrical, mechanical, plumbing and sprinkler work. | Sasco Contractors Ltd
PP-2023-03758 | 2023-10-24 | 510 BURRARD STREET, Vancouver, BC V6C 3A8 | Plumbing Permit | Commercial | Tenant Improvement | Completed | Commercial - Removal of old sink and faucet install new sink and faucet and Backflow for water filter If we could get this today approved we need a final for tomorrow please this was disconnect on my end my apologies >BP: #905 - 9th floor Interior alterations to provide tenant improvements for the existing office tenant on the 9th floor (#905) in this existing commercial building on this site. Scope of work: construct new partition walls for a new storage room, new willwork in kitchen area, power and data. | VANMECH PLUMBING & HEATING LTD.
EP-2023-08893 | 2023-10-04 | 510 BURRARD STREET, Vancouver, BC V6C 3A8 | Electrical Permit | Commercial | Tenant Improvement | Completed | Installation / Repair - Commercial - Tenant Improvements: relocating receptacles and communication cabling; no lighting. >BP: Interior alterations to provide tenant improvements for the existing office tenant on the 9th floor (#905) in this existing commercial building on this site. Scope of work: construct new partition walls for a new storage room, new willwork in kitchen area, power and data. OK for Office TI per J. Zhang; Aug. 28, 2023 Building Sprinklered - District Building Inspector to determine on site if a separate sprinkler permit is required. Energy checklist is currently no longer required with your Building Permit (BP) application. Some supporting documents are still required at BP stage, specifically Envelope and HVAC, if applicable. Service Water Heating and Lighting supporting documents, if applicable, must be submitted with your related trades permits (e.g. electrical and plumbing). | Mott Electric General Partnership
EP-2023-11363 | 2024-01-25 | 510 BURRARD STREET, Vancouver, BC V6C 3A8 | Electrical Permit | Commercial | Tenant Improvement | Completed | Installation / Repair - Commercial - Remove existing lighting fixtures and circuits. Install new lights with lighting controls and relevant branch circuits, install EM lighting along with Exit signs. Install 100 Amp 42 cct panel. >BP: Interior alterations to provide tenant improvements to this existing general office on the 9th floor (#909) of this existing commercial building on site. Scope of work: Select demo of non structural interior walls, flooring, doors, coffee counter. Construct new walls and relocate door for new office, new millwork, electrical, plumbing and sprinkler work. Building Sprinklered – Separate sprinkler permit required for proposed sprinkler work. Energy checklist is currently no longer required with your Building Permit (BP) application. Some supporting documents are still required at BP stage, specifically Envelope and HVAC, if applicable. Service Water Heating and Lighting supporting documents, if applicable, must be submitted with your related trades permits (e.g. electrical and plumbing). | Sasco Contractors Ltd
SP-2023-02274 | 2023-12-19 | 510 BURRARD STREET, Vancouver, BC V6C 3A8 | Sprinkler Permit | Commercial | Tenant Improvement | Completed | Commercial - Install new sprinkler heads for tenant improvement. >BP: #909 - 9th Floor Interior alterations to provide tenant improvements to this existing general office on the 9th floor (#909) of this existing commercial building on site. Scope of work: Select demo of non structural interior walls, flooring, doors, coffee counter. Construct new walls and relocate door for new office, new millwork, electrical, plumbing and sprinkler work. Building Sprinklered – Separate sprinkler permit required for proposed sprinkler work. *****This application does not include any of the following: 1. Not more than 20 sprinklers (add, relocate, or remove), 2. hydraulic calculations, 3. change in occupancy and /or hazard classification, 4. warehouse storage arrangements, 5. mobile compact storage arrangements, 6. alternative solutions, 7. changes to the sprinkler system supply piping (e.g. valves, mains, cross-mains, branch-lines, etc.), or 8. flexible sprinkler pipe. | Priority Fire Systems Ltd
NULL | NULL | 510 BURRARD STREET, Vancouver, BC V6C 3A8 | Electrical Permit | Commercial | Tenant Improvement | Withdrawn | Installation / Repair - Commercial - Tenant Improvement of existing commercial building on site Demo/make safe existing electrical lighting and power Lighting install EM lighting install Branch wiring and devices install Communication raceways No change to service | Sasco Contractors Ltd
GP-2023-03594 | 2023-11-17 | 4450 BLENHEIM STREET, Vancouver, BC V6L 2Z9 | Gas Permit | Residential | Renovation | Completed | Residential - Removal and replacement of gas fired furnace. Installing Carrier 59TP6B060V17--14) | Pioneer Plumbing & Heating Inc
EP-2022-09988 | 2022-11-28 | 4592 BLENHEIM STREET, Vancouver, BC V6L 3A2 | Electrical Permit | Residential | Renovation | Completed | Installation / Repair - Residential - install new 20A/120V receptacles for new cabinet area in kitchen | Premium Electric Ltd
EP-2022-04379 | NULL | 5355 BOUNDARY ROAD, Vancouver, BC V5R 6G2 | Electrical Permit | Commercial | Addition | Application Incomplete | Installation / Repair - Commercial - RE & RE of sewer sump pump. Retrofit - Like for like exact appliance replacement. Myers WHR5-11C Sewage Pump 0.5 HP 115V 1 PH. Service remained the same, breaker & electrical feed confirmed to be originally sized properly. | Bisco Electrical Contracting Ltd.
EP-2022-05470 | 2022-06-28 | 1325 BOUNDARY ROAD, Vancouver, BC V5K 4T9 | Electrical Permit | Commercial | Tenant Improvement | Completed | Installation / Repair - Commercial - Installation of 2 branch circuits for EVSE. Install 3 new 48 amp, 208 volt, 1 phase EV Charger. 2 chargers in breezeway will be circuit share, 1 charger in service bay is 100% rated. Fed from Panel D. | Power Pros Electrical Ltd
SP-2022-00704 | 2022-05-11 | 2323 BOUNDARY ROAD, Vancouver, BC V5M 4V8 | Sprinkler Permit | Commercial | Tenant Improvement | Completed | Commercial - To relocate sprinkler heads >#110 - 2323 Boundary Rd (part of SL 12) Interior alts to provide improvements for the the existing Restaurant-Class 1 tenant (Subway Restaurant). Scope of work includes move plumbing, remove ceiling and floors. *****This application does not include any of the following: 1. Not more than 20 sprinklers (add, relocate, or remove), 2. hydraulic calculations, 3. change in occupancy and /or hazard classification, 4. warehouse storage arrangements, 5. mobile compact storage arrangements, 6. alternative solutions, 7. changes to the sprinkler system supply piping (e.g. valves, mains, cross-mains, branch-lines, etc.), or 8. flexible sprinkler pipe. | NewTech Fire Protection Ltd
EP-2022-02359 | 2022-04-01 | 2323 BOUNDARY ROAD, Vancouver, BC V5M 4V8 | Electrical Permit | Commercial | Tenant Improvement | Completed | Installation / Repair - Commercial - alterations, renovations and tenant improvements -1. install recessed lights 2. install light fixtures 3. install plugs >BP: #110 - 2323 Boundary Rd (part of SL 12) Interior alts to provide improvements for the the existing Restaurant-Class 1 tenant (Subway Restaurant). Scope of work includes move plumbing, remove ceiling and floors. | Thunder Electrical Ltd
EP-2023-00276 | 2023-01-16 | 2727 BOUNDARY ROAD, Vancouver, BC V5M 3Z7 | Electrical Permit | Commercial | Renovation | Issued | Installation / Repair - Commercial - Replace 2 - pole platform sub 12. KV, including Gang Switch. Scope of work: Replacement of 12,490 volt two pole platform sub. Installl 2-50ft Class2 poles,1- platform for transformers,1- new S& C 25 kv rated 3 phase load break switch c/w handle and ground mat, ground rods 3/4 inch X 10 ft ,reinstall BC Hydro 12 kv primary meter transformer, Reinstall 3 X75 kva transformers. Transformers will be tested for electrical properties and oil tests for pcb. Transformers are 75 kva X 3 for a total of 225 kva. HV voltage 7200/12470 LV 120/240. Secoundary service is 600 amps at 120/208 volts. Note: The Class A-R: Line Technician Field Safety Representative (FSR) certificate of qualification is a restricted class within the Class A category. This certificate class was previously named class LI (Line Technician) FSR. See Documents tab. The boxes for service are not available to be selected in this application (boxes are greyed out). | Transpower Construction (1999) Ltd
NULL | NULL | 4057 BOUNDARY ROAD, Vancouver, BC V5R 2M4 | Electrical Permit | Residential | New | Withdrawn | Installation / Repair - Residential - LANEWAY HOUSE WIRING | Simon Electric Ltd
EP-2023-00850 | 2023-02-01 | 4057 BOUNDARY ROAD, Vancouver, BC V5R 2M4 | Electrical Permit | Residential | Addition | Completed | Installation / Repair - Residential - 100 AMP SERVICE RELOCATE *EP-2023-00849/ LWH: NEW 200A SERVICE *EP-2023-00850/ 1FD: 100A RE-CONNECT | Simon Electric Ltd
EP-2023-02234 | 2023-03-17 | 4131 BOUNDARY ROAD, Vancouver, BC V5R 2M7 | Electrical Permit | Residential | Addition | Completed | Installation / Repair - Residential - - Replace main service in the garage. - Move main service from the temp pole back to the newly installed main service on the garage. - Rewire garage - Replace all devices and light fixtures. CF-2020-011687 >BP: To reconstruct the detached three car garage having vehicular access at the rear of the site and to install solar panels on the roof. Work to include the removal of the covered awning at the rear of the house. Structural Schedule B submitted by S. Payman Hosseini, P.Eng. - 778.893.7351 Structural Schedule B submitted by Jason Hui, P. Eng. - 778.319.3403 | Novawest Electrical Services Ltd
EP-2023-07892 | 2023-08-31 | 4131 BOUNDARY ROAD, Vancouver, BC V5R 2M7 | Electrical Permit | Residential | Addition | Completed | Installation / Repair - Residential - Installation of solar PV system. Tie in to electrical panel for Solar PV panels located on garage in rear of home. CF-2023-009195 >BP: To reconstruct the detached three car garage having vehicular access at the rear of the site and to install solar panels on the roof. Work to include the removal of the covered awning at the rear of the house. Structural Schedule B submitted by S. Payman Hosseini, P.Eng. - 778.893.7351 Structural Schedule B submitted by Jason Hui, P. Eng. - 778.319.3403 | Rikur Energy Inc.
GP-2022-00782 | 2022-03-11 | 4131 BOUNDARY ROAD, Vancouver, BC V5R 2M7 | Gas Permit | Residential | Renovation | Completed | Residential - Water Heater replacement | Tek Climate Control Systems Ltd
NULL | NULL | 4131 BOUNDARY ROAD, Vancouver, BC V5R 2M7 | Gas Permit | Residential | Renovation - Dwelling Unit(s) only | Withdrawn | Residential - Water heater replacement | NULL
GP-2022-03404 | 2022-11-01 | 4279 BOUNDARY ROAD, Vancouver, BC V5R 2N1 | Gas Permit | Residential | Renovation | Completed | Residential - To Replace 1 Furnace Re/Re | ALL TIME HEATING PLUMBING & AIR CONDITIONING
EP-2022-05605 | 2022-07-04 | 4541 BOUNDARY ROAD, Vancouver, BC V5R 2N5 | Electrical Permit | Commercial | NULL | Expired | Special Event - >>GREEK SUMMER -DRIVE THROUGH at this Greek Orthodox Community Greek food take out order and delivery power for 200amp panel for power for all devices Location 4541 Boundary Road Start date July 9th, 2021 (14day Permit) >>>GREEK SUMMERFEST TO - GO<<<<<<<wire up temporary 200 amp panel board .Main disconnect from main electrical room in the church building .Temp panel is used to supply power for all of the devices needed to operate the church festival.And lighting | A-Maximum & Sons Electrical And Contracting Co Ltd
EP-2023-05494 | 2023-06-22 | 4541 BOUNDARY ROAD, Vancouver, BC V5R 2N5 | Electrical Permit | Commercial | NULL | Expired | Special Event - ***SPECIAL EVENT*** Creek community east Vancouver society Hook up power for 200 app on the disconnect in church May electrical room two outside subpanel for the events lighting and equipment | A-Maximum & Sons Electrical And Contracting Co Ltd
EP-2022-00754 | 2022-02-02 | 5027 BOUNDARY ROAD, Vancouver, BC V5R 2P3 | Electrical Permit | Residential | New | Completed | Installation / Repair - Residential - Alarm,Telus,tv,internet and doorbell complete BP: To construct a 1 storey + basement/cellar one-family ($181,750.00) with 1 suface parking at the rear having vehicular access from the lane. | Pioneer Security and Communications Ltd
SP-2022-00119 | 2022-01-31 | 5027 BOUNDARY ROAD, Vancouver, BC V5R 2P3 | Sprinkler Permit | Residential | New | Completed | Residential - LWH WITH NEW SPRINKLERS >BP: To construct a 1 storey + basement/cellar one-family ($181,750.00) with 1 suface parking at the rear having vehicular access from the lane. The entire building, INCLUDING THE ATTACHED GARAGE (if applicable), to be sprinklered to NFPA 13D. 1. No Strata Titling permitted 3. No A/C Unit proposed 4. Schedule B: (Shambhu N. Biswas) P.Eng (604.250.8666) Structural and Geotechnical 7. HPO: Residential Builder- (Rai Development Ltd.) Note: This is a 1 storey building pursuant to the Zoning and Development By-Law Address Information: Principle Dwelling: Address 5027 Boundary Road Addresses have been assigned per the approved plans, access to the rear unit is from the East side. This access must be provided & maintained at all times and the building addresses posted to be visible from the street in accordance with the Building By-law. **THIS PERMIT HAS BEEN ISSUED UNDER THE REQUIREMENTS OF VBBL #12511 (2019).** | BC Fire Sprinklers Ltd
PP-2021-04195 | 2022-01-04 | 5027 BOUNDARY ROAD, Vancouver, BC V5R 2P3 | Plumbing Permit | Residential | New | Completed | Residential - Installation of plumbing fixtures To construct a 1 storey + basement/cellar one-family with 1 suface parking at the rear having vehicular access from the lane. 1. No Strata Titling permitted 3. No A/C Unit proposed 4. Schedule B: (Shambhu N. Biswas) P.Eng (604.250.8666) Structural and Geotechnical 7. HPO: Residential Builder- (Rai Development Ltd.) | Century Twenty One Gas & Heating Co. Ltd
PP-2021-04196 | 2022-01-04 | 5035 BOUNDARY ROAD, Vancouver, BC V5R 2P3 | Plumbing Permit | Residential | New | Completed | Residential - Installation of plumbing fixtures To construct a 1 storey one-family dwelling with a surface parking pad at the rear providing 1 parking space, having vehicular access from the lane. Note: This is a 1 storey building pursuant to the Zoning and Development By-Law 1- No A/C unit proposed 2- Schedule B: Shambhu N. Biswas, P.Eng (604-250-8666) Structural & Geotechnical 4- HPO: Residential Builder - Rai Development Ltd. | Century Twenty One Gas & Heating Co. Ltd
SP-2022-00118 | 2022-01-31 | 5035 BOUNDARY ROAD, Vancouver, BC V5R 2P3 | Sprinkler Permit | Residential | New | Completed | Residential - LWH WITH NEW SPRINKLERS >BP: To construct a 1 storey one-family dwelling ($176,250) with a surface parking pad at the rear providing 1 parking space, having vehicular access from the lane. Note: This is a 1 storey building pursuant to the Zoning and Development By-Law 1- No A/C unit proposed 2- Schedule B: Shambhu N. Biswas, P.Eng (604-250-8666) Structural & Geotechnical 4- HPO: Residential Builder - Rai Development Ltd. ******THIS PERMIT HAS BEEN ISSUED UNDER THE REQUIREMENTS OF VBBL #12511 (2019)****** | BC Fire Sprinklers Ltd
EP-2022-00756 | 2022-02-02 | 5035 BOUNDARY ROAD, Vancouver, BC V5R 2P3 | Electrical Permit | Residential | New | Completed | Installation / Repair - Residential - Pre wire and completion alarm,Telus,tv,internet and doorbell To construct a 1 storey one-family dwelling with a surface parking pad at the rear providing 1 parking space, having vehicular access from the lane. Note: This is a 1 storey building pursuant to the Zoning and Development By-Law 1- No A/C unit proposed 2- Schedule B: Shambhu N. Biswas, P.Eng (604-250-8666) Structural & Geotechnical 4- HPO: Residential Builder - Rai Development Ltd. | Pioneer Security and Communications Ltd
EP-2023-01499 | 2023-02-23 | 5075 BOUNDARY ROAD, Vancouver, BC V5R 2P3 | Electrical Permit | Residential | Addition | Completed | Installation / Repair - Residential - Installation of: Qty 50 - New LED Flushmount fixtures to replace existing PL flushmount Qty 44 New LED 7 1/2 " Wallsconces - Qty 44 to replace existing wall sconces Qty 35 New LED Wrap fixtures to replace existing fluorescent wraps Qty 32 Stelpro Thermostats to replace existing dial up Qty 17 - 4'2 lamp fluorescent fixtures upgraded to TLED Qty 27 - 4'1 Lamp Fluorescent fixtures upgraded to TLED -No structural work is being performed! This is just a Lighting retrofit in the common areas and insuite. | It's On Electric Company Inc
EP-2022-01574 | 2022-03-02 | 5398 BRUCE STREET, Vancouver, BC V5P 3M3 | Electrical Permit | Residential | Addition | Completed | Installation / Repair - Residential - We need to disconnect the power from the main house and reconnect the power from the laneway house. | S B ELECTRICAL LTD
GP-2022-00024 | 2022-01-06 | 7881 BIRCH STREET, Vancouver, BC V6P 4R8 | Gas Permit | Residential | Renovation - Dwelling Unit(s) only | Completed | Residential - Furnace Replacement | House Smart Home Improvements Ltd
EP-2022-03257 | 2022-04-25 | 858 BEATTY STREET, Vancouver, BC V6B 1C1 | Electrical Permit | Commercial | Tenant Improvement | Completed | Installation / Repair - Commercial - Electrical Vault HP Replacements. . Retrofit - Like for like exact appliance replacement. Service remained the same, breaker & electrical feed confirmed to be originally sized properly. | Haakon Industries (Canada) Ltd.
EP-2023-02522 | 2023-04-25 | 858 BEATTY STREET, Vancouver, BC V6B 1C1 | Electrical Permit | Commercial | Tenant Improvement | Completed | Installation / Repair - Commercial - Connect new owner supplied UPS on the 6th floor. Add 120/208V 225A distribution panel. Add (8X) 30A 208V TL receptacles. We have to bond the ups cabinets however this does not affect the service. Secondly we are re-using an existing pathway and the UPS is in an open area, no structural work is required. | BC West Electric Ltd
EP-2023-05786 | 2023-06-27 | 858 BEATTY STREET, Vancouver, BC V6B 1C1 | Electrical Permit | Commercial | Renovation | Completed | Installation / Repair - Commercial - Low Voltage Wiring for control transformer. Extra low voltage control wiring for boilers, pumps and valves. | Ainsworth Inc
SP-2023-01392 | 2023-09-13 | 858 BEATTY STREET, Vancouver, BC V6B 1C1 | Sprinkler Permit | Commercial | Tenant Improvement | Issued | Commercial - For sprinkler system alterations to the 2019 VBBL and NFPA 13, 2013 for the tenant improvements to provide interior alterations to the 5th floor to combine #501 & #550 (retaining #501) and provide improvements for a new full floor office tenant in this existing commercial building. Engineer of Record: Dan Wong 778-847-0572 denveng7@gmail.com | Priority Fire Systems Ltd
EP-2023-06769 | 2023-07-26 | 858 BEATTY STREET, Vancouver, BC V6B 1C1 | Electrical Permit | Commercial | Tenant Improvement | Completed | Installation / Repair - Commercial - Replace cooling tower disconnect. | Haakon Industries (Canada) Ltd.
EP-2023-05429 | 2023-06-29 | 858 BEATTY STREET, Vancouver, BC V6B 1C1 | Electrical Permit | Commercial | Tenant Improvement | Completed | Installation / Repair - Commercial - The Armstrong dual arm pump (P-1) serving the hydronic heating and cooling system, located on the roof top mechanical room, is currently not working as intended. We purpose changing out the casing and internal component's of the pump to return it to its normal function. | Haakon Industries (Canada) Ltd.
EP-2023-04879 | 2023-06-01 | 858 BEATTY STREET, Vancouver, BC V6B 1C1 | Electrical Permit | Commercial | Tenant Improvement | Completed | Installation / Repair - Commercial - Tenant improvement - low voltage security cabling to 3 existing access controlled doors on floor 2. Terminating to a new headend in the tenant suite. Connecting new field devices (for 4 existing access controlled doors) to headend on level 5. | Convergint Technologies Ltd
EP-2022-10788 | 2023-03-06 | 858 BEATTY STREET, Vancouver, BC V6B 1C1 | Electrical Permit | Commercial | Renovation | Completed | Installation / Repair - Commercial - Damper Actuator Replacement, RTU Controls, Motion Sensors | ESC Automation Inc
EP-2023-06817 | 2023-07-28 | 858 BEATTY STREET, Vancouver, BC V6B 1C1 | Electrical Permit | Commercial | Tenant Improvement | Completed | Installation / Repair - Commercial - Boiler Replacement. The proposed method is to add a new 100A, 120/208V subpanel in the mechanical room (referred to as "2MM"), which will be fed from panel "2M" using a 100A breaker and a distance of 200 feet. The specific circuits to be installed are as follows: P-7 3PH 20A circuits 1, 3, 5 P-8 3PH 20A circuits 7, 9, 11 HX-2 P1 15A circuit 13, neutral (N) HX-2 P2 15A circuit 15, neutral (N) HX-1 3PH 15A circuits 2, 4, 6 P-20 1PH 15A circuits 8, 10 P-21 1PH 15A circuits 12, 14 Boiler B-1 1PH 15A circuit 17 Boiler B-2 1PH 15A circuit 19 Boiler B-3 1PH 15A circuit 16 Boiler B-4 1PH 15A circuit 18 The average daytime load readings from the proposed 400A feeder panel “2M” show a very low draw of approximately 17A (A Phase) 42A (B Phase) 47A (C Phase) indicating that there is enough capacity to handle these additional small motor loads. | Sasco Contractors Ltd
EP-2023-10460 | 2023-12-05 | 858 BEATTY STREET, Vancouver, BC V6B 1C1 | Electrical Permit | Commercial | Renovation | Issued | Installation / Repair - Commercial - Office space Tenant improvement for the 5th floor of 858 Beatty street -Replace and upgrade existing lighting and Emergency lighting. Provide new power connections and communication cabling for new workstations and office layout. No new electrical panels or services required. >BP: #501 - 5th floor (#501 & #550 combining) Interior alterations to the 5th floor to combine #501 & #550 (retaining #501) and provide improvements for a new full floor office tenant in this existing commercial building. Scope of work: remove portion of retaining wall, remove/construct partition walls, doors, millwork, finishes, lighting, HVAC, electrical, mechanical, plumbing and mechanical work. TENANT: Visier | COASTAL ELECTRICAL SYSTEMS LTD
PP-2023-04042 | 2023-11-20 | 858 BEATTY STREET, Vancouver, BC V6B 1C1 | Plumbing Permit | Commercial | Tenant Improvement | Issued | Commercial - Alterations of existing plumbing services to suit new tenant space. >BP: #501 - 5th floor (#501 & #550 combining) Interior alterations to the 5th floor to combine #501 & #550 (retaining #501) and provide improvements for a new full floor office tenant in this existing commercial building. Scope of work: remove portion of retaining wall, remove/construct partition walls, doors, millwork, finishes, lighting, HVAC, electrical, mechanical, plumbing and mechanical work. | Fred Welsh Ltd
EP-2023-09826 | NULL | 858 BEATTY STREET, Vancouver, BC V6B 1C1 | Electrical Permit | Commercial | Tenant Improvement | Applicant Revisions | Installation / Repair - Commercial - WO 164575 & 169917 Installation of 3 split AC cooling systems. Installation of step down 45 KVA transformer from 600v to 208v. Installation of new 100Amp sub panel. Installation of 3x 1ph 208v 30A circuits. | Haakon Industries (Canada) Ltd.
NULL | NULL | 858 BEATTY STREET, Vancouver, BC V6B 1C1 | Electrical Permit | Commercial | Tenant Improvement | Draft | Installation / Repair - Commercial - Installation of 3 separate cooling only AC systems - NOT HEAT PUMP SYSTEM. Cooling only for commercial application - Rooftop Elevator Machine Room Cooling. Ductless Split System. Existing 600v supply in Mechanical room will have a transformer to a new 208v sub panel. 3 new 30A circuits will be put in to serve the 3 new AC cooling only systems. | Haakon Industries (Canada) Ltd.
EP-2023-11235 | 2023-12-18 | 858 BEATTY STREET, Vancouver, BC V6B 1C1 | Electrical Permit | Commercial | Tenant Improvement | Issued | Installation / Repair - Commercial - RE & RE of new water-source heat pumps Retrofit/Replacement Like for like exact appliance replacement. Service remained the same, breaker & electrical feed confirmed to be originally sized properly. Equipment will be replaced in the same location as the existing unit. No change in equipment capacity or fuel. WO 170627 | Haakon Industries (Canada) Ltd.
EP-2023-11219 | NULL | 858 BEATTY STREET, Vancouver, BC V6B 1C1 | Electrical Permit | Commercial | New | Withdrawn | Installation / Repair - Commercial - Installation of sound masking devices and cables. | BTM Marketing Group Ltd
EP-2023-11220 | 2023-12-20 | 858 BEATTY STREET, Vancouver, BC V6B 1C1 | Electrical Permit | Commercial | Renovation | Completed | Installation / Repair - Commercial - Installation of sound masking devices and cables >BP: #501 - 5th floor (#501 & #550 combining) Interior alterations to the 5th floor to combine #501 & #550 (retaining #501) and provide improvements for a new full floor office tenant in this existing commercial building. Scope of work: remove portion of retaining wall, remove/construct partition walls, doors, millwork, finishes, lighting, HVAC, electrical, mechanical, plumbing and mechanical work. TENANT: Visier Letters of Assurance submitted by: Schedule A and Architectural Schedule B, Andy Igel, Architect, ph: 778-989-4260 Mechanical Schedule B, Ron Braun, M.Sc., P.Eng., ph: 604-609-0500 Electrical Schedule B, Liam McGoran, P.Eng., ph: 604-351-7725 Energy checklist is currently no longer required with your Building Permit (BP) application. Some supporting documents are still required at BP stage, specifically Envelope and HVAC, if applicable. Service Water Heating and Lighting supporting documents, if applicable, must be submitted with your related trades permits (e.g. electrical and plumbing) | BTM Marketing Group Ltd
NULL | NULL | 858 BEATTY STREET, Vancouver, BC V6B 1C1 | Mechanical Permit | NULL | NULL | Draft | NULL | Haakon Industries (Canada) Ltd.
MP-2023-00934 | 2023-07-28 | 928 BEATTY STREET, Vancouver, BC V6Z 3G6 | Mechanical Permit | NULL | NULL | Issued | NULL | CRONA MANAGEMENT INC.
MP-2023-00949 | 2023-07-28 | 928 BEATTY STREET, Vancouver, BC V6Z 3G6 | Mechanical Permit | NULL | NULL | Issued | NULL | CRONA MANAGEMENT INC.
NULL | NULL | 928 BEATTY STREET, Vancouver, BC V6Z 3G6 | Electrical Permit | Residential | Renovation | Draft | Installation / Repair - Residential - REPLACING SWITCH BOX AND REPLACING OLD LIGHT FIXTURE WITH LED | NULL
NULL | NULL | 928 BEATTY STREET, Vancouver, BC V6Z 3G6 | Electrical Permit | Residential | Renovation | Draft | Installation / Repair - Residential - changing light fixture, replacing switch box in the kitchen | NULL
EP-2022-00573 | 2022-01-26 | 928 BEATTY STREET, Vancouver, BC V6Z 3G6 | Electrical Permit | Residential | Renovation | Completed | Installation / Repair - Residential - UNIT# 2910 replacing old pot lights with new led replacing switch and plug | Xceltech Electric Ltd
EP-2022-10204 | 2023-01-04 | 939 BEATTY STREET, Vancouver, BC V6Z 3C1 | Electrical Permit | Commercial | Renovation | Completed | Installation / Repair - Commercial - Install customer supplied EV Chargers and install new conduits. | Power Pros Electrical Ltd
EP-2023-08882 | 2023-10-04 | 939 BEATTY STREET, Vancouver, BC V6Z 3C1 | Electrical Permit | Commercial | Addition | Completed | Installation / Repair - Commercial - Installing Data Collector and Cellular Modem to monitor Fortis Meter. | Mak Systems Inc
EP-2022-04281 | 2022-05-24 | 5452 BRUCE STREET, Vancouver, BC V5P 3M3 | Electrical Permit | Residential | New | Expired | Temporary Power - Residential - To provide temporary power. Amend May 30, 2022 change my service size from 200 amp to 60 amp. | AECOM ELECTRIC LTD
EP-2022-04234 | 2022-05-20 | 5452 BRUCE STREET, Vancouver, BC V5P 3M3 | Electrical Permit | Residential | New | Expired | Temporary Power - Residential - To provide temporary power. | AECOM ELECTRIC LTD
SP-2023-00076 | 2023-01-16 | 5452 BRUCE STREET, Vancouver, BC V5P 3M3 | Sprinkler Permit | Residential | New | Completed | Residential - New sprinkler system >BP: To construct a 2 storey + basement one-family dwelling with a secondary suite located in the basement with a detached accessory building (garage), at the rear providing 2 parking spaces, having vehicular access from the lane. 1- Covenant registered at the Land Title Office under CA9985752 2- No strata titling permitted 3- Bar sink proposed in basement 4- A/C unit proposed in rear yard & second storey 5- Schedule B: Jason Jui, (778.319.3403) Architectural, Structural, & Geotechnical 6- HPO: Residential Builder - Devine Homes Ltd | Haven Fire Protection Ltd
MP-2022-00490 | 2022-10-30 | 5452 BRUCE STREET, Vancouver, BC V5P 3M3 | Mechanical Permit | NULL | NULL | Completed | NULL | Finest Plumbing & Heating Ltd
PP-2022-03534 | 2022-10-05 | 5452 BRUCE STREET, Vancouver, BC V5P 3M3 | Plumbing Permit | Residential | New | Completed | Residential - 1FD+SS - #1 & #2 - New plumbing and radiant heating >DB: To construct a 2 storey + basement one-family dwelling with a secondary suite located in the basement with a detached accessory building (garage), at the rear providing 2 parking spaces, having vehicular access from the lane. 1- Covenant registered at the Land Title Office under CA9985752 2- No strata titling permitted 3- Bar sink proposed in basement 4- A/C unit proposed in rear yard & second storey | Finest Plumbing & Heating Ltd
PP-2022-03440 | 2022-09-28 | 5452 BRUCE STREET, Vancouver, BC V5P 3M3 | Plumbing Permit | Residential | New | Completed | Residential - Sump | Bhullar Excavating and Demolition
GP-2023-00690 | 2023-02-28 | 5452 BRUCE STREET, Vancouver, BC V5P 3M3 | Gas Permit | Residential | New | Completed | Residential - 1 range, 1 BBQ & 1 Fireplace Installation of Gas appliances. >BP: To construct a 2 storey + basement one-family dwelling with a secondary suite ($404,715) located in the basement with a detached accessory building (garage), at the rear providing 2 parking spaces, having vehicular access from the lane. | Century Twenty One Gas & Heating Co. Ltd
EP-2023-01143 | 2023-03-03 | 5452 BRUCE STREET, Vancouver, BC V5P 3M3 | Electrical Permit | Residential | New | Completed | Installation / Repair - Residential - 200 amp service connection, new installation *An approved mechanical permit is required for the installation of air conditioning or heat pump unit at the time of installation before an electrical inspection will be performed >BP: To construct a 2 storey + basement one-family dwelling with a secondary suite ($404,715) located in the basement with a detached accessory building (garage), at the rear providing 2 parking spaces, having vehicular access from the lane. 1- Covenant registered at the Land Title Office under CA9985752 2- No strata titling permitted 3- Bar sink proposed in basement 4- A/C unit proposed in rear yard & second storey 5- Schedule B: Jason Jui, (778.319.3403) Architectural, Structural, & Geotechnical 6- HPO: Residential Builder - Devine Homes Ltd ******THIS PERMIT HAS BEEN ISSUED UNDER THE REQUIREMENTS OF VBBL #12511 (2019)****** | AECOM ELECTRIC LTD
GP-2023-03236 | 2023-10-26 | 5608 BRUCE STREET, Vancouver, BC V5P 3M6 | Gas Permit | Residential | Renovation | Issued | Residential - replace the old boiler and water heater with Rinnai combi boiler | Save On Water Heater & Furnace Inc
MP-2023-00145 | 2023-02-03 | 6370 BLENHEIM STREET, Vancouver, BC V6N 1R4 | Mechanical Permit | NULL | NULL | Completed | NULL | Forbes Mechanical Ltd
PP-2023-00282 | 2023-01-26 | 6370 BLENHEIM STREET, Vancouver, BC V6N 1R4 | Plumbing Permit | Residential | New | Completed | Residential - 1FD - PLUMBING >DB: To construct a 2 storey + basement one-family dwelling with an attached garage providing 2 parking spaces, having vehicular access from the street and a detached accessory building (workshop), at the rear portion of lot. 1. No Strata Titling permitted 2. A/C Unit proposed in rear yard 3. Bar sink located in basement AMEND: FEB 1/2024 Add fixtures in back workshop 6370 blenheim st PP -2023-00282 1 kitchen sink 1washroom sink 1 water closet 1 floor drain | Forbes Mechanical Ltd
GP-2023-01113 | 2023-03-31 | 6370 BLENHEIM STREET, Vancouver, BC V6N 1R4 | Gas Permit | Residential | New | Issued | Residential - To install 1 water heater 2 range 1wall oven 1 fireplace 1 BBQ 1fire pit There is pipping for 1 range 1 wall oven 1 BBQ 1 firepit >BP: To construct a 2 storey + basement one-family dwelling with an attached garage providing 2 parking spaces, having vehicular access from the street and a detached accessory building (workshop), at the rear portion of lot. 1. No Strata Titling permitted 2. A/C Unit proposed in rear yard 3. Bar sink located in basement 4. Schedule B: (Jianli Guo) P.Eng (604.518.1098) Structural & Geotechnical 5. BC Housing (Mcwood Homes Ltd) | JOT MECHANICAL LTD
SP-2023-00677 | 2023-04-18 | 6370 BLENHEIM STREET, Vancouver, BC V6N 1R4 | Sprinkler Permit | Residential | New | Completed | Residential - Install sprinklers in sfd >BP: To construct a 2 storey + basement one-family dwelling with an attached garage providing 2 parking spaces, having vehicular access from the street and a detached accessory building (workshop), at the rear portion of lot. 1. No Strata Titling permitted 2. A/C Unit proposed in rear yard 3. Bar sink located in basement 4. Schedule B: (Jianli Guo) P.Eng (604.518.1098) Structural & Geotechnical 5. BC Housing (Mcwood Homes Ltd) | Gold Key Fire Protection Ltd
EP-2022-07689 | 2022-09-14 | 6370 BLENHEIM STREET, Vancouver, BC V6N 1R4 | Electrical Permit | Residential | New | Issued | Installation / Repair - Residential - Installation of a 240V 200A service meter base , Panels, branches of lighting, receptacles, AC and appliances., To construct a 2 storey + basement one-family dwelling with an attached garage providing 2 parking spaces, having vehicular access from the street and a detached accessory building (workshop), at the rear portion of lot. 1. No Strata Titling permitted 2. A/C Unit proposed in rear yard 3. Bar sink located in basement 4. Schedule B: (Jianli Guo) P.Eng (604.518.1098) Structural & Geotechnical 5. BC Housing (Mcwood Homes Ltd) Nov 3/2023-AMEND Contractor declaration provided | MAXPOWER HOME TECH LTD
EP-2022-05227 | 2022-06-21 | 6370 BLENHEIM STREET, Vancouver, BC V6N 1R4 | Electrical Permit | Residential | New | Expired | Temporary Power - Residential - To provide temporary power. Valid June 21/2022 until June 20/2023 | MAXPOWER HOME TECH LTD
PP-2022-03702 | 2022-10-17 | 6370 BLENHEIM STREET, Vancouver, BC V6N 1R4 | Plumbing Permit | Residential | New | Completed | Residential - SUMP | G & H Demolition & Excavation Ltd.
EP-2023-00619 | 2023-02-22 | 6370 BLENHEIM STREET, Vancouver, BC V6N 1R4 | Electrical Permit | Residential | New | Issued | Installation / Repair - Residential - Installation of all new Electrical work for BC Hydro Service. >DB: To construct a 2 storey + basement one-family dwelling with an attached garage providing 2 parking spaces, having vehicular access from the street and a detached accessory building (workshop), at the rear portion of lot. 1. No Strata Titling permitted 2. A/C Unit proposed in rear yard 3. Bar sink located in basement | ALLPOWER SOLUTIONS INC
EP-2022-00944 | 2022-05-18 | 1255 BIDWELL STREET, Vancouver, BC V6G 2K8 | Electrical Permit | Commercial | Renovation | Issued | Installation / Repair - Commercial - Elevator modernization, modifications to fire alarm system, updates and grounding in elevator machine room and disconnects | Wespac Electrical Contractor Ltd
PP-2023-02027 | 2023-06-09 | 1260 BIDWELL STREET, Vancouver, BC V6G 2L2 | Plumbing Permit | Commercial | Addition | Issued | Commercial - Installation of 2 DCVA Premises valves CROSS CONNECTION LTR UPLOADED | Canadian Plumbing Systems Ltd.
EP-2022-00341 | 2022-01-20 | 550 BURRARD STREET, Vancouver, BC V6C 2B5 | Electrical Permit | Commercial | Tenant Improvement | Cancelled | Installation / Repair - Commercial - Low Voltage Audio Visual Cabling ** amend 04/07/2022*8 cancel permit new permit will be later | AVI-SPL Canada Ltd
PP-2022-00032 | 2022-01-07 | 550 BURRARD STREET, Vancouver, BC V6C 2B5 | Plumbing Permit | Commercial | Tenant Improvement | Completed | Commercial - office tenant improvement - Plumbing, HVAC, Controls #1900 -19th Floor Interior alterations to provide tenant improvements to Unit #1900 for this existing office in this existing commercial building. | MCR Mechanical Ltd
EP-2021-08671 | 2022-02-10 | 550 BURRARD STREET, Vancouver, BC V6C 2B5 | Electrical Permit | Commercial | Tenant Improvement | Completed | Installation / Repair - Commercial - Install new light fixtures, lighting control panel and kitchen receptacles No structural work done and no Building permit was pulled for this scope of work | Canem Systems Ltd
SP-2021-01677 | 2022-01-25 | 550 BURRARD STREET, Vancouver, BC V6C 2B5 | Sprinkler Permit | Commercial | Tenant Improvement | Completed | Commercial - Sprinkler alterations to provide tenant improvements to Unit #1900 for this existing office in this existing commercial building. | Tyco Integrated Fire & Security Canada Inc/Tyco Feu Et Securite Integres Canada Inc
EP-2022-04945 | 2022-06-21 | 550 BURRARD STREET, Vancouver, BC V6C 2B5 | Electrical Permit | Commercial | Tenant Improvement | Completed | Installation / Repair - Commercial - Coffee shop tenant improvement -Complete tenant improvement, new lighting through out, new kitchen equipment connections, existing service to space (no changes to service), bx and conduit work, data rough in, lighting controls. see attached drawings >BP: Interior alterations to provide tenant improvements for a new Restaurant tenant on the ground floor (#108) in this existing commercial building on this site. Scope of work: TENANT: Chachi's Sandwhich/Deville Coffee Occupant Load calculations (3.1.17.1). Occupant load does not exceed 60 persons. Mechanical, Plumbing and Electrical Schedule B submitted by Moortaza Bhaiji, P.Eng., ph: 403-480-2277 OK For field review per D. Langevin/Tina Jawandha; May 20, 2022 E2 - Lighting - Upgrade to Restricted to Manual ON (per 9.4.1.1 (b) of ASHRAE 90.1-2016. Energy checklist is currently no longer required with your Building Permit (BP) application. Some supporting documents are still required at BP stage, specifically Envelope and HVAC, if applicable. Service Water Heating and Lighting supporting documents, if applicable, must be submitted with your related trades permits (e.g. electrical and plumbing). All energy upgrades will be checked during inspections stage. It is the applicant’s responsibility to identify and note all required upgrades including energy upgrades on their BP drawings at BP stage. | Keystone Electric Ltd
EP-2022-04015 | 2022-05-16 | 550 BURRARD STREET, Vancouver, BC V6C 2B5 | Electrical Permit | Commercial | Tenant Improvement | Completed | Installation / Repair - Commercial - Provide new lighting and control for a gender neutral washroom being built. GFCI outlets and connections to mechanical units. >BP: Interior alterations to convert an existing meeting room to a gender neutral washroom to an existing office tenant on the 29th floor (#2900) to this existing commercial building. Scope of work per VBBL 2019: demolish existing millwork, t-bar ceiling, door, glazing, acoustic panel and replace with new door, new millwork, electrical and plumbing work. Building Sprinklered – Building inspector to determine on site if a separate sprinkler permit is required. TENANT: Fasken OK for Field Review per Kim V - Jan 12/22 E2 - Lighting - Upgrade to Local Control (per 9.4.1.1.(a) of ASHRAE 90.1-2016) Energy checklist is currently no longer required with your Building Permit (BP) application. Some supporting documents are still required at BP stage, specifically Envelope and HVAC, if applicable. Service Water Heating and Lighting supporting documents, if applicable, must be submitted with your related trades permits (e.g. electrical and plumbing). All energy upgrades will be checked during inspections stage. It is the applicant's responsibility to identify and note all required upgrades including energy upgrades on their BP drawings at BP stage. | Mott Electric General Partnership
EP-2022-01908 | 2022-03-09 | 550 BURRARD STREET, Vancouver, BC V6C 2B5 | Electrical Permit | Commercial | Tenant Improvement | Completed | Installation / Repair - Commercial - Add 2 new 120V receptacles for copier room | Canem Systems Ltd
EP-2024-00565 | 2024-01-29 | 550 BURRARD STREET, Vancouver, BC V6C 2B5 | Electrical Permit | Commercial | Renovation | Issued | Installation / Repair - Commercial - Install BAS controls for 13 new Fan coil units. >BP: Interior alterations to provide improvements for a new office tenant to this office shell on the 19th floor (#1950) of this existing commercial building. Scope of work: minor demo to corridor wall and door to change one entry way. Construct new partition walls, doors, millwork, finishes, staff kitchen. Electrical, Plumbing, Sprinklers to suit. Letters of Assurance: - Schedule A by Andrew Igel, Architect, AIBC. ph#778.839.4260. -- Architectural Schedule B by Andrew Igel, Architect, AIBC. ph#778.839.4260. Energy checklist is currently no longer required with your Building Permit (BP) application. Some supporting documents are still required at BP stage, specifically Envelope and HVAC, if applicable. Service Water Heating and Lighting supporting documents, if applicable, must be submitted with your related trades permits (e.g. electrical and plumbing). | Ainsworth Inc
EP-2024-00635 | 2024-01-30 | 550 BURRARD STREET, Vancouver, BC V6C 2B5 | Electrical Permit | Commercial | Tenant Improvement | Issued | Installation / Repair - Commercial - Install new receptacles, data cabling rough-in, new lighting and lighting control, New exits, (1) new 120/208V 100A 42 circuit sub-panel. >BP: Interior alterations to provide improvements for a new office tenant to this office shell on the 19th floor (#1950) of this existing commercial building. Scope of work: minor demo to corridor wall and door to change one entry way. Construct new partition walls, doors, millwork, finishes, staff kitchen. Electrical, Plumbing, Sprinklers to suit. Letters of Assurance: - Schedule A by Andrew Igel, Architect, AIBC. ph#778.839.4260. -- Architectural Schedule B by Andrew Igel, Architect, AIBC. ph#778.839.4260. Energy checklist is currently no longer required with your Building Permit (BP) application. Some supporting documents are still required at BP stage, specifically Envelope and HVAC, if applicable. Service Water Heating and Lighting supporting documents, if applicable, must be submitted with your related trades permits (e.g. electrical and plumbing). | Mott Electric General Partnership
EP-2023-10626 | 2023-12-06 | 550 BURRARD STREET, Vancouver, BC V6C 2B5 | Electrical Permit | Commercial | Renovation | Issued | Installation / Repair - Commercial - Remove Security Equipment from 1 washroom (2x access control doors & 1x camera) on P2 and relocate to 2x new washrooms on P2 & P3. (electric Strike locks only - NO MAG LOCKS) | Houle Electric Limited
SP-2023-02141 | 2023-12-20 | 550 BURRARD STREET, Vancouver, BC V6C 2B5 | Sprinkler Permit | Commercial | Tenant Improvement | Issued | Commercial - Add four sprinkler heads inside of phone booths. >BP: 9th floor Interior alterations to provide improvements for this existing full floor office tenant on the 9th floor (9th floor) of this existing commercial building. Scope of work: re-fabricated phone booths (dim. 946mm x 2235mm) in the open office area on the 9th floor. Note: there is an existing interconnection to the 10th floor *****This application does not include any of the following: 1. Not more than 20 sprinklers (add, relocate, or remove), 2. hydraulic calculations, 3. change in occupancy and /or hazard classification, 4. warehouse storage arrangements, 5. mobile compact storage arrangements, 6. alternative solutions, 7. changes to the sprinkler system supply piping (e.g. valves, mains, cross-mains, branch-lines, etc.), or 8. flexible sprinkler pipe. | Priority Fire Systems Ltd
EP-2023-10485 | 2023-11-21 | 550 BURRARD STREET, Vancouver, BC V6C 2B5 | Electrical Permit | Commercial | NULL | Issued | Annual / Operating - ANNUAL OPERATING PERMIT VALID: NOV.21/2023 TIL NOV.20/2024 RENEWAL OF EP-2022-10447 | Canem Systems Ltd
EP-2023-11267 | 2023-12-19 | 550 BURRARD STREET, Vancouver, BC V6C 2B5 | Electrical Permit | Commercial | Tenant Improvement | Issued | Installation / Repair - Commercial - Install fire alarm speakers in new privacy rooms (Phone Booths) the tenant has installed. New speakers are coming off of the existing fire alarm speaker zone that is currently in the space. No electrical drawings are being issued for this addition. >BP: 9th floor Interior alterations to provide improvements for this existing full floor office tenant on the 9th floor (9th floor) of this existing commercial building. Scope of work: re-fabricated phone booths (dim. 946mm x 2235mm) in the open office area on the 9th floor. Note: there is an existing interconnection to the 10th floor Letters of Assurance submitted: - Schedule A by J. Robert Thibodeau, Architect AIBC.. ph#778.330.1139. - Architectural Schedule B by J. Robert Thibodeau, Architect AIBC.. ph#778.330.1139. - Electrical Schedule B by Ivan Lee, P.Eng. Ph#604.687.1800. Energy checklist is currently no longer required with your Building Permit (BP) application. Some supporting documents are still required at BP stage, specifically Envelope and HVAC, if applicable. Service Water Heating and Lighting supporting documents, if applicable, must be submitted with your related trades permits (e.g. electrical and plumbing) | Mott Electric General Partnership
PP-2024-00103 | 2024-01-12 | 550 BURRARD STREET, Vancouver, BC V6C 2B5 | Plumbing Permit | Commercial | Tenant Improvement | Issued | Commercial - Mechanical Tenant Improvement Plumbing, HVAC, Controls | MCR Mechanical Ltd
EP-2023-09364 | 2023-10-17 | 550 BURRARD STREET, Vancouver, BC V6C 2B5 | Electrical Permit | Commercial | Renovation | Completed | Installation / Repair - Commercial - Install of 1 data rack with overhead cable tray, UPS and 7 data cables (2 WAP's, 1 Camera cable, 4 user drops) All cables are within 25ft of the telecommunications room. Our scope was just a small portion of the comms work, direct for Sunlife, related to the 9th floor telecom room only. The main comms work was completed through the GC by another vendor. -Our scope only being the 7 data cables within 25ft of the LAN room, plus the rack and tray install for the LAN room on 9. Nothing on level 10. >BP: #900 – 9th Floor (Full Floor) #1008 – 10th Floor (Partial Full Floor) Interior alterations to provide tenant improvements to the 9th and partial 10th floor, including a new interconnection stair between the floors for a new office tenant (Group D) in this existing commercial high building on this site. OK, for BP only, as per N.Jalalkamali on November 10th, 2022. Schedule A, Schedule B (Architectural) J.Robert Thibodeau, AIBC (778.330.1139) Schedule B (Structural), Kevin Riederer. Struct.Eng. (604.738.0048) Schedule B (Mechanical & Plumbing), Eric Cresswell, P.Eng. (604.684.5995) Schedule B (Electrical), Jose Luis Lopez, P.Eng. (604.687.1800) Provided for this project. Building Review Notes: 1. This permit has been reviewed under the requirements of the VBBL #12511 (2019) 2. Separate Sprinkler permit required for any proposed sprinkler work. 3. AL-2022-00212 (Two-Storey Interconnected Floor Space (Level 9 and Level 10) 4. SP-2022-02103 | CaTech Systems Ltd
EP-2023-09323 | 2023-10-16 | 550 BURRARD STREET, Vancouver, BC V6C 2B5 | Electrical Permit | Commercial | Tenant Improvement | Completed | Installation / Repair - Commercial - Run cables and install devices (card reader, door contact, electric strike and motion rex) for 3 new doors. Cable run about 300ft between level 9 to level 10. One door release button for reception door. Re-wire 2 existing doors for renovation. New power supply mounted on level 10 base building telephone room. Need 120VAC from junction box below the power supply. No maglocks. >BP: #900 – 9th Floor (Full Floor) #1008 – 10th Floor (Partial Full Floor) Interior alterations to provide tenant improvements to the 9th and partial 10th floor, including a new interconnection stair between the floors for a new office tenant (Group D) in this existing commercial high building on this site. OK, for BP only, as per N.Jalalkamali on November 10th, 2022. Schedule A, Schedule B (Architectural) J.Robert Thibodeau, AIBC (778.330.1139) Schedule B (Structural), Kevin Riederer. Struct.Eng. (604.738.0048) Schedule B (Mechanical & Plumbing), Eric Cresswell, P.Eng. (604.684.5995) Schedule B (Electrical), Jose Luis Lopez, P.Eng. (604.687.1800) Provided for this project. Building Review Notes: 1. This permit has been reviewed under the requirements of the VBBL #12511 (2019) 2. Separate Sprinkler permit required for any proposed sprinkler work. 3. AL-2022-00212 (Two-Storey Interconnected Floor Space (Level 9 and Level 10) 4. SP-2022-02103 | Houle Electric Limited
EP-2023-09295 | 2023-10-16 | 550 BURRARD STREET, Vancouver, BC V6C 2B5 | Electrical Permit | Commercial | Renovation | Completed | Installation / Repair - Commercial - Sound Masking and Audio Visual. >BP: Interior alterations to provide improvements to the east half of the 34th floor for an existing full floor office tenant on the 34th floor in this existing commercial building. Scope of work: demo to the east half for new layout, new partition walls, doors, new kitchen, lighting, millwork, finishes. Electrical, Plumbing, Sprinklers to suit. * Existing AL for maglocks * Existing inter-connecting stairs from 30th-34th floors OK for Field Review per W. Wong. Letters of Assurance submitted: Schedule A - Jason Santeford, Architect AIBC. Ph#604334.4774 Architectural Schedule A- Jason Santeford, Architect AIBC. Ph#604334.4774 Structural Schedule B by - Colin Macmillan, P. Eng. ph#604.738.0048 Electrical Schedule B by - Jose Lius Lopez, P.Eng. ph#604.687.1800 Mechanical/Plumbing Schedule B by - Eric Cresswell, P.Eng. ph#604.687.5995. E2 - Lighting - Upgrade to Bilevel Lighting Control (per 9.4.1.1.(d) of ASHRAE 90.1-2016) Energy checklist is currently no longer required with your Building Permit (BP) application. Some supporting documents are still required at BP stage, specifically Envelope and HVAC, if applicable. Service Water Heating and Lighting supporting documents, if applicable, must be submitted with your related trades permits (e.g. electrical and plumbing). All energy upgrades will be checked during inspections stage. It is the applicant's responsibility to identify and note all required upgrades including energy upgrades on their BP drawings at BP stage. | Western Audio Visual Enterprises Ltd
PP-2023-03597 | 2023-10-12 | 550 BURRARD STREET, Vancouver, BC V6C 2B5 | Plumbing Permit | Commercial | Tenant Improvement | Issued | Commercial - Installation of backflow device - new DCVA | MCR Mechanical Ltd
EP-2023-09199 | 2023-10-13 | 550 BURRARD STREET, Vancouver, BC V6C 2B5 | Electrical Permit | Commercial | Tenant Improvement | Completed | Installation / Repair - Commercial - Install Low Voltage AV cabling in 4 meeting rooms. 1 Cable Run per room. >BP: #900 – 9th Floor (Full Floor) #1008 – 10th Floor (Partial Full Floor) Interior alterations to provide tenant improvements to the 9th and partial 10th floor, including a new interconnection stair between the floors for a new office tenant (Group D) in this existing commercial high building on this site. OK, for BP only, as per N.Jalalkamali on November 10th, 2022. Schedule A, Schedule B (Architectural) J.Robert Thibodeau, AIBC (778.330.1139) Schedule B (Structural), Kevin Riederer. Struct.Eng. (604.738.0048) Schedule B (Mechanical & Plumbing), Eric Cresswell, P.Eng. (604.684.5995) Schedule B (Electrical), Jose Luis Lopez, P.Eng. (604.687.1800) Provided for this project. Building Review Notes: 1. This permit has been reviewed under the requirements of the VBBL #12511 (2019) 2. Separate Sprinkler permit required for any proposed sprinkler work. 3. AL-2022-00212 (Two-Storey Interconnected Floor Space (Level 9 and Level 10) 4. SP-2022-02103 | AVI-SPL Canada Ltd
EP-2023-09886 | 2023-12-04 | 550 BURRARD STREET, Vancouver, BC V6C 2B5 | Electrical Permit | Commercial | Tenant Improvement | Issued | Installation / Repair - Commercial - Replace existing Fire alarm devices with new throughout the building | Canem Systems Ltd
EP-2023-07418 | 2023-08-15 | 550 BURRARD STREET, Vancouver, BC V6C 2B5 | Electrical Permit | Commercial | Tenant Improvement | Issued | Installation / Repair - Commercial - Demolition of electrical - power back to base building, removal of floor boxes, furniture whips disconnection, removal of security wiring, removal of power to LAN rooms and AV racks. | Sasco Contractors Ltd
EP-2023-08449 | 2023-10-23 | 550 BURRARD STREET, Vancouver, BC V6C 2B5 | Electrical Permit | Commercial | Tenant Improvement | Issued | Installation / Repair - Commercial - Demo receptacles and lighting. Add new lighting, lighting control, receptacles, security door rough-in and power for mechanical fan units. >BP: Interior alterations to provide improvements to the end of trip facilities on P2 level and to convert 6 parking spaces to end of trip facilities on P3 level at this commercial building on this site. OK for DB per A. Wroblewski | Mott Electric General Partnership
SP-2023-01741 | 2023-11-06 | 550 BURRARD STREET, Vancouver, BC V6C 2B5 | Sprinkler Permit | Commercial | Tenant Improvement | Issued | Commercial - For sprinkler system alterations to the 2019 VBBL and NFPA 13, 2013 for the tenant improvements to provide interior alterations to the end of trip facilities on P2 level and to convert 6 parking spaces to end of trip facilities on P3 level at this commercial building on this site. Engineer of Record: Dan Wong 778-847-0572 denveng7@gmail.com | Priority Fire Systems Ltd
EP-2023-04844 | 2023-06-01 | 550 BURRARD STREET, Vancouver, BC V6C 2B5 | Electrical Permit | Commercial | Renovation | Completed | Installation / Repair - Commercial - Install low voltage wiring for speakers and networking. >BP: #2501 - 25th floor (change from #2518) *see Revision #1 Interior alterations to provide improvements for new office tenant on the 25th floor (#2518) in this existing commercial building on this site. Scope of work: remove/construct walls, doors, finishes, lighting, millwork, electrical, plumbing and sprinkler work. * REVISION #1 Jan 19/23 mk - Change unit no. from #2818 to #2501. - Delete proposed partition walls between offices, north of grid line TD. - Update mechanical notes. - Add Monitor shut off valve in IT closet to Electrical E2.01, note 24. TENANT: Cozen O'Connor LLP Letters of Assurance submitted by: Schedule A and Architectural Schedule B, Peeroj Thakre, Architect AIBC, ph: 604-605-1556 Mechanical and Plumbing Schedule B, Ron Braun, M.Sc., P.Eng., ph: 604-609-0500 Electrical Schedule B, Oliver Wiart, P.Eng., ph: 604-813-1024 OK for Field Review for Office TI E2 - Lighting - Upgrade to incorporate Automatic Full OFF (per 9.4.1.1(h) of ASHRAE 90.1-2016) Energy checklist is currently no longer required with your Building Permit (BP) application. Some supporting documents are still required at BP stage, specifically Envelope and HVAC, if applicable. Service Water Heating and Lighting supporting documents, if applicable, must be submitted with your related trades permits (e.g. electrical and plumbing). All energy upgrades will be checked during inspections stage. It is the applicant’s responsibility to identify and note all required upgrades including energy upgrades on their BP drawings at BP stage. | Wright AV Solutions
EP-2023-04601 | 2023-05-30 | 550 BURRARD STREET, Vancouver, BC V6C 2B5 | Electrical Permit | Commercial | Tenant Improvement | Completed | Installation / Repair - Commercial - #1088 - Install furniture whips and data cables for work stations. | Canem Systems Ltd
EP-2023-04115 | 2023-05-10 | 550 BURRARD STREET, Vancouver, BC V6C 2B5 | Electrical Permit | Commercial | Renovation | Completed | Installation / Repair - Commercial - Supply and Install Div 27 Communications cabling. NO MAGLOCKS Kevin Kazakoff 604-970-1463 >BP: #900 – 9th Floor (Full Floor) #1008 – 10th Floor (Partial Full Floor) Interior alterations to provide tenant improvements to the 9th and partial 10th floor, including a new interconnection stair between the floors for a new office tenant (Group D) in this existing commercial high building on this site. OK, for BP only, as per N.Jalalkamali on November 10th, 2022. Schedule A, Schedule B (Architectural) J.Robert Thibodeau, AIBC (778.330.1139) Schedule B (Structural), Kevin Riederer. Struct.Eng. (604.738.0048) Schedule B (Mechanical & Plumbing), Eric Cresswell, P.Eng. (604.684.5995) Schedule B (Electrical), Jose Luis Lopez, P.Eng. (604.687.1800) Provided for this project. Building Review Notes: 1. This permit has been reviewed under the requirements of the VBBL #12511 (2019) 2. Separate Sprinkler permit required for any proposed sprinkler work. 3. AL-2022-00212 (Two-Storey Interconnected Floor Space (Level 9 and Level 10) 4. SP-2022-02103 | Paladin Technologies Inc
EP-2023-06643 | 2023-08-31 | 550 BURRARD STREET, Vancouver, BC V6C 2B5 | Electrical Permit | Commercial | Tenant Improvement | Completed | Installation / Repair - Commercial - Low Voltage sound masking installation. WWOP permit fees, July 21. RMN >BP: #900 – 9th Floor (Full Floor) #1008 – 10th Floor (Partial Full Floor) Interior alterations to provide tenant improvements to the 9th and partial 10th floor, including a new interconnection stair between the floors for a new office tenant (Group D) in this existing commercial high building on this site. OK, for BP only, as per N.Jalalkamali on November 10th, 2022. Schedule A, Schedule B (Architectural) J.Robert Thibodeau, AIBC (778.330.1139) Schedule B (Structural), Kevin Riederer. Struct.Eng. (604.738.0048) Schedule B (Mechanical & Plumbing), Eric Cresswell, P.Eng. (604.684.5995) Schedule B (Electrical), Jose Luis Lopez, P.Eng. (604.687.1800) Provided for this project. Building Review Notes: 1. This permit has been reviewed under the requirements of the VBBL #12511 (2019) 2. Separate Sprinkler permit required for any proposed sprinkler work. 3. AL-2022-00212 (Two-Storey Interconnected Floor Space (Level 9 and Level 10) 4. SP-2022-02103 | BTM Marketing Group Ltd
EP-2023-06376 | 2023-07-14 | 550 BURRARD STREET, Vancouver, BC V6C 2B5 | Electrical Permit | Commercial | Renovation | Issued | Installation / Repair - Commercial - Installation of new BMS controls on fan and ventilation for End of Trip Rooms. | Ainsworth Inc
PP-2023-01275 | 2023-04-13 | 550 BURRARD STREET, Vancouver, BC V6C 2B5 | Plumbing Permit | Commercial | Tenant Improvement | Completed | Commercial - UNIT #2900 - 29TH FLOOR - Tenant Improvement - Installation of Plumbing Fixture >>Amend: May 23rd: correct BP is: BP-2023-00331 >#2900 - 29th floor (full floor tenant) Interior alterations to provide improvements for this existing full floor office tenant on the 29th floor (#2900) in this existing commercial building on this site. Scope of work: remove and construct in select areas to alter layout, electrical, plumbing, mechanical and sprinkler work. TENANT: Fasken Martineau DuMoulin LLP | Ainsworth Inc
EP-2023-03672 | 2023-05-03 | 550 BURRARD STREET, Vancouver, BC V6C 2B5 | Electrical Permit | Commercial | Renovation | Completed | Installation / Repair - Commercial - New controls on Fan Coil Units >BP: #900 – 9th Floor (Full Floor) #1008 – 10th Floor (Partial Full Floor) Interior alterations to provide tenant improvements to the 9th and partial 10th floor, including a new interconnection stair between the floors for a new office tenant (Group D) in this existing commercial high building on this site. OK, for BP only, as per N.Jalalkamali on November 10th, 2022. Schedule A, Schedule B (Architectural) J.Robert Thibodeau, AIBC (778.330.1139) Schedule B (Structural), Kevin Riederer. Struct.Eng. (604.738.0048) Schedule B (Mechanical & Plumbing), Eric Cresswell, P.Eng. (604.684.5995) Schedule B (Electrical), Jose Luis Lopez, P.Eng. (604.687.1800) Provided for this project. Building Review Notes: 1. This permit has been reviewed under the requirements of the VBBL #12511 (2019) 2. Separate Sprinkler permit required for any proposed sprinkler work. 3. AL-2022-00212 (Two-Storey Interconnected Floor Space (Level 9 and Level 10) 4. SP-2022-02103 | ESC Automation Inc
EP-2023-03673 | NULL | 550 BURRARD STREET, Vancouver, BC V6C 2B5 | Electrical Permit | Commercial | Renovation | Withdrawn | Installation / Repair - Commercial - new DDC controls on Fan Coil Units | ESC Automation Inc
EP-2023-03714 | 2023-04-28 | 550 BURRARD STREET, Vancouver, BC V6C 2B5 | Electrical Permit | Commercial | Renovation | Completed | Installation / Repair - Commercial - Replace transformer with new 45 kva transformer in new location. | Mott Electric General Partnership
NULL | NULL | 550 BURRARD STREET, Vancouver, BC V6C 2B5 | Electrical Permit | Commercial | Tenant Improvement | Draft | Installation / Repair - Commercial - Interior Tenant Improvement work including branch wiring, lighting, lighting controls, fire alarm speakers, and class 2 circuits. | Sasco Contractors Ltd
EP-2023-02844 | 2023-04-13 | 550 BURRARD STREET, Vancouver, BC V6C 2B5 | Electrical Permit | Commercial | Renovation | Completed | Installation / Repair - Commercial - A/V Install, Low voltage cabling. >BP: #708 - 7th floor Interior alterations to provide tenant improvements for a new office tenant on the 7th floor (#708) in this existing commercial building on this site. Scope of work: remove/construct partition walls, doors, staff kitchenette, millwork, ceiling work, finishes, HVAC, lighting, electrical, plumbing, mechanical and sprinkler work. TENANT: Marsh McLennan | AVI-SPL Canada Ltd
EP-2023-02949 | 2023-04-11 | 550 BURRARD STREET, Vancouver, BC V6C 2B5 | Electrical Permit | Commercial | Tenant Improvement | Completed | Installation / Repair - Commercial - - Removal of existing electrical branch circuits and Data communications cables - Install Approx (156) New cat 6 cables + (14) HDMI + (1) Coax - Install of lighting / EM lighting - Install lighting control - Install power/receptacles - Security and Communication conduit rough in - Mechanical - Removal and Rework of existing fire alarm system - Install new fire alarm speakers - Install 120/208v, 100A 42 circuit panel The new panel is to be fed off existing panel 29-2A, so no service is not being affected. >BP: Interior alterations to provide improvements for this existing full floor office tenant on the 29th floor (#2900) in this existing commercial building on this site. Scope of work: remove and construct in select areas to alter layout, electrical, plumbing, mechanical and sprinkler work. TENANT: Fasken Martineau DuMoulin LLP Letters of Assurance submitted by: Schedule A, Mr. Kai Chen, P.Eng., ph: 604-687-1800 Mechanical and Plumbing Schedule B, Mr. Kai Chen, P.Eng., LEED AP, ph: 604-687-1800 Electrical Schedule B, Mr. Jose Luis Lopez, P.Eng., ph: 607-687-1800 OK for Office TI Building Sprinklered - Separate sprinkler permit required for proposed sprinkler work. Energy checklist is currently no longer required with your Building Permit (BP) application. Some supporting documents are still required at BP stage, specifically Envelope and HVAC, if applicable. Service Water Heating and Lighting supporting documents, if applicable, must be submitted with your related trades permits (e.g. electrical and plumbing). | Sasco Contractors Ltd
EP-2023-02878 | 2023-04-03 | 550 BURRARD STREET, Vancouver, BC V6C 2B5 | Electrical Permit | Commercial | Tenant Improvement | Completed | Installation / Repair - Commercial - Demo, new lighting, lighting control,120/208V 100A sub-panels, exit signs, data and security rough-in. >BP: #900 – 9th Floor (Full Floor) #1008 – 10th Floor (Partial Full Floor) Interior alterations to provide tenant improvements to the 9th and partial 10th floor, including a new interconnection stair between the floors for a new office tenant (Group D) in this existing commercial high building on this site. OK, for BP only, as per N.Jalalkamali on November 10th, 2022. Schedule A, Schedule B (Architectural) J.Robert Thibodeau, AIBC (778.330.1139) Schedule B (Structural), Kevin Riederer. Struct.Eng. (604.738.0048) Schedule B (Mechanical & Plumbing), Eric Cresswell, P.Eng. (604.684.5995) Schedule B (Electrical), Jose Luis Lopez, P.Eng. (604.687.1800) Provided for this project. Building Review Notes: 1. This permit has been reviewed under the requirements of the VBBL #12511 (2019) 2. Separate Sprinkler permit required for any proposed sprinkler work. 3. AL-2022-00212 (Two-Storey Interconnected Floor Space (Level 9 and Level 10) 4. SP-2022-02103 | Mott Electric General Partnership
EP-2023-02779 | 2023-03-31 | 550 BURRARD STREET, Vancouver, BC V6C 2B5 | Electrical Permit | Commercial | Renovation | Issued | Installation / Repair - Commercial - A/V Install, Low voltage cabling >BP: #800 - 8th Floor (full floor) Interior alterations to provide tenant improvement for a new office tenant on the 8th floor (#800) of this existing commercial building on this site. Scope of work: Demolish existing partition walls, doors, t-bar ceiling. Construct new partition for new offices, meeting rooms, staff room. New millwork, finishing, HVAC, electrical, sprinkler and plumbing work to suit. TENANT: Marsh McLennan Letters of Assurance submitted: Schedule A by Michael McNaught, AIBC, 604.724.7602 Electrical Schedule B by Jose Lopez, P.Eng., 604.687.1800 Plumbing/Mechanical Schedule B by Eric Cresswell, P.Eng., 604.684.5995 OK for Field Review per W. Wong August 29, 2022 Building Sprinklered – Separate sprinkler permit required for proposed sprinkler work. E2 - Lighting - Upgrade to Local Control (per 9.4.1.1.(a) of ASHRAE 90.1-2016) Energy checklist is currently no longer required with your Building Permit (BP) application. Some supporting documents are still required at BP stage, specifically Envelope and HVAC, if applicable. Service Water Heating and Lighting supporting documents, if applicable, must be submitted with your related trades permits (e.g. electrical and plumbing). All energy upgrades will be checked during inspections stage. It is the applicant’s responsibility to identify and note all required upgrades including energy upgrades on their BP drawings at BP stage. | AVI-SPL Canada Ltd
PP-2023-01087 | 2023-03-29 | 550 BURRARD STREET, Vancouver, BC V6C 2B5 | Plumbing Permit | Commercial | Tenant Improvement | Completed | Commercial - Mechanical Installation - plumbing/HVAC/Controls <BP: Interior alterations to provide improvements to the east half of the 34th floor for an existing full floor office tenant on the 34th floor in this existing commercial building. Scope of work: demo to the east half for new layout, new partition walls, doors, new kitchen, lighting, millwork, finishes. Electrical, Plumbing, Sprinklers to suit. * Existing AL for maglocks * Existing inter-connecting stairs from 30th-34th floors | MCR Mechanical Ltd
PP-2023-01067 | 2023-03-28 | 550 BURRARD STREET, Vancouver, BC V6C 2B5 | Plumbing Permit | Commercial | Tenant Improvement | Completed | Commercial - Mechanical TI - Plumbing/HVAC/Controls Floors 9 & 10 >BP: #900 – 9th Floor (Full Floor) #1008 – 10th Floor (Partial Full Floor) Interior alterations to provide tenant improvements to the 9th and partial 10th floor, including a new interconnection stair between the floors for a new office tenant (Group D) in this existing commercial high building on this site. | MCR Mechanical Ltd
EP-2023-02214 | 2023-03-15 | 550 BURRARD STREET, Vancouver, BC V6C 2B5 | Electrical Permit | Commercial | Tenant Improvement | Completed | Installation / Repair - Commercial - Security system installation >BP: #708 - 7th floor Interior alterations to provide tenant improvements for a new office tenant on the 7th floor (#708) in this existing commercial building on this site. Scope of work: remove/construct partition walls, doors, staff kitchenette, millwork, ceiling work, finishes, HVAC, lighting, electrical, plumbing, mechanical and sprinkler work. TENANT: Marsh McLennan Letters of Assurance submitted by: Schedule A, Michael McNaught, Architect, ph: 604-724-7602 Mechanical and Plumbing Schedule B, Eric Cresswell, P.Eng., ph: 604-684-5995 Electrical Schedule B, Mr. Jose Luis Lopez, P.Eng., ph: 604-687-1800 E2 - Lighting - Upgrade to Local Control (per 9.4.1.1(a) of ASHRAE 90.1-2016) Energy checklist is currently no longer required with your Building Permit (BP) application. Some supporting documents are still required at BP stage, specifically Envelope and HVAC, if applicable. Service Water Heating and Lighting supporting documents, if applicable, must be submitted with your related trades permits (e.g. electrical and plumbing). All energy upgrades will be checked during inspections stage. It is the applicant’s responsibility to identify and note all required upgrades including energy upgrades on their BP drawings at BP stage. | Western Pacific Enterprises Ltd
EP-2023-02218 | 2023-03-15 | 550 BURRARD STREET, Vancouver, BC V6C 2B5 | Electrical Permit | Commercial | Tenant Improvement | Completed | Installation / Repair - Commercial - Security system installation >BP: #800 - 8th Floor (full floor) Interior alterations to provide tenant improvement for a new office tenant on the 8th floor (#800) of this existing commercial building on this site. Scope of work: Demolish existing partition walls, doors, t-bar ceiling. Construct new partition for new offices, meeting rooms, staff room. New millwork, finishing, HVAC, electrical, sprinkler and plumbing work to suit. TENANT: Marsh McLennan Letters of Assurance submitted: Schedule A by Michael McNaught, AIBC, 604.724.7602 Electrical Schedule B by Jose Lopez, P.Eng., 604.687.1800 Plumbing/Mechanical Schedule B by Eric Cresswell, P.Eng., 604.684.5995 OK for Field Review per W. Wong August 29, 2022 Building Sprinklered – Separate sprinkler permit required for proposed sprinkler work. E2 - Lighting - Upgrade to Local Control (per 9.4.1.1.(a) of ASHRAE 90.1-2016) Energy checklist is currently no longer required with your Building Permit (BP) application. Some supporting documents are still required at BP stage, specifically Envelope and HVAC, if applicable. Service Water Heating and Lighting supporting documents, if applicable, must be submitted with your related trades permits (e.g. electrical and plumbing). All energy upgrades will be checked during inspections stage. It is the applicant’s responsibility to identify and note all required upgrades including energy upgrades on their BP drawings at BP stage. | Western Pacific Enterprises Ltd
SP-2023-00137 | 2023-01-25 | 550 BURRARD STREET, Vancouver, BC V6C 2B5 | Sprinkler Permit | Commercial | Tenant Improvement | Completed | Commercial - Add one sprinkler heads for tenant improvement. >BP: Interior alterations to demise #2000 into two units to be #2000 and #2100 by removing the internal stairs separating the 20th and 21st floors in this existing commercial building on this site. Scope of work: remove the internal stairs and infill slab between the 20th and 21st floors, lighting, finishes, electrical and sprinkler work *****This application does not include any of the following: 1. Not more than 20 sprinklers (add, relocate, or remove), 2. hydraulic calculations, 3. change in occupancy and /or hazard classification, 4. warehouse storage arrangements, 5. mobile compact storage arrangements, 6. alternative solutions, 7. changes to the sprinkler system supply piping (e.g. valves, mains, cross-mains, branch-lines, etc.), or 8. flexible sprinkler pipe. | Priority Fire Systems Ltd
EP-2023-00923 | 2023-03-06 | 550 BURRARD STREET, Vancouver, BC V6C 2B5 | Electrical Permit | Commercial | Tenant Improvement | Completed | Installation / Repair - Commercial - DDC Controls • Demo (10) Stats • Installation of (12) new T Stats • Installation of (2) Leak Detection System with Audible Alarm • (1) New Heat Pump | Mountain Pacific Electrical Ltd
PP-2023-00445 | 2023-02-13 | 550 BURRARD STREET, Vancouver, BC V6C 2B5 | Plumbing Permit | Commercial | Tenant Improvement | Completed | Commercial - Fixtures >BP: #800 - 8th Floor (full floor) Interior alterations to provide tenant improvement for a new office tenant on the 8th floor (#800) of this existing commercial building on this site. Scope of work: Demolish existing partition walls, doors, t-bar ceiling. Construct new partition for new offices, meeting rooms, staff room. New millwork, finishing, HVAC, electrical, sprinkler and plumbing work to suit. TENANT: Marsh McLennan | DAVIDSON BROS MECHANICAL CONTRACTORS
PP-2023-00444 | 2023-02-13 | 550 BURRARD STREET, Vancouver, BC V6C 2B5 | Plumbing Permit | Commercial | Tenant Improvement | Completed | Commercial - Fixtures >BP: Interior alterations to provide tenant improvements for a new office tenant on the 7th floor (#708) in this existing commercial building on this site. Scope of work: remove/construct partition walls, doors, staff kitchenette, millwork, ceiling work, finishes, HVAC, lighting, electrical, plumbing, mechanical and sprinkler work. TENANT: Marsh McLennan | DAVIDSON BROS MECHANICAL CONTRACTORS
EP-2023-01053 | 2023-02-22 | 550 BURRARD STREET, Vancouver, BC V6C 2B5 | Electrical Permit | Commercial | Tenant Improvement | Completed | Installation / Repair - Commercial - Demo existing power. Re-wire for new layout as per drawing. Remove and relocate FA smoke. Verify once complete >BP: #2100 - 21st floor (#2000 demising into #2000 and #2100) Interior alterations to demise #2000 into two units to be #2000 and #2100 by removing the internal stairs separating the 20th and 21st floors in this existing commercial building on this site. Scope of work: remove the internal stairs and infill slab between the 20th and 21st floors, lighting, finishes, electrical and sprinkler work. REVISION #1 - Jan 26/23 mk - new demolition plan added. Drwg A1.0 -existing curved wall to be removed A2.0-2 -drywall ceiling & light fixture removed A2.0-3 - provide new partition wall where curved wall was removed A2.1-2 - Provide new t-bar ceiling where ceiling demo was A2.2-2 - Increase project value from $102,000.00 to 127,000.00 TENANT: Teekay Shipping Structural Schedule B submitted by Hossein Bajehkian, P.Eng., ph: 604-738-0048 OK for Field Review per R. Rattray E2 - Retrofit Path: BOMA BESt (Path 1) - No Additional Upgrades Req'd | Sasco Contractors Ltd
EP-2023-01057 | 2023-02-08 | 550 BURRARD STREET, Vancouver, BC V6C 2B5 | Electrical Permit | Commercial | Tenant Improvement | Completed | Installation / Repair - Commercial - Low Voltage - Supply & Install Data Communications >BP: Interior alterations to provide improvements for new office tenant on the 25th floor (#2518) in this existing commercial building on this site. Scope of work: remove/construct walls, doors, finishes, lighting, millwork, electrical, plumbing and sprinkler work. TENANT: Cozen O'Connor LLP Letters of Assurance submitted by: Schedule A and Architectural Schedule B, Peeroj Thakre, Architect AIBC, ph: 604-605-1556 Mechanical and Plumbing Schedule B, Ron Braun, M.Sc., P.Eng., ph: 604-609-0500 Electrical Schedule B, Oliver Wiart, P.Eng., ph: 604-813-1024 OK for Field Review for Office TI E2 - Lighting - Upgrade to incorporate Automatic Full OFF (per 9.4.1.1(h) of ASHRAE 90.1-2016) Energy checklist is currently no longer required with your Building Permit (BP) application. Some supporting documents are still required at BP stage, specifically Envelope and HVAC, if applicable. Service Water Heating and Lighting supporting documents, if applicable, must be submitted with your related trades permits (e.g. electrical and plumbing). All energy upgrades will be checked during inspections stage. It is the applicant’s responsibility to identify and note all required upgrades including energy upgrades on their BP drawings at BP stage. | Status Electrical Corporation
EP-2023-01604 | 2023-02-27 | 550 BURRARD STREET, Vancouver, BC V6C 2B5 | Electrical Permit | Commercial | Renovation | Completed | Installation / Repair - Commercial - Demo old Fan coil unit BMS controls. Install new controls on new FCU's >BP: 34th floor - east half Interior alterations to provide improvements to the east half of the 34th floor for an existing full floor office tenant on the 34th floor in this existing commercial building. Scope of work: demo to the east half for new layout, new partition walls, doors, new kitchen, lighting, millwork, finishes. Electrical, Plumbing, Sprinklers to suit. * Existing AL for maglocks * Existing inter-connecting stairs from 30th-34th floors OK for Field Review per W. Wong. Letters of Assurance submitted: Schedule A - Jason Santeford, Architect AIBC. Ph#604334.4774 Architectural Schedule A- Jason Santeford, Architect AIBC. Ph#604334.4774 Structural Schedule B by - Colin Macmillan, P. Eng. ph#604.738.0048 Electrical Schedule B by - Jose Lius Lopez, P.Eng. ph#604.687.1800 Mechanical/Plumbing Schedule B by - Eric Cresswell, P.Eng. ph#604.687.5995. E2 - Lighting - Upgrade to Bilevel Lighting Control (per 9.4.1.1.(d) of ASHRAE 90.1-2016) Energy checklist is currently no longer required with your Building Permit (BP) application. Some supporting documents are still required at BP stage, specifically Envelope and HVAC, if applicable. Service Water Heating and Lighting supporting documents, if applicable, must be submitted with your related trades permits (e.g. electrical and plumbing). All energy upgrades will be checked during inspections stage. It is the applicant's responsibility to identify and note all required upgrades including energy upgrades on their BP drawings at BP stage. | ESC Automation Inc
SP-2023-00375 | 2023-03-06 | 550 BURRARD STREET, Vancouver, BC V6C 2B5 | Sprinkler Permit | Commercial | Tenant Improvement | Completed | Commercial - Add and relocate sprinkler heads for tenant improvement. >BP: #2900 - 29th floor (full floor tenant) Interior alterations to provide improvements for this existing full floor office tenant on the 29th floor (#2900) in this existing commercial building on this site. Scope of work: remove and construct in select areas to alter layout, electrical, plumbing, mechanical and sprinkler work. *****This application does not include any of the following: 1. Not more than 20 sprinklers (add, relocate, or remove), 2. hydraulic calculations, 3. change in occupancy and /or hazard classification, 4. warehouse storage arrangements, 5. mobile compact storage arrangements, 6. alternative solutions, 7. changes to the sprinkler system supply piping (e.g. valves, mains, cross-mains, branch-lines, etc.), or 8. flexible sprinkler pipe | Priority Fire Systems Ltd
EP-2023-02131 | 2023-03-14 | 550 BURRARD STREET, Vancouver, BC V6C 2B5 | Electrical Permit | Commercial | Renovation | Completed | Installation / Repair - Commercial - Renovation. Access Control and CCTV No Maglocks Site Contact - Mike Herle - 778-318-8536 >BP: Interior alterations to provide improvements for this existing office tenant on the 15th floor (#1500) for a General Office in this existing commercial building (Bentall 5). Scope of work: select removal/construction of partition walls, new kitchen, millwork, flooring, finishes, ceiling, lighting, modify existing open stairs. Electrical, Plumbing, & Sprinklers to suit. TENANT: Teck Resource Ltd. Letters of Assurance submitted by: Schedule A and Architectural B, Jason Santeford, Architect, ph: 604-334-4774 Structural Schedule B, Colin Macmillan, P.Eng., Struct.Eng., MIStructE, ph: 604-738-0048 Mechanical and Plumbing Schedule B, Recep Ahmet Ozata, P.Eng., ph: 604-684-5995 Electrical Schedule B, Mr. Jose Luis Lopez, P.Eng., ph: 604-687-1800 OK for field review as per R. Rattray, July 14, 2022. L4 - Lighting - Upgrade all Lighting Controls (per 9.4.1 of ASHRAE 90.1-1016) Energy checklist is currently no longer required with your Building Permit (BP) application. Some supporting documents are still required at BP stage, specifically Envelope and HVAC, if applicable. Service Water Heating and Lighting supporting documents, if applicable, must be submitted with your related trades permits (e.g. electrical and plumbing). All energy upgrades will be checked during inspections stage. It is the applicant’s responsibility to identify and note all required upgrades including energy upgrades on their BP drawings at BP stage. | PALADIN TECHNOLOGIES INC
EP-2023-02192 | 2023-03-15 | 550 BURRARD STREET, Vancouver, BC V6C 2B5 | Electrical Permit | Commercial | Renovation | Completed | Installation / Repair - Commercial - Renovate Access Control and CCTV. Mag Locks - YES Site Contact - Mike Herle -Mlei@paladintechnologies.com 778-318-8536 Note: FSR C-R - Security Alarm The class C-R - Security Alarm field safety representative (FSR) certificate of qualification is a restricted class within the Class C category. With this certificate, you may design, install, repair, maintain, replace, test and service the operation of all intruder and security alarm systems in accordance with the provisions of the Ministry of Justice Security Industry & Licensing and the Security Services Act. >BP: Interior alterations to provide improvements to the east half of the 34th floor for an existing full floor office tenant on the 34th floor in this existing commercial building. Scope of work: demo to the east half for new layout, new partition walls, doors, new kitchen, lighting, millwork, finishes. Electrical, Plumbing, Sprinklers to suit. * Existing AL for maglocks * Existing inter-connecting stairs from 30th-34th floors | PALADIN TECHNOLOGIES INC
PP-2023-00200 | 2023-01-19 | 550 BURRARD STREET, Vancouver, BC V6C 2B5 | Plumbing Permit | Commercial | Tenant Improvement | Completed | Commercial - Interior alterations to provide improvements for new office tenant on the 25th floor (#2518) in this existing commercial building on this site. Installing new office kitchen sinks and hot water tanks. >BP: #2501 - 25th floor (change from #2518) *see Revision #1 Interior alterations to provide improvements for new office tenant on the 25th floor (#2518) in this existing commercial building on this site. Scope of work: remove/construct walls, doors, finishes, lighting, millwork, electrical, plumbing and sprinkler work. | Fred Welsh Ltd
EP-2022-10706 | 2022-12-20 | 550 BURRARD STREET, Vancouver, BC V6C 2B5 | Electrical Permit | Commercial | Renovation | Completed | Installation / Repair - Commercial - Install controls on new FCU's and leak detectors below sinks or DHW heaters >BP: #1500 - 15th floor (full floor tenant) Interior alterations to provide improvements for this existing office tenant on the 15th floor (#1500) for a General Office in this existing commercial building (Bentall 5). Scope of work: select removal/construction of partition walls, new kitchen, millwork, flooring, finishes, ceiling, lighting, modify existing open stairs. Electrical, Plumbing, & Sprinklers to suit. TENANT: Teck Resource Ltd. | ESC Automation Inc
EP-2022-10707 | 2022-12-20 | 550 BURRARD STREET, Vancouver, BC V6C 2B5 | Electrical Permit | Commercial | Renovation | Completed | Installation / Repair - Commercial - Install new FCU controls and leak detection sensors under sinks, cabinets. Unit 708 and 800 | ESC Automation Inc
SP-2022-02103 | 2023-03-16 | 550 BURRARD STREET, Vancouver, BC V6C 2B5 | Sprinkler Permit | Commercial | Tenant Improvement | Completed | Commercial - For sprinkler system alterations to the 2019 VBBL and NFPA 13, 2013 for the tenant improvements to provide interior alterations for tenant improvements to the 9th and partial 10th floor, including a new interconnection stair between the floors for an existing office tenant (Group D) in this existing commercial high building on this site. Notes: 1 - Engineer of Record: Dan Wong - 778-847-0572 - denveng7@gmail.com 2 - The Building Owner to make a fire safety plan application to Vancouver Fire and Rescue Services (VFRS) for the removal of the existing 40 mm (1 ½” ) hose valves prior to calling for inspection and permit completion. 3 - The Project team to provide documentation (e.g. letter and sketches) clarifying the removal of the existing 40 mm (1 ½” ) hose valves prior to calling for inspection and permit completion. | Priority Fire Systems Ltd
EP-2023-00062 | 2023-01-06 | 550 BURRARD STREET, Vancouver, BC V6C 2B5 | Electrical Permit | Commercial | Tenant Improvement | Completed | Installation / Repair - Commercial - Branch Circuits, Security, AV & Data/Comm rough in, Fire Alarm. Lighting fixtures and control installation only. BP: #2518 - 25th floor Interior alterations to provide improvements for new office tenant on the 25th floor (#2518) in this existing commercial building on this site. Scope of work: remove/construct walls, doors, finishes, lighting, millwork, electrical, plumbing and sprinkler work. TENANT: Cozen O'Connor LLP Letters of Assurance submitted by: Schedule A and Architectural Schedule B, Peeroj Thakre, Architect AIBC, ph: 604-605-1556 Mechanical and Plumbing Schedule B, Ron Braun, M.Sc., P.Eng., ph: 604-609-0500 Electrical Schedule B, Oliver Wiart, P.Eng., ph: 604-813-1024 OK for Field Review for Office TI E2 - Lighting - Upgrade to incorporate Automatic Full OFF (per 9.4.1.1(h) of ASHRAE 90.1-2016) Energy checklist is currently no longer required with your Building Permit (BP) application. Some supporting documents are still required at BP stage, specifically Envelope and HVAC, if applicable. Service Water Heating and Lighting supporting documents, if applicable, must be submitted with your related trades permits (e.g. electrical and plumbing). All energy upgrades will be checked during inspections stage. It is the applicant’s responsibility to identify and note all required upgrades including energy upgrades on their BP drawings at BP stage. | Action Electric Ltd
EP-2022-10173 | 2022-12-01 | 550 BURRARD STREET, Vancouver, BC V6C 2B5 | Electrical Permit | Commercial | Renovation | Completed | Installation / Repair - Commercial - UNIT #2600 - 26TH FLOOR - voice and data cabling >BP: #2600 - 26th floor (full floor tenant) Interior alterations to provide improvements for this existing full floor office tenant on the 26th floor (#2600) in this existing commercial building on this site. Scope of work: demo and construction to select areas to alter layout. Electrical, Plumbing, Sprinklers to suit. | 4th Utility Inc
EP-2022-10174 | 2022-12-01 | 550 BURRARD STREET, Vancouver, BC V6C 2B5 | Electrical Permit | Commercial | Renovation | Completed | Installation / Repair - Commercial - UNIT # 2700 - 27TH FLOOR - voice and data >BP: #2700 - 27th floor Interior alterations to provide improvements for this existing full floor office tenant on the 27th floor (#2700) in this existing commercial building on this site. Scope of work: demo and construction to select areas to alter layout. Electrical, Plumbing, Sprinklers to suit. | 4th Utility Inc
EP-2022-10175 | 2022-12-01 | 550 BURRARD STREET, Vancouver, BC V6C 2B5 | Electrical Permit | Commercial | Renovation | Completed | Installation / Repair - Commercial - UNIT #2800 - 28TH FLOOR - voice and data >BP: #2800 - 28th floor (full floor office) Interior alterations to provide improvements for this existing full floor office tenant on the 28th floor (#2800) in this existing commercial building on this site. Scope of work: demo and construction to select areas to alter layout. Electrical, Plumbing, Sprinklers to suit. TENANT: Fasken Martineau DuMoulin LLP | 4th Utility Inc
SP-2022-02019 | 2022-12-05 | 550 BURRARD STREET, Vancouver, BC V6C 2B5 | Sprinkler Permit | Commercial | Tenant Improvement | Completed | Commercial - Add and relocate sprinkler heads for tenant improvement. >BP: #2600 - 26th floor (full floor tenant) Interior alterations to provide improvements for this existing full floor office tenant on the 26th floor (#2600) in this existing commercial building on this site. Scope of work: demo and construction to select areas to alter layout. Electrical, Plumbing, Sprinklers to suit. *****This application does not include any of the following: 1. Not more than 20 sprinklers (add, relocate, or remove), 2. hydraulic calculations, 3. change in occupancy and /or hazard classification, 4. warehouse storage arrangements, 5. mobile compact storage arrangements, 6. alternative solutions, 7. changes to the sprinkler system supply piping (e.g. valves, mains, cross-mains, branch-lines, etc.), or 8. flexible sprinkler pipe. | Priority Fire Systems Ltd
SP-2022-02004 | 2023-02-14 | 550 BURRARD STREET, Vancouver, BC V6C 2B5 | Sprinkler Permit | Commercial | Tenant Improvement | Completed | Commercial - For sprinkler system alterations to the 2019 VBBL and NFPA 13, 2013 for the tenant improvements to provide interior alterations for improvements for new office tenant on the 25th floor (#2518) in this existing commercial building on this site. Scope of work: remove/construct walls, doors, finishes, lighting, millwork, electrical, plumbing and sprinkler work. 1. This application does not include any of the following: • Warehouse storage arrangements, or mobile compact storage arrangements. • Changes to the sprinkler system supply piping (e.g. valves, mains, cross-mains, etc.). • Flexible sprinkler pipe. • New alternative solutions and/or modifications to existing alternative solutions. • Change in occupancy and/or hazard classification. Engineer of Record: Dan Wong 778-847-0572 denveng7@gmail.com | Priority Fire Systems Ltd
EP-2022-10486 | 2022-12-15 | 550 BURRARD STREET, Vancouver, BC V6C 2B5 | Electrical Permit | Commercial | Tenant Improvement | Completed | Installation / Repair - Commercial - The scope of work is a commercial TI. There is new light and power to be installed. -Branch circuitry, work on panelboards. The power is existing. No service inspection. Very basic, lighting install and some outlets. >BP: #188 Interior alterations only and a change of use from Health Care Office to provide tenant improvements for a new Retail (Made to order clothing) at unit #188 at this existing BENTALL FIVE commercial building. Tenant: Surmesur OK for field review as per Rosa Astorino, May 25, 2021. Scope of work - Demolition of interior partition walls, new partition walls and doors - Removal of existing lighting and install new lighting fixtures including emergency lighting and exit signs - New millwork - New paint and finishes | Wicks Electric Inc
SP-2022-02088 | 2023-02-24 | 550 BURRARD STREET, Vancouver, BC V6C 2B5 | Sprinkler Permit | Commercial | Tenant Improvement | Completed | Commercial - 34th floor - east half Sprinkler alterations to provide improvements to the east half of the 34th floor for an existing full floor office tenant on the 34th floor in this existing commercial building. * Existing inter-connecting stairs from 30th-34th floors (updated part of this BP) | Priority Fire Systems Ltd
EP-2022-10288 | 2022-12-07 | 550 BURRARD STREET, Vancouver, BC V6C 2B5 | Electrical Permit | Commercial | Tenant Improvement | Completed | Installation / Repair - Commercial - Demolition, installation of new lighting, lighting control, branch wiring devices, fire alarm speaker/strobes, mechanical feeds, floor boxes and motorized blinds. >BP: Interior alterations to provide improvements to the east half of the 34th floor for an existing full floor office tenant on the 34th floor in this existing commercial building. Scope of work: demo to the east half for new layout, new partition walls, doors, new kitchen, lighting, millwork, finishes. Electrical, Plumbing, Sprinklers to suit. * Existing AL for maglocks * Existing inter-connecting stairs from 30th-34th floors OK for Field Review per W. Wong. Letters of Assurance submitted: Schedule A - Jason Santeford, Architect AIBC. Ph#604334.4774 Architectural Schedule A- Jason Santeford, Architect AIBC. Ph#604334.4774 Structural Schedule B by - Colin Macmillan, P. Eng. ph#604.738.0048 Electrical Schedule B by - Jose Lius Lopez, P.Eng. ph#604.687.1800 Mechanical/Plumbing Schedule B by - Eric Cresswell, P.Eng. ph#604.687.5995. E2 - Lighting - Upgrade to Bilevel Lighting Control (per 9.4.1.1.(d) of ASHRAE 90.1-2016) Energy checklist is currently no longer required with your Building Permit (BP) application. Some supporting documents are still required at BP stage, specifically Envelope and HVAC, if applicable. Service Water Heating and Lighting supporting documents, if applicable, must be submitted with your related trades permits (e.g. electrical and plumbing). All energy upgrades will be checked during inspections stage. It is the applicant's responsibility to identify and note all required upgrades including energy upgrades on their BP drawings at BP stage. | Western Pacific Enterprises Ltd
SP-2022-02026 | 2022-12-05 | 550 BURRARD STREET, Vancouver, BC V6C 2B5 | Sprinkler Permit | Commercial | Tenant Improvement | Completed | Commercial - UNIT #2800 - 28TH FLOOR - Add and relocate sprinkler heads for tenant improvement. >BP: #2800 - 28th floor (full floor office) Interior alterations to provide improvements for this existing full floor office tenant on the 28th floor (#2800) in this existing commercial building on this site. Scope of work: demo and construction to select areas to alter layout. Electrical, Plumbing, Sprinklers to suit. TENANT: Fasken Martineau DuMoulin LLP *****This application does not include any of the following: 1. Not more than 20 sprinklers (add, relocate, or remove), 2. hydraulic calculations, 3. change in occupancy and /or hazard classification, 4. warehouse storage arrangements, 5. mobile compact storage arrangements, 6. alternative solutions, 7. changes to the sprinkler system supply piping (e.g. valves, mains, cross-mains, branch-lines, etc.), or 8. flexible sprinkler pipe. | Priority Fire Systems Ltd
SP-2022-02025 | 2022-12-06 | 550 BURRARD STREET, Vancouver, BC V6C 2B5 | Sprinkler Permit | Commercial | Tenant Improvement | Completed | Commercial - Add 3 new sprinkler heads for tenant improvement. > Interior alterations to provide improvements for this existing full floor office tenant on the 27th floor (#2700) in this existing commercial building on this site. Scope of work: demo and construction to select areas to alter layout. Electrical, Plumbing, Sprinklers to suit. TENANT: Fasken Martineau DuMoulin LLP Letters of Assurance submitted; Schedule A by Kai Chen, P.Eng. LEED AP. Ph#604.687.1800 Mechanical Schedule B by Kai Chen, P.Eng. LEED AP. Ph#604.687.1800 Electrical Schedule B by Mr. Jose Luis Lopez, P.Eng. Ph#604.687.1800 E2 - Lighting - Upgrade to Local Control (per 9.4.1.1(a) of ASHRAE 90.1-2016) Energy checklist is currently no longer required with your Building Permit (BP) application. Some supporting documents are still required at BP stage, specifically Envelope and HVAC, if applicable. Service Water Heating and Lighting supporting documents, if applicable, must be submitted with your related trades permits (e.g. electrical and plumbing). All energy upgrades will be checked during inspections stage. It is the applicant's responsibility to identify and note all required upgrades including energy upgrades on their BP drawings at BP stage. *****This application does not include any of the following: 1. Not more than 20 sprinklers (add, relocate, or remove), 2. hydraulic calculations, 3. change in occupancy and /or hazard classification, 4. warehouse storage arrangements, 5. mobile compact storage arrangements, 6. alternative solutions, 7. changes to the sprinkler system supply piping (e.g. valves, mains, cross-mains, branch-lines, etc.), or 8. flexible sprinkler pipe. | Priority Fire Systems Ltd
EP-2022-10331 | 2022-12-12 | 550 BURRARD STREET, Vancouver, BC V6C 2B5 | Electrical Permit | Commercial | Tenant Improvement | Completed | Installation / Repair - Commercial - Demo including make safe all electrical Lighting - Supply and install as per luminaire schedule Lighting Control - Installation to accommodate new lighting and existing lighting as noted. Power requirements - including security and communications rough-in Life Safety - Relocate speakers and verification | Sasco Contractors Ltd
EP-2022-10333 | 2022-12-14 | 550 BURRARD STREET, Vancouver, BC V6C 2B5 | Electrical Permit | Commercial | Tenant Improvement | Completed | Installation / Repair - Commercial - Demo including make safe all electrical. Lighting - Supply and install as per luminaire schedule Lighting Control - installation to accommodate new lighting and existing lighting Power Requirements - Including security and communications rough in Life Safety - relocate speakers and verification | Sasco Contractors Ltd
EP-2022-10329 | 2022-12-07 | 550 BURRARD STREET, Vancouver, BC V6C 2B5 | Electrical Permit | Commercial | Tenant Improvement | Completed | Installation / Repair - Commercial - 2600 - 26th Floor Demo - Including make safe all electrical Lighting - Supply and Install as per luminaire schedule Lighting control - installation to accommodate new lighting and existing lighting Power requirements including security and communications rough in Life Safety - relocate FA speakers and verification | Sasco Contractors Ltd
EP-2022-10447 | 2022-12-12 | 550 BURRARD STREET, Vancouver, BC V6C 2B5 | Electrical Permit | Commercial | NULL | Expired | Annual / Operating - ANNUAL OPERATING PERMIT VALID: NOV.21/2022 TIL NOV.20/2023 RENEWAL OF EP-2021-08406 | Canem Systems Ltd
EP-2022-10435 | 2022-12-13 | 550 BURRARD STREET, Vancouver, BC V6C 2B5 | Electrical Permit | Commercial | Tenant Improvement | Issued | Installation / Repair - Commercial - Install power, data and lighting for new office tenant improvement. >BP: 708 - 7th floor Interior alterations to provide tenant improvements for a new office tenant on the 7th floor (#708) in this existing commercial building on this site. Scope of work: remove/construct partition walls, doors, staff kitchenette, millwork, ceiling work, finishes, HVAC, lighting, electrical, plumbing, mechanical and sprinkler work. TENANT: Marsh McLennan | Canem Systems Ltd
EP-2022-10437 | 2022-12-13 | 550 BURRARD STREET, Vancouver, BC V6C 2B5 | Electrical Permit | Commercial | Tenant Improvement | Issued | Installation / Repair - Commercial - Install power, data and lighting for new office tenant improvement. >BP: #800 - 8th Floor (full floor) Interior alterations to provide tenant improvement for a new office tenant on the 8th floor (#800) of this existing commercial building on this site. Scope of work: Demolish existing partition walls, doors, t-bar ceiling. Construct new partition for new offices, meeting rooms, staff room. New millwork, finishing, HVAC, electrical, sprinkler and plumbing work to suit. TENANT: Marsh McLennan Amend May, 26: -Add Fire Alarm. The fire alarm system was part of the original design for this project. This was missed on the permit application. • Install new FA speakers and back boxes • Install new smoke detectors in Lobby area • Install FA relay for reception door to release door upon activation of fire alarm system • Install fireman warden handset | Canem Systems Ltd
PP-2022-03859 | 2022-11-08 | 550 BURRARD STREET, Vancouver, BC V6C 2B5 | Plumbing Permit | Commercial | Tenant Improvement | Completed | Commercial - Office tenant improvement >Interior alterations to provide improvements for this existing office tenant on the 15th floor (#1500) for a General Office in this existing commercial building (Bentall 5). Scope of work: select removal/construction of partition walls, new kitchen, millwork, flooring, finishes, ceiling, lighting, modify existing open stairs. Electrical, Plumbing, & Sprinklers to suit. TENANT: Teck Resource Ltd. Letters of Assurance submitted by: Schedule A and Architectural B, Jason Santeford, Architect, ph: 604-334-4774 Structural Schedule B, Colin Macmillan, P.Eng., Struct.Eng., MIStructE, ph: 604-738-0048 Mechanical and Plumbing Schedule B, Recep Ahmet Ozata, P.Eng., ph: 604-684-5995 Electrical Schedule B, Mr. Jose Luis Lopez, P.Eng., ph: 604-687-1800 OK for field review as per R. Rattray, July 14, 2022. L4 - Lighting - Upgrade all Lighting Controls (per 9.4.1 of ASHRAE 90.1-1016) Energy checklist is currently no longer required with your Building Permit (BP) application. Some supporting documents are still required at BP stage, specifically Envelope and HVAC, if applicable. Service Water Heating and Lighting supporting documents, if applicable, must be submitted with your related trades permits (e.g. electrical and plumbing). All energy upgrades will be checked during inspections stage. It is the applicant’s responsibility to identify and note all required upgrades including energy upgrades on their BP drawings at BP stage. | MCR Mechanical Ltd
SP-2022-01753 | 2022-10-25 | 550 BURRARD STREET, Vancouver, BC V6C 2B5 | Sprinkler Permit | Commercial | Tenant Improvement | Completed | Commercial - UNIT #2400 - 24TH FLOOR - Add and relocate sprinkler heads for tenant improvement. >BP: #2400 - 24th Floor Interior alterations to provide improvements for this new office tenant on the 24th floor (#2400) of this existing commercial building. Scope of work: Remove/construct partition walls, relocate an existing door, finishes and electrical work. *****This application does not include any of the following: 1. Not more than 20 sprinklers (add, relocate, or remove), 2. hydraulic calculations, 3. change in occupancy and /or hazard classification, 4. warehouse storage arrangements, 5. mobile compact storage arrangements, 6. alternative solutions, 7. changes to the sprinkler system supply piping (e.g. valves, mains, cross-mains, branch-lines, etc.), or 8. flexible sprinkler pipe. | Priority Fire Systems Ltd
SP-2022-01636 | 2022-12-14 | 550 BURRARD STREET, Vancouver, BC V6C 2B5 | Sprinkler Permit | Commercial | Tenant Improvement | Completed | Commercial - For sprinkler system alterations to the 2019 VBBL and NFPA 13, 2013 for the tenant improvements to provide interior alterations for improvements for this existing office tenant on the 15th floor (#1500) for a General Office in this existing commercial building (Bentall 5). Scope of work: select removal/construction of partition walls, new kitchen, millwork, flooring, finishes, ceiling, lighting, modify existing open stairs. Electrical, Plumbing, & Sprinklers to suit. 1. This application does not include any of the following: • Warehouse storage arrangements, or mobile compact storage arrangements. • Changes to the sprinkler system supply piping (e.g. valves, mains, cross-mains, etc.). • Flexible sprinkler pipe. • New alternative solutions and/or modifications to existing alternative solutions. • Change in occupancy and/or hazard classification. Engineer of Record: Recep Ahmet Ozata 604-684-5995 ahmetozata@amegroup.ca | Priority Fire Systems Ltd
EP-2022-09455 | 2022-11-07 | 550 BURRARD STREET, Vancouver, BC V6C 2B5 | Electrical Permit | Commercial | Tenant Improvement | Completed | Installation / Repair - Commercial - Install wiring and data for elevator lobby and security desk 1st Floor - Common Lobby Interior alterations to the 1st floor common lobby in this existing commercial building on this site. Scope of work: removal and replacement of existing finishes, reception desk, new lighting, planters and electrical work. | Canem Systems Ltd
EP-2022-09716 | 2022-11-17 | 550 BURRARD STREET, Vancouver, BC V6C 2B5 | Electrical Permit | Commercial | Tenant Improvement | Completed | Installation / Repair - Commercial - Add receptacles >BP: Interior alterations to provide improvements for this new office tenant on the 24th floor (#2400) of this existing commercial building. Scope of work: Remove/construct partition walls, relocate an existing door, finishes and electrical work. TENANT: Western LNG Building Sprinklered – Building inspector to determine on site if a separate sprinkler permit is required. E2 - Lighting - Upgrade to incorporate Automatic Partial OFF (per 9.4.1.1.(g) of ASHRAE 90.1-2016) Energy checklist is currently no longer required with your Building Permit (BP) application. Some supporting documents are still required at BP stage, specifically Envelope and HVAC, if applicable. Service Water Heating and Lighting supporting documents, if applicable, must be submitted with your related trades permits (e.g. electrical and plumbing). All energy upgrades will be checked during inspections stage. It is the applicant’s responsibility to identify and note all required upgrades including energy upgrades on their BP drawings at BP stage. | Mott Electric General Partnership
PP-2022-02286 | 2022-06-30 | 550 BURRARD STREET, Vancouver, BC V6C 2B5 | Plumbing Permit | Commercial | Tenant Improvement | Completed | Commercial - Plumbing fixtures to install #2900 - 29th Floor Interior alterations to convert an existing meeting room to a gender neutral washroom to an existing office tenant on the 29th floor (#2900) to this existing commercial building. Scope of work per VBBL 2019: demolish existing millwork, t-bar ceiling, door, glazing, acoustic panel and replace with new door, new millwork, electrical and plumbing work. Building Sprinklered – Building inspector to determine on site if a separate sprinkler permit is required. TENANT: Fasken | Ainsworth Inc
PP-2022-02771 | 2022-08-11 | 550 BURRARD STREET, Vancouver, BC V6C 2B5 | Plumbing Permit | Commercial | Tenant Improvement | Completed | Commercial - Tenant improvement, to suit new drawings. GI 1 - 35 GPM- 2-comp - mop GI2 - 15 GPM - d/w GI3 - 35 GPM - 2 comp GI4 - 15 GPM - d/w >Interior alterations to provide tenant improvements for a new Restaurant tenant on the ground floor (#108) in this existing commercial building on this site. Scope of work: remove interior partition walls, finishes, construct partition walls, finishes, fixtures, finishes, millwork, lighting, HVAC, electrical, plumbing, mechanical and sprinkler work. TENANT: Chachi's Sandwhich/Deville Coffee Occupant Load calculations (3.1.17.1). Occupant load does not exceed 60 persons. Mechanical, Plumbing and Electrical Schedule B submitted by Moortaza Bhaiji, P.Eng., ph: 403-480-2277 OK For field review per D. Langevin/Tina Jawandha; May 20, 2022 E2 - Lighting - Upgrade to Restricted to Manual ON (per 9.4.1.1 (b) of ASHRAE 90.1-2016. Energy checklist is currently no longer required with your Building Permit (BP) application. Some supporting documents are still required at BP stage, specifically Envelope and HVAC, if applicable. Service Water Heating and Lighting supporting documents, if applicable, must be submitted with your related trades permits (e.g. electrical and plumbing). All energy upgrades will be checked during inspections stage. It is the applicant’s responsibility to identify and note all required upgrades including energy upgrades on their BP drawings at BP stage. | Blue Rock Construction Management Ltd
EP-2022-06640 | 2022-08-12 | 550 BURRARD STREET, Vancouver, BC V6C 2B5 | Electrical Permit | Commercial | Tenant Improvement | Completed | Installation / Repair - Commercial - Replace existing 120V panelboards and add new metering >BP: 1st Floor - Common Lobby Interior alterations to the 1st floor common lobby in this existing commercial building on this site. Scope of work: Letters of Assurance submitted by: Schedule A and Architectural Schedule B, Walker McKinley, Architect, ph: 778-379-6761 Mechanical and Plumbing Schedule B, Recep Ahmet Ozata, P.Eng., ph: 604-684-5995 Electrical Schedule B, Mr. Jose Luis Lopez, P.Eng., ph: 604-687-1800 OK for Field Review for Common Lobby E2 - Lighting - Upgrade to Restricted to Manual ON (per 9.4.1.1(b) of ASHRAE 90.1-2016 Energy checklist is currently no longer required with your Building Permit (BP) application. Some supporting documents are still required at BP stage, specifically Envelope and HVAC, if applicable. Service Water Heating and Lighting supporting documents, if applicable, must be submitted with your related trades permits (e.g. electrical and plumbing). All energy upgrades will be checked during inspections stage. It is the applicant’s responsibility to identify and note all required upgrades including energy upgrades on their BP drawings at BP stage. | Canem Systems Ltd
EP-2022-06479 | NULL | 550 BURRARD STREET, Vancouver, BC V6C 2B5 | Electrical Permit | Commercial | New | Application Incomplete | Installation / Repair - Commercial - Installation of sound masking devices and cables | BTM Marketing Group Ltd
EP-2022-06480 | 2022-08-04 | 550 BURRARD STREET, Vancouver, BC V6C 2B5 | Electrical Permit | Commercial | Tenant Improvement | Completed | Installation / Repair - Commercial - Installation of sound masking devices and cables >BP: #1400 - 14th floor (full floor tenant) Interior alterations to provide improvements for this existing full floor office tenant on the 14th floor (#1400) in this existing commercial building on this site. Scope of work: Full floor renovation. Reconfiguring existing office layouts. Re and re: partition walls, millwork, doors and frames, t-bar ceiling, GWB, lighting, glass panels, flooring, veneer panels. TENANT: Harris & Company Note: Energy trigger not required BOMA BEST building. Letters of Assurance submitted: Schedule A by Kai Chen, P. Eng. ph#604-687-1800. Electrical Schedule B by Mr. Jose Lius Lopez, P.Eng. ph#604-687-1800, Mechanical/Plumbing Schedule B by Kai Chen, P. Eng. ph#604-687-1800. Structural Schedule B by Julia Halipchuk, P.Eng. ph#604-738-0048 | BTM Marketing Group Ltd
SP-2022-01536 | 2022-09-23 | 550 BURRARD STREET, Vancouver, BC V6C 2B5 | Sprinkler Permit | Commercial | Tenant Improvement | Completed | Commercial - ADD AND RELOCATE 19 SPRINKLER HEADS *****This application does not include any of the following: 1. Not more than 20 sprinklers (add, relocate, or remove), 2. hydraulic calculations, 3. change in occupancy and /or hazard classification, 4. warehouse storage arrangements, 5. mobile compact storage arrangements, 6. alternative solutions, 7. changes to the sprinkler system supply piping (e.g. valves, mains, cross-mains, branch-lines, etc.), or 8. flexible sprinkler pipe. #108 - Ground Floor Interior alterations to provide tenant improvements for a new Restaurant tenant on the ground floor (#108) in this existing commercial building on this site. Scope of work: remove interior partition walls, finishes, construct partition walls, finishes, fixtures, finishes, millwork, lighting, HVAC, electrical, plumbing, mechanical and sprinkler work. TENANT: Chachi's Sandwhich/Deville Coffee | Priority Fire Systems Ltd
EP-2022-08196 | 2022-10-06 | 550 BURRARD STREET, Vancouver, BC V6C 2B5 | Electrical Permit | Commercial | Tenant Improvement | Completed | Installation / Repair - Commercial - Tenant improvement Demo all existing electrical -Installation of all new lighting & lighting control. - Installation of new fire alarm devices - installation of all new receptacles - new motor feeds and disconnects - Installation of new circuit breakers in existing panels >BP: #1500 - 15th floor (full floor tenant) Interior alterations to provide improvements for this existing office tenant on the 15th floor (#1500) for a General Office in this existing commercial building (Bentall 5). Scope of work: select removal/construction of partition walls, new kitchen, millwork, flooring, finishes, ceiling, lighting, modify existing open stairs. Electrical, Plumbing, & Sprinklers to suit. TENANT: Teck Resource Ltd. | Western Pacific Enterprises Ltd
SP-2022-01589 | 2023-02-09 | 550 BURRARD STREET, Vancouver, BC V6C 2B5 | Sprinkler Permit | Commercial | New | Completed | Commercial - For sprinkler system alterations to the 2019 VBBL and NFPA 13, 2013 for the tenant improvements to provide tenant improvements on part of 7th floor in this existing commercial building on this site. Tenant scope of work includes removing existing heads and replacing heads to suit new space layout. Sprinkler mains piping to remain as is, new branch lines will be provided for new heads as required. Scope of work: remove/construct partition walls, doors, staff kitchenette, millwork, ceiling work, finishes, HVAC, lighting, electrical, plumbing, mechanical and sprinkler work. 1. This application does not include any of the following: • Warehouse storage arrangements, or mobile compact storage arrangements. • Changes to the sprinkler system supply piping (e.g. valves, mains, cross-mains, etc.). • Flexible sprinkler pipe. • New alternative solutions and/or modifications to existing alternative solutions. • Change in occupancy and/or hazard classification. Engineer of Record: Eric Cresswell 604-684-5995 ericcresswell@amegroup.ca | Priority Fire Systems Ltd
SP-2022-01591 | 2023-02-24 | 550 BURRARD STREET, Vancouver, BC V6C 2B5 | Sprinkler Permit | Commercial | New | Completed | Commercial - For sprinkler system alterations to the 2019 VBBL and NFPA 13, 2013 for the tenant improvements to provide tenant improvements on the entire 8th floor in 550 Burrard St building. Tenant scope of work includes removing existing heads and replacing heads to suit new space layout. Sprinkler mains piping to remain, new branch lines will be provided for new heads as required. Engineer of Record: Eric Cresswell 604-684-5995 ericcresswell@amegroup.ca | Priority Fire Systems Ltd
NULL | NULL | 550 BURRARD STREET, Vancouver, BC V6C 2B5 | Sprinkler Permit | Commercial | Tenant Improvement | Draft | Commercial - Tenant improvement on part of 7th floor in 550 Burrard St building. Tenant scope of work includes removing existing heads and replacing heads to suit new space layout. Sprinkler mains piping to remain as is. | NULL
EP-2022-08024 | 2022-09-23 | 555 BURRARD STREET, Vancouver, BC | Electrical Permit | Commercial | Tenant Improvement | Completed | Installation / Repair - Commercial - Demo, new lights, control, new receptacles and data cabling #1055 - 10th Floor Interior alterations to provide improvements to this existing office space on the 10th Floor (#1055) of this existing commercial building on this site. Scope of work: remove/construct interior partition walls, doors, finishes, t-bar ceiling, power and data, electrical, plumbing and sprinkler work to suit. | Mott Electric General Partnership
EP-2022-08061 | 2022-09-26 | 555 BURRARD STREET, Vancouver, BC | Electrical Permit | Commercial | Tenant Improvement | Completed | Installation / Repair - Commercial - Demo - Make safe all electrical Lighting - Supply and Install as per luminaire schedule Install lighting control Power requirements including communications rough in Mechanical requirements as per mechanical schedule Life safety - Re and Re of existing devices including verification Communications - Demo, Supply and Install cat 6 cables and patch panels. #700 - 7th floor Interior alterations to provide improvements for an existing office tenant on the 7th floor (#700) of this existing commercial building on this site. Scope of work: remove/construct partition walls to reconfigure layout to convert storage area to open office and enlarging staff lounge. | Sasco Contractors Ltd
SP-2022-01547 | 2022-09-23 | 555 BURRARD STREET, Vancouver, BC | Sprinkler Permit | Commercial | Tenant Improvement | Completed | Commercial - Add and relocated Sprinkler Heads *****This application does not include any of the following: 1. Not more than 20 sprinklers (add, relocate, or remove), 2. hydraulic calculations, 3. change in occupancy and /or hazard classification, 4. warehouse storage arrangements, 5. mobile compact storage arrangements, 6. alternative solutions, 7. changes to the sprinkler system supply piping (e.g. valves, mains, cross-mains, branch-lines, etc.), or 8. flexible sprinkler pipe. #700 - 7th floor Interior alterations to provide improvements for an existing office tenant on the 7th floor (#700) of this existing commercial building on this site. Scope of work: remove/construct partition walls to reconfigure layout to convert storage area to open office and enlarging staff lounge. | Viking Fire Protection Inc
EP-2022-07985 | 2022-09-23 | 555 BURRARD STREET, Vancouver, BC | Electrical Permit | Commercial | Tenant Improvement | Completed | Installation / Repair - Commercial - Demo, new lighting, control, new receptacles, and data cabling >BP: #875 - 8th floor Interior alterations to provide tenant improvements to this existing office on the 8th floor (#875) in this existing commercial building on this site. Scope of work: remove/construct partition walls, doors, finishes, power & data, electrical, plumbing and sprinkler work. E2 - Retrofit Path: BOMA BESt (Path 1) - No Additional Upgrades Req'd Energy checklist is currently no longer required with your Building Permit (BP) application. Some supporting documents are still required at BP stage, specifically Envelope and HVAC, if applicable. Service Water Heating and Lighting supporting documents, if applicable, must be submitted with your related trades permits (e.g. electrical and plumbing). All energy upgrades will be checked during inspections stage. It is the applicant’s responsibility to identify and note all required upgrades including energy upgrades on their BP drawings at BP stage. | Mott Electric General Partnership
PP-2022-03462 | 2022-09-29 | 555 BURRARD STREET, Vancouver, BC | Plumbing Permit | Commercial | Renovation - Dwelling Unit(s) only | Completed | Commercial - Adding (1) kitchen sink. >BP: #1055 - 10th Floor Interior alterations to provide improvements to this existing office space on the 10th Floor (#1055) of this existing commercial building on this site. Scope of work: remove/construct interior partition walls, doors, finishes, t-bar ceiling, power and data, electrical, plumbing and sprinkler work to suit. REVISION #1: Sept 28/22 mk - reconfigure interior partition wall layout. - reconfigure lighting, power/data, furniture to suit changes. - increase project value by $40,000.00; from $592,000.00 to $632,000.00 *********************************************************** OK For Field Review by Andrew W - June 20/22 Building Sprinklered – Separate sprinkler permit required for proposed sprinkler work. E2 - Retrofit Path: BOMA BESt (Path 1) - No Additional Upgrades Req'd Energy checklist is currently no longer required with your Building Permit (BP) application. Some supporting documents are still required at BP stage, specifically Envelope and HVAC, if applicable. Service Water Heating and Lighting supporting documents, if applicable, must be submitted with your related trades permits (e.g. electrical and plumbing). All energy upgrades will be checked during inspections stage. It is the applicant’s responsibility to identify and note all required upgrades including energy upgrades on their BP drawings at BP stage. | Fred Welsh Ltd
EP-2022-08354 | 2022-10-05 | 555 BURRARD STREET, Vancouver, BC | Electrical Permit | Commercial | Tenant Improvement | Completed | Installation / Repair - Commercial - Demo existing lighting on Level 7 in Tower 2 to the lobby and washrooms. Demo fire alarm and add new speakers >BP: Bentall 2 - Floors 5, 8, 9, 10, 11, 12, 17 common washrooms/lobbies/corridors (* See REVISION #1) Interior alterations to provide landlord improvements on floors 5,8,9,10,11,12,& 17 to the existing common washrooms &/or lobbies &/or corridors of this existing commercial building. *REVISION #1: - Add 7th floor washroom/lobby to scope of work. - Increase project value from $2,197,512.00 to $ 2,597,512.00 July 21,2022 mk Letter of Assurance submitted by: - Schedule A & Architectural Schedule B, C.Walker Mckinley, AIBC., 778.379.6761 - Mechanical/Plumbing Schedule B, Ronald Braun, P.Eng., 604.609.0500 - Electrical Schedule B, Christopher Fontaine, P.Eng., 604.569.6500 Building Sprinklered – Separate sprinkler permit required for proposed sprinkler work. Selected Energy Upgrade: N/A (BOMA BESt (Path 1)) OK for Field Review per DBI & Kelly Anderson. (See Documents tab email upload) - June 30/20 | Mott Electric General Partnership
PP-2022-03320 | 2022-09-21 | 555 BURRARD STREET, Vancouver, BC | Plumbing Permit | Commercial | Tenant Improvement | Cancelled | Commercial - Qty 1 Sink/Faucet >BP: #875 - 8th floor Interior alterations to provide tenant improvements to this existing office on the 8th floor (#875) in this existing commercial building on this site. Scope of work: remove/construct partition walls, doors, finishes, power & data, electrical, plumbing and sprinkler work. E2 - Retrofit Path: BOMA BESt (Path 1) - No Additional Upgrades Req'd | DAVIDSON BROS MECHANICAL CONTRACTORS
SP-2022-01511 | 2022-10-14 | 555 BURRARD STREET, Vancouver, BC | Sprinkler Permit | Commercial | Tenant Improvement | Completed | Commercial - ADD AND RELOCATE 51 SPRINKLER HEADS #1055 - 10th Floor Interior alterations to provide improvements to this existing office space on the 10th Floor (#1055) of this existing commercial building on this site. Scope of work: remove/construct interior partition walls, doors, finishes, t-bar ceiling, power and data, electrical, plumbing and sprinkler work to suit. | Priority Fire Systems Ltd
SP-2022-01490 | 2022-09-15 | 555 BURRARD STREET, Vancouver, BC | Sprinkler Permit | Commercial | Tenant Improvement | Completed | Commercial - ADD AND RELOCATE 12 SPRINKLER HEADS >BP: #875 - 8th floor Interior alterations to provide tenant improvements to this existing office on the 8th floor (#875) in this existing commercial building on this site. Scope of work: remove/construct partition walls, doors, finishes, power & data, electrical, plumbing and sprinkler work. E2 - Retrofit Path: BOMA BESt (Path 1) - No Additional Upgrades Req'd Energy checklist is currently no longer required with your Building Permit (BP) application. Some supporting documents are still required at BP stage, specifically Envelope and HVAC, if applicable. Service Water Heating and Lighting supporting documents, if applicable, must be submitted with your related trades permits (e.g. electrical and plumbing). All energy upgrades will be checked during inspections stage. It is the applicant’s responsibility to identify and note all required upgrades including energy upgrades on their BP drawings at BP stage. >>*****This application does not include any of the following: 1. Not more than 20 sprinklers (add, relocate, or remove), 2. hydraulic calculations, 3. change in occupancy and /or hazard classification, 4. warehouse storage arrangements, 5. mobile compact storage arrangements, 6. alternative solutions, 7. changes to the sprinkler system supply piping (e.g. valves, mains, cross-mains, branch-lines, etc.), or 8. flexible sprinkler pipe. | Priority Fire Systems Ltd
EP-2022-05490 | 2022-06-29 | 555 BURRARD STREET, Vancouver, BC | Electrical Permit | Commercial | Tenant Improvement | Completed | Installation / Repair - Commercial - Lighting and panel board Ground floor lobby | Mott Electric General Partnership
EP-2022-09467 | 2022-12-05 | 555 BURRARD STREET, Vancouver, BC | Electrical Permit | Commercial | Addition | Completed | Installation / Repair - Commercial - Installation of feeder circuit for Sand Filter equipment. Amend: Apr 21st, 2023 correct the site address to 555 Burrard St | Ainsworth Inc
SP-2022-01641 | 2022-10-06 | 555 BURRARD STREET, Vancouver, BC | Sprinkler Permit | Commercial | Tenant Improvement | Completed | Commercial - Add and relocate sprinkler heads for tenant improvement. >BP: #700 - 7th floor Interior alterations to provide improvements for an existing office tenant on the 7th floor (#700) of this existing commercial building on this site. Scope of work: remove/construct partition walls to reconfigure layout to convert storage area to open office and enlarging staff lounge. Energy checklist is currently no longer required with your Building Permit (BP) application. Some supporting documents are still required at BP stage, specifically Envelope and HVAC, if applicable. Service Water Heating and Lighting supporting documents, if applicable, must be submitted with your related trades permits (e.g. electrical and plumbing). All energy upgrades will be checked during inspections stage. It is the applicant's responsibility to identify and note all required upgrades including energy upgrades on their BP drawings at BP stage. *****This application does not include any of the following: 1. Not more than 20 sprinklers (add, relocate, or remove), 2. hydraulic calculations, 3. change in occupancy and /or hazard classification, 4. warehouse storage arrangements, 5. mobile compact storage arrangements, 6. alternative solutions, 7. changes to the sprinkler system supply piping (e.g. valves, mains, cross-mains, branch-lines, etc.), or 8. flexible sprinkler pipe. Amend: Jan 11, 2023 Our sprinkler work is for elevator lobby & washroom renovation, the associated building permit number is BP-2020-02018... please revise AMEND: JAN 27/2023 OK PER DPI 1. Previous general contractor is EllisDon Corporation. Previous sprinkler contractor is Viking Fire Protection. 2. As our discussion with the new general contactor - Matra Construction, only 7th floor renovation work is ongoing. The sprinkler work on rest of floors were completed and had been finalized. | Priority Fire Systems Ltd
PP-2022-03775 | 2022-10-21 | 555 BURRARD STREET, Vancouver, BC | Plumbing Permit | Commercial | Tenant Improvement | Completed | Commercial - Fixtures >Interior alterations to provide improvements for an existing office tenant on the 7th floor (#700) of this existing commercial building on this site. Scope of work: remove/construct partition walls to reconfigure layout to convert storage area to open office and enlarging staff lounge. E2 upgrade: Lighting #4 Upgrade to Bilevel lighting control per (9.4.1.1 (c) of ASHRAE 90.1.2016) Energy checklist is currently no longer required with your Building Permit (BP) application. Some supporting documents are still required at BP stage, specifically Envelope and HVAC, if applicable. Service Water Heating and Lighting supporting documents, if applicable, must be submitted with your related trades permits (e.g. electrical and plumbing). All energy upgrades will be checked during inspections stage. It is the applicant's responsibility to identify and note all required upgrades including energy upgrades on their BP drawings at BP stage. | DAVIDSON BROS MECHANICAL CONTRACTORS
EP-2022-10320 | 2022-12-08 | 555 BURRARD STREET, Vancouver, BC | Electrical Permit | Commercial | Tenant Improvement | Completed | Installation / Repair - Commercial - Installation of new low voltage cable and hardware for electronic access control on front door of suite. Strike logs, no maglocks. >>> Amend: April 20th -change address to 555 Burrard, for Bentall II. -suite remains same re: #875 | Houle Electric Limited
SP-2022-02093 | 2022-12-19 | 555 BURRARD STREET, Vancouver, BC | Sprinkler Permit | Commercial | Tenant Improvement | Completed | Commercial - Relocate and cap off sprinkler heads for tenant improvement. >BP: #1735 - 17th Floor Interior alterations to demolish all non-load bearing partition walls and fixtures from this existing general office space on the 17th floor (#1735) of this existing commercial building. Scope of work: Interior demolition to create a shell space. Remove all existing partition walls, millwork, door frames, flooring, electrical, plumbing and sprinkler work. Separate permit(s) required for an future tenant improvements >>*****This application does not include any of the following: 1. Not more than 20 sprinklers (add, relocate, or remove), 2. hydraulic calculations, 3. change in occupancy and /or hazard classification, 4. warehouse storage arrangements, 5. mobile compact storage arrangements, 6. alternative solutions, 7. changes to the sprinkler system supply piping (e.g. valves, mains, cross-mains, branch-lines, etc.), or 8. flexible sprinkler pipe. | Priority Fire Systems Ltd
EP-2022-10032 | 2022-11-28 | 555 BURRARD STREET, Vancouver, BC | Electrical Permit | Commercial | Renovation | Completed | Installation / Repair - Commercial - Relocation of extra low voltage control wiring for 4 Space Sensors >BP: Interior alterations to provide tenant improvements to this existing office on the 8th floor (#875) in this existing commercial building on this site. Scope of work: remove/construct partition walls, doors, finishes, power & data, electrical, plumbing and sprinkler work. REVISION #1 Sept. 28/22 mk - changes to interior partition layout - lighting, power/data, furniture to suit layout changes. - No increase to project value. E2 - Retrofit Path: BOMA BEST (Path 1) - No Additional Upgrades Req'd Energy checklist is currently no longer required with your Building Permit (BP) application. Some supporting documents are still required at BP stage, specifically Envelope and HVAC, if applicable. Service Water Heating and Lighting supporting documents, if applicable, must be submitted with your related trades permits (e.g. electrical and plumbing). All energy upgrades will be checked during inspections stage. It is the applicant’s responsibility to identify and note all required upgrades including energy upgrades on their BP drawings at BP stage. | ESC Automation Inc
EP-2022-10038 | 2022-11-29 | 555 BURRARD STREET, Vancouver, BC | Electrical Permit | Commercial | Renovation | Completed | Installation / Repair - Commercial - Low voltage wiring for extra low voltage wiring for space sensor relocations and Leak Detection | ESC Automation Inc
EP-2022-09957 | 2022-11-25 | 555 BURRARD STREET, Vancouver, BC | Electrical Permit | Commercial | Tenant Improvement | Issued | Installation / Repair - Commercial - Lighting Control Installation -re & re lighting controls | Action Electric Ltd
PP-2022-04216 | 2022-11-23 | 555 BURRARD STREET, Vancouver, BC | Plumbing Permit | Commercial | Tenant Improvement | Completed | Commercial - washroom renovation - new water repipe #700 - 7th floor Interior alterations to provide improvements for an existing office tenant on the 7th floor (#700) of this existing commercial building on this site. Scope of work: remove/construct partition walls to reconfigure layout to convert storage area to open office and enlarging staff lounge. | MCR Mechanical Ltd
NULL | NULL | 555 BURRARD STREET, Vancouver, BC | Electrical Permit | Commercial | NULL | Withdrawn | Annual / Operating - Film Set | NULL
EP-2023-01397 | 2023-02-17 | 555 BURRARD STREET, Vancouver, BC | Electrical Permit | Commercial | NULL | Expired | Movie Set / Filming - To allow for Movie Set/Filming Applicant shall provide completed Contractor Declaration form, and dates of filming and associated location(s) to csinspection.clerks@vancouver.ca prior to the commencement of filming. Visit vancouver.ca/inspections for more details. | BW Productions Inc
PP-2023-00323 | 2023-02-01 | 555 BURRARD STREET, Vancouver, BC | Plumbing Permit | Commercial | Tenant Improvement | Completed | Commercial - cap existing sink location >BP: #1735 - 17th Floor Interior alterations to demolish all non-load bearing partition walls and fixtures from this existing general office space on the 17th floor (#1735) of this existing commercial building. Scope of work: Interior demolition to create a shell space. Remove all existing partition walls, millwork, door frames, flooring, electrical, plumbing and sprinkler work. Separate permit(s) required for an future tenant improvements Building Sprinklered – Separate sprinkler permit required for proposed sprinkler work. Note: Energy trigger not required BOMA BEST building. Energy checklist is currently no longer required with your Building Permit (BP) application. Some supporting documents are still required at BP stage, specifically Envelope and HVAC, if applicable. Service Water Heating and Lighting supporting documents, if applicable, must be submitted with your related trades permits (e.g. electrical and plumbing). All energy upgrades will be checked during inspections stage. It is the applicant’s responsibility to identify and note all required upgrades including energy upgrades on their BP drawings at BP stage. | Mountain View Mechanical Ltd
EP-2023-00787 | 2023-01-31 | 555 BURRARD STREET, Vancouver, BC | Electrical Permit | Commercial | Tenant Improvement | Completed | Installation / Repair - Commercial - Demo receptacles back to nearest junction box and remove all data cabling >BP: Interior alterations to demolish all non-load bearing partition walls and fixtures from this existing general office space on the 17th floor (#1735) of this existing commercial building. Scope of work: Interior demolition to create a shell space. Remove all existing partition walls, millwork, door frames, flooring, electrical, plumbing and sprinkler work. Separate permit(s) required for an future tenant improvements Building Sprinklered – Separate sprinkler permit required for proposed sprinkler work. Note: Energy trigger not required BOMA BEST building. Energy checklist is currently no longer required with your Building Permit (BP) application. Some supporting documents are still required at BP stage, specifically Envelope and HVAC, if applicable. Service Water Heating and Lighting supporting documents, if applicable, must be submitted with your related trades permits (e.g. electrical and plumbing). All energy upgrades will be checked during inspections stage. It is the applicant’s responsibility to identify and note all required upgrades including energy upgrades on their BP drawings at BP stage. | Canem Systems Ltd
EP-2023-00636 | 2023-01-26 | 555 BURRARD STREET, Vancouver, BC | Electrical Permit | Commercial | Tenant Improvement | Completed | Installation / Repair - Commercial - Replace faulty existing metering equipment with new | Canem Systems Ltd
SP-2023-00650 | 2023-04-14 | 555 BURRARD STREET, Vancouver, BC | Sprinkler Permit | Commercial | Tenant Improvement | Issued | Commercial - Relocate sprinkler heads for elevator lobby, corridor and washrooms renovation. >BP: Bentall 2 - Floors 5, 8, 9, 10, 11, 12, 17 common washrooms/lobbies/corridors (* See REVISION #1) Interior alterations to provide landlord improvements on floors 5,8,9,10,11,12,& 17 to the existing common washrooms &/or lobbies &/or corridors of this existing commercial building. *REVISION #1: - Add 7th floor washroom/lobby to scope of work. *****This application does not include any of the following: 1. Not more than 20 sprinklers (add, relocate, or remove), 2. hydraulic calculations, 3. change in occupancy and /or hazard classification, 4. warehouse storage arrangements, 5. mobile compact storage arrangements, 6. alternative solutions, 7. changes to the sprinkler system supply piping (e.g. valves, mains, cross-mains, branch-lines, etc.), or 8. flexible sprinkler pipe | Priority Fire Systems Ltd
PP-2023-02597 | 2023-07-24 | 555 BURRARD STREET, Vancouver, BC | Plumbing Permit | Commercial | Renovation | Issued | Commercial - Building Washroom Renovation >BP: Bentall 2 - Floors 5, 8, 9, 10, 11, 12, 17 common washrooms/lobbies/corridors (* See REVISION #1) Interior alterations to provide landlord improvements on floors 5,8,9,10,11,12,& 17 to the existing common washrooms &/or lobbies &/or corridors of this existing commercial building. *REVISION #1: - Add 7th floor washroom/lobby to scope of work. - Increase project value from $2,197,512.00 to $ 2,597,512.00 July 21,2022 mk | MCR Mechanical Ltd
EP-2023-05939 | 2023-07-04 | 555 BURRARD STREET, Vancouver, BC | Electrical Permit | Commercial | Tenant Improvement | Completed | Installation / Repair - Commercial - Demo electrical devices to nearest junction box and make safe. | Canem Systems Ltd
EP-2023-05940 | 2023-07-04 | 555 BURRARD STREET, Vancouver, BC | Electrical Permit | Commercial | Tenant Improvement | Completed | Installation / Repair - Commercial - Install power and data for TV's and furniture Pack poles | Canem Systems Ltd
EP-2023-08481 | 2023-09-19 | 555 BURRARD STREET, Vancouver, BC | Electrical Permit | Commercial | Tenant Improvement | Completed | Installation / Repair - Commercial - Install temporary wiring connected to in suite Panel for Large TV screen. > Amend: Sept. 25th -to remove BP-2020-02018 as per applicant, no scope of their electrical work | Canem Systems Ltd
EP-2023-07721 | 2023-08-25 | 555 BURRARD STREET, Vancouver, BC | Electrical Permit | Commercial | Renovation | Issued | Installation / Repair - Commercial - The scope involves replacement of a single fan / motor with a fan array consisting of 16 fans, new VFD cabinet, wiring from VFD cabinet to fan chamber, new 350A 600V breaker to feed VFD cabinet, fire alarm devices RE/RE and verification. Note: Electrical equipment used in the installation must be approved in accordance with the requirements of CE Code Rule 2-024. | Modern Niagara Vancouver Inc
NULL | NULL | 555 BURRARD STREET, Vancouver, BC | Electrical Permit | Commercial | NULL | Draft | Annual / Operating - Standard maintenance and small upgrades. | Modern Niagara Vancouver Inc
EP-2024-00418 | 2024-01-19 | 555 BURRARD STREET, Vancouver, BC | Electrical Permit | Commercial | Tenant Improvement | Issued | Installation / Repair - Commercial - Install New 480V breakers, conduit, wiring and disconnects for Hot water tanks | Canem Systems Ltd
EP-2024-00674 | 2024-01-31 | 555 BURRARD STREET, Vancouver, BC | Electrical Permit | Commercial | Tenant Improvement | Issued | Installation / Repair - Commercial - Demo receptacles, lights and data cable. Add new lighting, controls, relocate existing sub-panel, new data cables. >BP: Interior alterations to provide improvements for an existing office tenant on the 10th floor (#1055) of this existing commercial building . Scope of work; select demo and new partitions to alter layout to three areas Electrical and Sprinkler to suit. Energy checklist is currently no longer required with your Building Permit (BP) application. Some supporting documents are still required at BP stage, specifically Envelope and HVAC, if applicable. Service Water Heating and Lighting supporting documents, if applicable, must be submitted with your related trades permits (e.g. electrical and plumbing). | Mott Electric General Partnership
SP-2022-00697 | 2022-05-09 | 555 BURRARD STREET, Vancouver, BC | Sprinkler Permit | Commercial | Tenant Improvement | Completed | Commercial - RELOCATE 9 SPRINKLER HEADS Bentall 2 - Floors 5, 8, 9, 10, 11, 12, 17 common washrooms/lobbies/corridors Interior alterations to provide landlord improvements on floors 5,8,9,10,11,12,& 17 to the existing common washrooms &/or lobbies &/or corridors of this existing commercial building. *****This application does not include any of the following: 1. Not more than 20 sprinklers (add, relocate, or remove), 2. hydraulic calculations, 3. change in occupancy and /or hazard classification, 4. warehouse storage arrangements, 5. mobile compact storage arrangements, 6. alternative solutions, 7. changes to the sprinkler system supply piping (e.g. valves, mains, cross-mains, branch-lines, etc.), or 8. flexible sprinkler pipe. | Priority Fire Systems Ltd
EP-2022-06678 | 2022-08-10 | 588 BURRARD STREET, Vancouver, BC | Electrical Permit | Commercial | Tenant Improvement | Completed | Installation / Repair - Commercial - Installation of new 400A Capacitor distribution panel. Install (3) 70KVAR Capacitor Banks for power factor correction. -The Capacitor Bank is being installed in distribution board '6D3' 3000A. This is servicing base building electrical loads. There is no affect to the existing service. This will improve to over all power factor of the service to satisfy BC Hydro requirements. | Sasco Contractors Ltd
SP-2022-01958 | 2022-11-23 | 595 BURRARD STREET, Vancouver, BC V7X 1K8 | Sprinkler Permit | Commercial | Tenant Improvement | Completed | Commercial - Relocate sprinkler heads for elevator lobby, corridor and washroom renovation. >BP: Bentall 3 - Floor 4, 8, 17, 21, 28, 30, 31 common washrooms/lobbies/ corridors ( *see Revision #1 & #2) Interior alterations to provide landlord improvements to floors 4, 8, 17, 21, 28, 30, & 31st to the common washrooms &/or lobbies &/or corridors of this existing commercial building. REVISION #1 Nov.18/21 mk - ADD the 20th floor common washroom/lobbies/corridors to scope of work. - complete new set submitted with 5 additional pages, and also renumbered/relabeled pages. - project value increased by $155,000.; from $3,101,000.00 to 3,256,000.00 REVISION #2 Aug.11/22 mk -Add the 29th floor common washroom/lobbies/corridors to scope of work. - Increase project value from $3,256,000.00 to $3,451,000.00 (increased by $195,000.00. ****************************************************** Letter of Assurance submitted by: - Schedule A & Architectural Schedule B, C.Walker Mckinley, AIBC., 778.379.6761 - Mechanical/Plumbing Schedule B, Ronald Braun, P.Eng., 604.609.0500 - Electrical Schedule B, Christopher Fontaine, P.Eng., 604.569.6500 Building Sprinklered – Separate sprinkler permit required for proposed sprinkler work. Selected Energy Upgrade: N/A (BOMA BESt (Path 1)) OK for Field Review per DBI & Kelly Anderson. (See Documents tab email upload) - June 30/20 *****This application does not include any of the following: 1. Not more than 20 sprinklers (add, relocate, or remove), 2. hydraulic calculations, 3. change in occupancy and /or hazard classification, 4. warehouse storage arrangements, 5. mobile compact storage arrangements, 6. alternative solutions, 7. changes to the sprinkler system supply piping (e.g. valves, mains, cross-mains, branch-lines, etc.), or 8. flexible sprinkler pipe. | Priority Fire Systems Ltd
PP-2022-04277 | 2022-11-29 | 595 BURRARD STREET, Vancouver, BC V7X 1K8 | Plumbing Permit | Commercial | Tenant Improvement | Completed | Commercial - Fixtures #2900 - 29th floor (full floor tenant) Interior alterations to provide tenant improvements for a new full floor office tenant on the 29th floor (#2900) in this existing commercial building. Scope of work: remove/construct partition walls, doors, staff kitchen area, washroom, millwork, finishes, HVAC, lighting, electrical, plumbing, mechanical and sprinkler work. TENANT: Wesgroup Properties Ltd. | DAVIDSON BROS MECHANICAL CONTRACTORS
PP-2022-04291 | 2023-01-19 | 595 BURRARD STREET, Vancouver, BC V7X 1K8 | Plumbing Permit | Commercial | Tenant Improvement | Issued | Commercial - Washroom Renovation Floors 28 29 31 >BP: Bentall 3 - Floor 4, 8, 17, 21, 28, 30, 31 common washrooms/lobbies/ corridors ( *see Revision #1 & #2) Interior alterations to provide landlord improvements to floors 4, 8, 17, 21, 28, 30, & 31st to the common washrooms &/or lobbies &/or corridors of this existing commercial building. REVISION #1 Nov.18/21 mk - ADD the 20th floor common washroom/lobbies/corridors to scope of work. - complete new set submitted with 5 additional pages, and also renumbered/relabeled pages. - project value increased by $155,000.; from $3,101,000.00 to 3,256,000.00 REVISION #2 Aug.11/22 mk -Add the 29th floor common washroom/lobbies/corridors to scope of work. - Increase project value from $3,256,000.00 to $3,451,000.00 (increased by $195,000.00. | MCR Mechanical Ltd
SP-2022-02009 | 2022-12-01 | 595 BURRARD STREET, Vancouver, BC V7X 1K8 | Sprinkler Permit | Commercial | Tenant Improvement | Completed | Commercial - 31ST FLOOR - Relocate sprinkler heads for elevator lobby, public corridor and washroom renovation. >BP: 31st and 32nd Floor Interior alterations to this existing vacant full floor office space on the 31st and 32nd floors, to demolish the reception area only on the 31st floor and to remove all non loadbearing partitions, ceiling and finishes to return to base building on the 32nd floor in this existing commercial building. Scope of work: demolish reception desk, flooring, & wall sconces on the 31st floor only. Demo entire 32nd floor and return to base building. *****This application does not include any of the following: 1. Not more than 20 sprinklers (add, relocate, or remove), 2. hydraulic calculations, 3. change in occupancy and /or hazard classification, 4. warehouse storage arrangements, 5. mobile compact storage arrangements, 6. alternative solutions, 7. changes to the sprinkler system supply piping (e.g. valves, mains, cross-mains, branch-lines, etc.), or 8. flexible sprinkler pipe. | Priority Fire Systems Ltd
EP-2023-00021 | 2023-02-21 | 595 BURRARD STREET, Vancouver, BC V7X 1K8 | Electrical Permit | Commercial | Tenant Improvement | Completed | Installation / Repair - Commercial - Add 120V power in walls for furniture whips >BP: #3083 - 30th floor (#3083 & #3043 Combined) Interior alterations to the 30th floor to combine units #3083 & #3043 (retaining #3083) and to provide improvements to this existing commercial building. Scope of work: existing office tenant in #3083 expanding into #3043. Remove demising wall between the two units. | Canem Systems Ltd
PP-2023-00164 | NULL | 595 BURRARD STREET, Vancouver, BC V7X 1K8 | Plumbing Permit | Commercial | Tenant Improvement | Withdrawn | Commercial - Fixtures | DAVIDSON BROS MECHANICAL CONTRACTORS
SP-2022-01712 | 2023-01-27 | 595 BURRARD STREET, Vancouver, BC V7X 1K8 | Sprinkler Permit | Commercial | Tenant Improvement | Completed | Commercial - UNIT #2900 - 29TH FLOOR Sprinkler alterations to provide tenant improvements for a new full floor office tenant on the 29th floor (#2900) in this existing commercial building. | Viking Fire Protection Inc
EP-2022-09318 | 2022-11-02 | 595 BURRARD STREET, Vancouver, BC V7X 1K8 | Electrical Permit | Commercial | Tenant Improvement | Completed | Installation / Repair - Commercial - Replace 120V electrical panel and add power feed for plaza structure | Canem Systems Ltd
EP-2022-09560 | 2022-11-10 | 595 BURRARD STREET, Vancouver, BC V7X 1K8 | Electrical Permit | Commercial | Tenant Improvement | Completed | Installation / Repair - Commercial - Full floor tenant improvement. Demolition of existing electrical 208v distribution panelboards and branch ccts. Installation: New distribution- 200A safety switch, 208Y/120V 225A PNL 'D', 208Y/120V 100A PNL 'D-A' Lighting; Retro-fit 347v LED inserts to existing fixtures. Supply and installation of new 120v LED Lighting fixtures. Branch: Installation of new 120/208V branch circuits, conduits, and finishing devices as required. Conduits for Data/Tel, Security. Mechanical: Branch CCTs and Disconnecting means. Fire-Alarm. Demolition and re-installation of NEW fire alarm indicating and annunciating devices as shown. >BP: #2900 - 29th floor (full floor tenant) Interior alterations to provide tenant improvements for a new full floor office tenant on the 29th floor (#2900) in this existing commercial building. Scope of work: remove/construct partition walls, doors, staff kitchen area, washroom, millwork, finishes, HVAC, lighting, electrical, plumbing, mechanical and sprinkler work. | Nightingale Electric Ltd
EP-2023-05941 | 2023-07-04 | 595 BURRARD STREET, Vancouver, BC V7X 1K8 | Electrical Permit | Commercial | Tenant Improvement | Completed | Installation / Repair - Commercial - Install conduit to reroute wiring that is free aired in stairwell | Canem Systems Ltd
EP-2023-06300 | 2023-07-31 | 595 BURRARD STREET, Vancouver, BC V7X 1K8 | Electrical Permit | Commercial | Tenant Improvement | Completed | Installation / Repair - Commercial - Upgrade/correct existing feeder for Transfer switch. SCOPE OF WORK: REMOVAL OF EXISTING FEEDER FOR TS-EG1-1 FROM B3-MCC1, DP-EGMA, AND DP-EG1. B3-MCC1 IS LOCATED IN ANNEX ELECTRICAL ROOM. TS-EG1-1, DP-EGMA, AND DP-EG1 ARE LOCATED IN FIRE PUMP ROOM. CURRENT FEEDER FROM TS-EG1-1 ARE 4#350KCMIL IN 78mmC TO BE REMOVED AND EXISTING CONDUIT TO BE RETAINED IN CURRENT LOCATION FOR NEW FEEDER. NEW 78mmC TO RUN IN PARALLEL OF EXISTING CONDUIT FROM TS-EG1-1 TO B3-MCC1, DP-EGMA, AND DP-EG1. NEW FEEDER TO BE 2X(4#3/0 + B AWG IN 78MMC) | Canem Systems Ltd
EP-2023-06563 | 2023-08-08 | 595 BURRARD STREET, Vancouver, BC V7X 1K8 | Electrical Permit | Commercial | Renovation | Completed | Installation / Repair - Commercial - WATER DAMAGE REPAIR: re-route 5x LV wires for access control door for ground floor area at Eveleigh St exit. Mag locks involved - waiting for Bentall III to involve Siemens for the Mag lock re-verification. | Houle Electric Limited
EP-2023-03779 | 2023-05-04 | 595 BURRARD STREET, Vancouver, BC V7X 1K8 | Electrical Permit | Commercial | Tenant Improvement | Completed | Installation / Repair - Commercial - Remove old track lights and install New 2x4 LED panels and few receptacles >BP: Interior alterations to provide improvements to this existing retail space on the upper mall level (#311) at this existing Bentall Three commercial building Scope of work includes creating 3 change rooms and to cap off 2 sprinkler heads. Ok for DTI as per Kirat Kang - April 3, 2023 | ALM Electric Inc
EP-2023-04209 | 2023-05-23 | 595 BURRARD STREET, Vancouver, BC V7X 1K8 | Electrical Permit | Commercial | Tenant Improvement | Completed | Installation / Repair - Commercial - Install new power and data for offices. Replace existing lights with dimmable lights. >BP: Interior alterations to provide improvements for a new office tenant on the 4th floor (#453) in this existing commercial building. Scope of work: remove 24" in width interior wall from floor to u/s of grid ceiling. TENANT: HH Angus and Associates Limited * District Building Inspector to determine if a Special Sprinkler Inspection is required. Energy checklist is currently no longer required with your Building Permit (BP) application. Some supporting documents are still required at BP stage, specifically Envelope and HVAC, if applicable. Service Water Heating and Lighting supporting documents, if applicable, must be submitted with your related trades permits (e.g. electrical and plumbing). >BP: #453 - 4th floor Interior alterations to provide improvements for a new office tenant on the 4th floor (#453) in this existing commercial building. Scope of work: remove 24" in width interior wall from floor to u/s of grid ceiling. TENANT: HH Angus and Associates Limited * District Building Inspector to determine if a Special Sprinkler Inspection is required. Energy checklist is currently no longer required with your Building Permit (BP) application. Some supporting documents are still required at BP stage, specifically Envelope and HVAC, if applicable. Service Water Heating and Lighting supporting documents, if applicable, must be submitted with your related trades permits (e.g. electrical and plumbing). | Canem Systems Ltd
EP-2023-04492 | 2023-05-23 | 595 BURRARD STREET, Vancouver, BC V7X 1K8 | Electrical Permit | Commercial | NULL | Issued | Annual / Operating - RENEWAL OF EXPIRED ANNUAL Renewal of EP-2022-04685 Effective: June 4, 2023 - June 3, 2024 Amend: Jun 7, 2023 to add specific location info: Bentall Towers 1-4 | Canem Systems Ltd
EP-2023-04600 | 2023-05-26 | 595 BURRARD STREET, Vancouver, BC V7X 1K8 | Electrical Permit | Commercial | Tenant Improvement | Completed | Installation / Repair - Commercial - Install 2" EMT conduit run in Finished ceiling space. | Canem Systems Ltd
EP-2023-05340 | 2023-06-15 | 595 BURRARD STREET, Vancouver, BC V7X 1K8 | Electrical Permit | Commercial | Renovation | Completed | Installation / Repair - Commercial - Install wire for 2x access control doors. Strike locks only. >BP: Interior alterations to provide improvements for an existing office tenant on the 30th floor (#3063) of this existing commercial building. Scope of work: demo/construction of partition walls, doors for new layout. Electrical, plumbing, & Sprinklers to suit. OK to open BP for DTI per K.Clark - January 30, 2023 Energy checklist is currently no longer required with your Building Permit (BP) application. Some supporting documents are still required at BP stage, specifically Envelope and HVAC, if applicable. Service Water Heating and Lighting supporting documents, if applicable, must be submitted with your related trades permits (e.g. electrical and plumbing). | Houle Electric Limited
EP-2023-05342 | 2023-06-15 | 595 BURRARD STREET, Vancouver, BC V7X 1K8 | Electrical Permit | Commercial | Renovation | Completed | Installation / Repair - Commercial - Install wire for 3x access control doors. Strike locks only. Suite 2800, 28th Floor. >BP: Interior alterations to remove all non loadbearing partitions and finishes on the 28th floor (#2800) and return to office 'vacant' space in this existing commercial building. Scope of work: Demolish all partition walls, existing floorings, millwork, plumbing fixtures, remove entry door, t-bar ceiling. Install new lighting and finishes, electrical, plumbing and sprinkler work. OK for Field Review for interior demolition Separate permit(s) and ASHRAE checklist will be required for future tenant improvements. E2 - Lighting - Upgrade to Bilevel Lighting Control (per 9.4.1.1.(d) of ASHRAE 90.1-2016) Energy checklist is currently no longer required with your Building Permit (BP) application. Some supporting documents are still required at BP stage, specifically Envelope and HVAC, if applicable. Service Water Heating and Lighting supporting documents, if applicable, must be submitted with your related trades permits (e.g. electrical and plumbing). All energy upgrades will be checked during inspections stage. It is the applicant’s responsibility to identify and note all required upgrades including energy upgrades on their BP drawings at BP stage. | Houle Electric Limited
EP-2023-03218 | 2023-04-14 | 595 BURRARD STREET, Vancouver, BC V7X 1K8 | Electrical Permit | Commercial | Tenant Improvement | Completed | Installation / Repair - Commercial - Demo, new lighting, new lighting controls, new exit signs, new tenant sub-panel (120/208V 66 circuit, 100A), new receptacles, data cabling. >BP: #2800 - 28th Floor Interior alterations to remove all non loadbearing partitions and finishes on the 28th floor (#2800) and return to office 'vacant' space in this existing commercial building. Scope of work: Demolish all partition walls, existing floorings, millwork, plumbing fixtures, remove entry door, t-bar ceiling. Install new lighting and finishes, electrical, plumbing and sprinkler work. OK for Field Review for interior demolition Separate permit(s) and ASHRAE checklist will be required for future tenant improvements. E2 - Lighting - Upgrade to Bilevel Lighting Control (per 9.4.1.1.(d) of ASHRAE 90.1-2016) | Mott Electric General Partnership
SP-2023-00685 | 2023-04-19 | 595 BURRARD STREET, Vancouver, BC V7X 1K8 | Sprinkler Permit | Commercial | Tenant Improvement | Completed | Commercial - Deleted Sprinkler Heads >BP: #311- Bental 3 (Upper Mall Level) Interior alterations to provide improvements to this existing retail space on the upper mall level (#311) at this existing Bentall Three commercial building Scope of work includes creating 3 change rooms and to cap off 2 sprinkler heads. *****This application does not include any of the following: 1. Not more than 20 sprinklers (add, relocate, or remove), 2. hydraulic calculations, 3. change in occupancy and /or hazard classification, 4. warehouse storage arrangements, 5. mobile compact storage arrangements, 6. alternative solutions, 7. changes to the sprinkler system supply piping (e.g. valves, mains, cross-mains, branch-lines, etc.), or 8. flexible sprinkler pipe. | Viking Fire Protection Inc
PP-2023-01214 | 2023-04-06 | 595 BURRARD STREET, Vancouver, BC V7X 1K8 | Plumbing Permit | Commercial | Tenant Improvement | Completed | Commercial - Tenant Improvement. Mechanical Plumbing, HVAC, Controls >BP: Interior alterations to provide improvements for an existing office tenant on the 30th floor (#3063) of this existing commercial building. Scope of work: demo/construction of partition walls, doors for new layout. Electrical, plumbing, & Sprinklers to suit. | MCR Mechanical Ltd
EP-2023-02223 | 2023-03-16 | 595 BURRARD STREET, Vancouver, BC V7X 1K8 | Electrical Permit | Commercial | Renovation | Completed | Installation / Repair - Commercial - To wire and install electrical for Novec releasing system in data room on floor 29. >BP: Interior alterations to provide tenant improvements for a new full floor office tenant on the 29th floor (#2900) in this existing commercial building. Scope of work: remove/construct partition walls, doors, staff kitchen area, washroom, millwork, finishes, HVAC, lighting, electrical, plumbing, mechanical and sprinkler work. TENANT: Wesgroup Properties Ltd. Letters of Assurance submitted by: Schedule A and Architectural Schedule B, Peter J. Mallen, Architect AIBC, ph: 604.484.8285. Electrical Schedule B, Roger Dupuis, P.Eng., LEED AP, ph: 604.569.6500. Mechanical/Plumbing Schedule B, Ronald Braun, M.Sc., P.Eng, ph: 778.2389.2638. E2 - Retrofit Path: BOMA BESt (Path 1) - No Additional Upgrades Req'd Energy checklist is currently no longer required with your Building Permit (BP) application. Some supporting documents are still required at BP stage, specifically Envelope and HVAC, if applicable. Service Water Heating and Lighting supporting documents, if applicable, must be submitted with your related trades permits (e.g. electrical and plumbing). All energy upgrades will be checked during inspections stage. It is the applicant's responsibility to identify and note all required upgrades including energy upgrades on their BP drawings at BP stage. | Fina Electrical Systems Ltd
EP-2023-02475 | 2023-03-23 | 595 BURRARD STREET, Vancouver, BC V7X 1K8 | Electrical Permit | Commercial | Tenant Improvement | Completed | Installation / Repair - Commercial - Install low voltage data communications cabling >BP: Interior alterations to provide tenant improvements for a new full floor office tenant on the 29th floor (#2900) in this existing commercial building. Scope of work: remove/construct partition walls, doors, staff kitchen area, washroom, millwork, finishes, HVAC, lighting, electrical, plumbing, mechanical and sprinkler work. REVISION #1: interior layout changes. March 21, 2023 mlh TENANT: Wesgroup Properties Ltd. Letters of Assurance submitted by: Schedule A and Architectural Schedule B, Peter J. Mallen, Architect AIBC, ph: 604.484.8285. Electrical Schedule B, Roger Dupuis, P.Eng., LEED AP, ph: 604.569.6500. Mechanical/Plumbing Schedule B, Ronald Braun, M.Sc., P.Eng, ph: 778.2389.2638. E2 - Retrofit Path: BOMA BESt (Path 1) - No Additional Upgrades Req'd Energy checklist is currently no longer required with your Building Permit (BP) application. Some supporting documents are still required at BP stage, specifically Envelope and HVAC, if applicable. Service Water Heating and Lighting supporting documents, if applicable, must be submitted with your related trades permits (e.g. electrical and plumbing). All energy upgrades will be checked during inspections stage. It is the applicant's responsibility to identify and note all required upgrades including energy upgrades on their BP drawings at BP stage. | Sasco Contractors Ltd
SP-2023-00196 | 2023-02-08 | 595 BURRARD STREET, Vancouver, BC V7X 1K8 | Sprinkler Permit | Commercial | Tenant Improvement | Completed | Commercial - Return the tenant space to its shell. No occupancy hazard change, no storage arrangements, no alternative solution involved, no changes on system supply piping. This sprinkler permit has been issued to the 2019 VBBL and NFPA 13, 2013 to return this space to an empty space (no interior partitions, furnishings, etc.), as described below, to base building sprinkler coverage (relocate and remove sprinklers to ensure sprinkler coverage to the base building design, VBBL, and NFPA 13). The tenant space within the building is not to be occupied, and is not to be used for storage. This application does not include any of the following: • hydraulic calculations, • change in occupancy and /or hazard classification, • storage arrangements (e.g. warehouse, mobile compact storage arrangements), • New alternative solutions and/or modifications to existing alternative solutions. • changes to the sprinkler system supply piping (e.g. valves, mains, cross-mains, branch-lines, etc.), or • flexible sprinkler pipe. >BP: #2800 - 28th Floor Interior alterations to remove all non loadbearing partitions and finishes on the 28th floor (#2800) and return to office 'vacant' space in this existing commercial building. Scope of work: Demolish all partition walls, existing floorings, millwork, plumbing fixtures, remove entry door, t-bar ceiling. Install new lighting and finishes, electrical, plumbing and sprinkler work. OK for Field Review for interior demolition Separate permit(s) and ASHRAE checklist will be required for future tenant improvements. | Priority Fire Systems Ltd
EP-2023-01202 | 2023-02-14 | 595 BURRARD STREET, Vancouver, BC V7X 1K8 | Electrical Permit | Commercial | New | Completed | Installation / Repair - Commercial - Unit 2900 - install security card access control with electric strike locks (no mag locks) | Houle Electric Limited
SP-2023-00409 | 2023-03-10 | 595 BURRARD STREET, Vancouver, BC V7X 1K8 | Sprinkler Permit | Commercial | Tenant Improvement | Completed | Commercial - Add and relocate sprinkler heads for tenant improvement. >BP: #3063- 30th floor Interior alterations to provide improvements for an existing office tenant on the 30th floor (#3063) of this existing commercial building. Scope of work: demo/construction of partition walls, doors for new layout. Electrical, plumbing, & Sprinklers to suit. *****This application does not include any of the following: 1. Not more than 20 sprinklers (add, relocate, or remove), 2. hydraulic calculations, 3. change in occupancy and /or hazard classification, 4. warehouse storage arrangements, 5. mobile compact storage arrangements, 6. alternative solutions, 7. changes to the sprinkler system supply piping (e.g. valves, mains, cross-mains, branch-lines, etc.), or 8. flexible sprinkler pipe | Priority Fire Systems Ltd
EP-2023-02049 | 2023-03-09 | 595 BURRARD STREET, Vancouver, BC V7X 1K8 | Electrical Permit | Commercial | Tenant Improvement | Completed | Installation / Repair - Commercial - Demo, new lights, lighting control, new receptacles, data cabling and new tenant sub-panel (120/208V - 72 circuit - 100A) >BP: Interior alterations to provide improvements for an existing office tenant on the 30th floor (#3063) of this existing commercial building. Scope of work: demo/construction of partition walls, doors for new layout. Electrical, plumbing, & Sprinklers to suit. OK to open BP for DTI per K.Clark - January 30, 2023 Energy checklist is currently no longer required with your Building Permit (BP) application. Some supporting documents are still required at BP stage, specifically Envelope and HVAC, if applicable. Service Water Heating and Lighting supporting documents, if applicable, must be submitted with your related trades permits (e.g. electrical and plumbing). | Mott Electric General Partnership
EP-2024-00470 | 2024-01-25 | 595 BURRARD STREET, Vancouver, BC V7X 1K8 | Electrical Permit | Commercial | Tenant Improvement | Issued | Installation / Repair - Commercial - Installation of INTERGRATED AV & VIDEO CONFERENCING SYSTEMS FOR NEW OFFICES. Installation of monitors, cameras, ceiling microphones and speakers. Installation of in desk usb, hdmi, network connectivity to room systems. | MVCC VIDEO COMMUNICATIONS
EP-2023-11214 | 2023-12-15 | 595 BURRARD STREET, Vancouver, BC V7X 1K8 | Electrical Permit | Commercial | Tenant Improvement | Completed | Installation / Repair - Commercial - Install conduit and power for LV system (intercom/security). | Action Electric Ltd
SP-2023-01874 | 2023-10-11 | 595 BURRARD STREET, Vancouver, BC V7X 1K8 | Sprinkler Permit | Commercial | Tenant Improvement | Completed | Commercial - SUITE #3118 - 31ST FLOOR - Add and relocate sprinkler heads for tenant improvement. >BP: #3118 - 31st Floor Interior alterations to provide improvements to an existing office for a new office tenant on the 31st floor (#3118) of this existing commercial building on site. Scope of work: Demo/construct interior partitions, doors, replace flooring, new paint finish, electrical and sprinkler work. *****This application does not include any of the following: 1. Not more than 20 sprinklers (add, relocate, or remove), 2. hydraulic calculations, 3. change in occupancy and /or hazard classification, 4. warehouse storage arrangements, 5. mobile compact storage arrangements, 6. alternative solutions, 7. changes to the sprinkler system supply piping (e.g. valves, mains, cross-mains, branch-lines, etc.), or 8. flexible sprinkler pipe. | Priority Fire Systems Ltd
EP-2023-09378 | 2023-10-30 | 595 BURRARD STREET, Vancouver, BC V7X 1K8 | Electrical Permit | Commercial | Tenant Improvement | Completed | Installation / Repair - Commercial - - Remove and relocate electrical devises. - Supply and install new power outlets. - Rough-in only for data/communications systems. - not adding any new lighting. We are simply removing and re-locating existing lights for new walls only no new loads. >BP: Interior alterations to provide improvements to an existing office for a new office tenant on the 31st floor (#3118) of this existing commercial building on site. Scope of work: Demo/construct interior partitions, doors, replace flooring, new paint finish, electrical and sprinkler work. TENANT: Fiore Management & Advisory Corp Building Sprinklered – Separate sprinkler permit required for proposed sprinkler work. Energy checklist is currently no longer required with your Building Permit (BP) application. Some supporting documents are still required at BP stage, specifically Envelope and HVAC, if applicable. Service Water Heating and Lighting supporting documents, if applicable, must be submitted with your related trades permits (e.g. electrical and plumbing). | Action Electric Ltd
EP-2023-10420 | 2023-11-30 | 595 BURRARD STREET, Vancouver, BC V7X 1K8 | Electrical Permit | Commercial | Tenant Improvement | Completed | Installation / Repair - Commercial - Install 3 light fixtures; add receptacles; add data outlets >BP: #1723 - 17th floor Interior alterations to provide improvements for a new office tenant on the 17th floor (#1723) of this existing commercial building. Scope of work; demo and construction of partition walls to select areas to alter layout. Electrical to suit. District Building inspector to determine if a Special Sprinkler Permit is required. | Action Electric Ltd
EP-2023-10220 | 2023-11-24 | 595 BURRARD STREET, Vancouver, BC V7X 1K8 | Electrical Permit | Commercial | Tenant Improvement | Completed | Installation / Repair - Commercial - Demo the space back to base building empty shell. Install (1) new combo unit exit sign/battery pack. >BP: CRU #312 - mall level Interior alterations to the CRU #312 in the mall level to remove all non load bearing partition walls and return to base building in this existing commercial building. Scope of work: removal of all partitions, plumbing, HVAC, Lighting, finishes. | Mott Electric General Partnership
PP-2023-03227 | 2023-09-12 | 595 BURRARD STREET, Vancouver, BC V7X 1K8 | Plumbing Permit | Commercial | Renovation | Completed | Commercial - Plumbing Demo in TI space >BP: #2800 - 28th Floor Interior alterations to remove all non loadbearing partitions and finishes on the 28th floor (#2800) and return to office 'vacant' space in this existing commercial building. Scope of work: Demolish all partition walls, existing floorings, millwork, plumbing fixtures, remove entry door, t-bar ceiling. Install new lighting and finishes, electrical, plumbing and sprinkler work. | MCR Mechanical Ltd
EP-2022-03905 | 2022-05-12 | 595 BURRARD STREET, Vancouver, BC V7X 1K8 | Electrical Permit | Commercial | Tenant Improvement | Completed | Installation / Repair - Commercial - Tennant Improvement - Demo, and Installation of Temp Power for construction use and New Running man Exits Interior alterations to this existing vacant full floor office space on the 31st and 32nd floors, to demolish the reception area only on the 31st floor and to remove all non loadbearing partitions, ceiling and finishes to return to base building on the 32nd floor in this existing commercial building. Scope of work: demolish reception desk, flooring, & wall sconces on the 31st floor only. Demo entire 32nd floor and return to base building. | Sasco Contractors Ltd
SP-2022-00713 | 2022-05-11 | 595 BURRARD STREET, Vancouver, BC V7X 1K8 | Sprinkler Permit | Commercial | Tenant Improvement | Completed | Commercial - This permit has been issued to the 2019 VBBL and NFPA 13, 2013 to return this space, as described below, to base building sprinkler coverage (relocate and remove sprinklers to ensure sprinkler coverage to the base building design, VBBL, and NFPA 13). Interior alterations to this existing vacant full floor office space on the 31st and 32nd floors, to demolish the reception area only on the 31st floor and to remove all non loadbearing partitions, ceiling and finishes to return to base building on the 32nd floor in this existing commercial building. Scope of work: demolish reception desk, flooring, & wall sconces on the 31st floor only. Demo entire 32nd floor and return to base building. This application does not include any of the following: • hydraulic calculations, • change in occupancy and /or hazard classification, • storage arrangements (e.g. warehouse, mobile compact storage arrangements), • New alternative solutions and/or modifications to existing alternative solutions. • changes to the sprinkler system supply piping (e.g. valves, mains, cross-mains, branch-lines, etc.), or • flexible sprinkler pipe. Notes: 1. Separate documents and permit applications are required for the tenant improvement. 2. Tenant space within the building is being returned to an empty space (e.g. no interior partitions, furnishings, etc.), will not be occupied, and will not be used for storage. 3. Does not allow for the removal and/or relocation of alternative solutions, or sprinkler system supply piping (e.g. valves, mains, cross-mains, branch-lines, etc.). | Priority Fire Systems Ltd
EP-2022-05041 | 2022-06-22 | 595 BURRARD STREET, Vancouver, BC V7X 1K8 | Electrical Permit | Commercial | Addition | Completed | Installation / Repair - Commercial - Install new contactors for new and existing water pump. | Canem Systems Ltd
EP-2022-04685 | 2022-06-06 | 595 BURRARD STREET, Vancouver, BC V7X 1K8 | Electrical Permit | Commercial | NULL | Expired | Annual / Operating - Annual Maintenance RENEWAL OF EXPIRED ANNUAL EP-2021-04147 Effective: June 4, 2022 - June 3, 2023 | Canem Systems Ltd
EP-2022-01907 | 2022-03-09 | 595 BURRARD STREET, Vancouver, BC V7X 1K8 | Electrical Permit | Commercial | Tenant Improvement | Completed | Installation / Repair - Commercial - Refeed EM remote heads with #10awg bx cable | Canem Systems Ltd
EP-2022-02348 | 2022-03-25 | 595 BURRARD STREET, Vancouver, BC V7X 1K8 | Electrical Permit | Commercial | Tenant Improvement | Completed | Installation / Repair - Commercial - • Misc demo and make safe to accommodate new layout • Install 35 duplex receptacles (15 Amp) on shared circuits • Install 11 duplex receptacles (20Amp) on dedicated circuits • Install 8 fourplex receptacles on dedicated circuits • Install 2 floor boxes with fourplex receptacle and data/tel at either end of Boardroom table also install 1-1/4” conduit for AV • Install 3 floor mounted 2 channel Wiremold feeds for workstations per note 4 & 5 on E3 (3 circuits per location) • Install 1 new wall mounted furniture feed per note 6 (3 circuits) • Add dedicated circuit for printer in Office 414 • Install, terminate, test & label approx 49 Cat 6 drops as shown on drawings per ADD-006 (we are certified for Leviton structured cabling) • Supply & install 3 x 1-1/4” conduits from AV rack in switch room 426 to accessible ceiling in Conference Room 411 • Supply & install 9 fire alarm speakers • Provide conduit rough in with pull string for door security access control in 2 locations (all security wiring and hardware supplied & installed by others) • Provide power to 2 new transfer fans (fans and t-stats supplied by mechanical) • Supply & install lights as outlined on drawings including the following: Relocate 23 existing fixtures 14 Type L1 12 Type L2 (deleted 3 per ADD-006) 4 Type L3B 1 Type L3C 1 Type L3D 1 Type L4A 23 Type L5 supplied by ceiling vendor – revised counts per ADD-006 2 Type L6 • Supply & install all lighting controls as outlined on E3 • Supply & install 9 GRM exit signs to match base building • Fire alarm verification for FA speakers >BP: Interior alterations to provide tenant improvements in this existing office space for a new office tenant on the 4th floor (#423) of this existing commercial building. | Ino-Tek Electric Ltd.
SP-2022-00594 | 2022-04-26 | 595 BURRARD STREET, Vancouver, BC V7X 1K8 | Sprinkler Permit | Commercial | Tenant Improvement | Completed | Commercial - RELOCAT AND REPLACE WITH NEW SPRINKLER #423 - 4th floor Interior alterations to provide tenant improvements in this existing office space for a new office tenant on the 4th floor (#423) of this existing commercial building. Scope of work: demo/construct partition walls, doors, millwork, finishes for new layout, open workstation, staff amenity spaces, file storage, Electrical, Plumbing, Mechanical and sprinklers to suit. TENANT: Vantage Airport Group *****This application does not include any of the following: 1. Not more than 20 sprinklers (add, relocate, or remove), 2. hydraulic calculations, 3. change in occupancy and /or hazard classification, 4. warehouse storage arrangements, 5. mobile compact storage arrangements, 6. alternative solutions, 7. changes to the sprinkler system supply piping (e.g. valves, mains, cross-mains, branch-lines, etc.), or 8. flexible sprinkler pipe. | Viking Fire Protection Inc
PP-2022-01356 | 2022-05-06 | 595 BURRARD STREET, Vancouver, BC V7X 1K8 | Plumbing Permit | Commercial | Tenant Improvement | Completed | Commercial - LEVELS 20 & 21 - Tenant Improvement work for level 20 & 21 lobby and washroom. Bentall 3 - Floor 4, 8, 17, 21, 28, 30, 31 common washrooms/lobbies/ corridors ( *see Revision #1) Interior alterations to provide landlord improvements to floors 4, 8, 17, 21, 28, 30, & 31st to the common washrooms &/or lobbies &/or corridors of this existing commercial building. REVISION #1 Nov.18/21 mk - ADD the 20th floor common washroom/lobbies/corridors to scope of work. - complete new set submitted with 5 additional pages, and also renumbered/relabeled pages. | Fred Welsh Ltd
SP-2022-00512 | 2022-04-08 | 595 BURRARD STREET, Vancouver, BC V7X 1K8 | Sprinkler Permit | Commercial | Tenant Improvement | Completed | Commercial - RELOCATE 20 SPRINKLER HEADS >BP: Bentall 3 - Floor 4, 8, 17, 21, 28, 30, 31 common washrooms/lobbies/ corridors ( *see Revision #1) Interior alterations to provide landlord improvements to floors 4, 8, 17, 21, 28, 30, & 31st to the common washrooms &/or lobbies &/or corridors of this existing commercial building. REVISION #1 Nov.18/21 mk - ADD the 20th floor common washroom/lobbies/corridors to scope of work. - complete new set submitted with 5 additional pages, and also renumbered/relabeled pages. - project value increased by $155,000.; from $3,101,000.00 to 3,256,000.00 ****************************************************** Letter of Assurance submitted by: - Schedule A & Architectural Schedule B, C.Walker Mckinley, AIBC., 778.379.6761 - Mechanical/Plumbing Schedule B, Ronald Braun, P.Eng., 604.609.0500 - Electrical Schedule B, Christopher Fontaine, P.Eng., 604.569.6500 Building Sprinklered – Separate sprinkler permit required for proposed sprinkler work. Selected Energy Upgrade: N/A (BOMA BESt (Path 1)) OK for Field Review per DBI & Kelly Anderson. (See Documents tab email upload) - June 30/20 *****This application does not include any of the following: 1. Not more than 20 sprinklers (add, relocate, or remove), 2. hydraulic calculations, 3. change in occupancy and /or hazard classification, 4. warehouse storage arrangements, 5. mobile compact storage arrangements, 6. alternative solutions, 7. changes to the sprinkler system supply piping (e.g. valves, mains, cross-mains, branch-lines, etc.), or 8. flexible sprinkler pipe. | Priority Fire Systems Ltd
PP-2022-01298 | 2022-04-14 | 595 BURRARD STREET, Vancouver, BC V7X 1K8 | Plumbing Permit | Commercial | Renovation | Completed | Commercial - install water line for icemaker for fridge. #423 - 4th floor Interior alterations to provide tenant improvements in this existing office space for a new office tenant on the 4th floor (#423) of this existing commercial building. Scope of work: demo/construct partition walls, doors, millwork, finishes for new layout, open workstation, staff amenity spaces, file storage, Electrical, Plumbing, Mechanical and sprinklers to suit. TENANT: Vantage Airport Group | Mainland Plumbing & Heating
SP-2022-00064 | 2022-01-20 | 595 BURRARD STREET, Vancouver, BC V7X 1K8 | Sprinkler Permit | Commercial | Tenant Improvement | Completed | Commercial - Add and relocate heads to suit new tenant layout. >BP: #2000 - 20th floor Interior alterations to provide improvements for an existing full floor office tenant on the 20th floor (#2000) of this existing commercial building on this site. Scope of work: remove portions of floor finish & adjust wall finish as required for new glazed and non-glazed demountable wall system for three new offices. Lighting, HVAC diffusers, sprinklers and fire alarms to suit. TENANT: Wesgroup Properties Ltd. * Boma Best building. Energy checklist is currently no longer required with your Building Permit (BP) application. Some supporting documents are still required at BP stage, specifically Envelope and HVAC, if applicable. Service Water Heating and Lighting supporting documents, if applicable, must be submitted with your related trades permits (e.g. electrical and plumbing). All energy upgrades will be checked during inspections stage. It is the applicant's responsibility to identify and note all required upgrades including energy upgrades on their BP drawings at BP stage >*****This application does not include any of the following: 1. Not more than 20 sprinklers (add, relocate, or remove), 2. hydraulic calculations, 3. change in occupancy and /or hazard classification, 4. warehouse storage arrangements, 5. mobile compact storage arrangements, 6. alternative solutions, 7. changes to the sprinkler system supply piping (e.g. valves, mains, cross-mains, branch-lines, etc.), or 8. flexible sprinkler pipe. | Viking Fire Protection Inc
EP-2022-00614 | 2022-01-28 | 595 BURRARD STREET, Vancouver, BC V7X 1K8 | Electrical Permit | Commercial | Tenant Improvement | Completed | Installation / Repair - Commercial - Demo existing lighting and furniture power in open office area where new wall will be installed. re-install lights and install (6) new receptacles in newly built offices. - The lighting is a remove and re-install to allow for other trade work. No changes to lighting. >BP: #2000 - 20th floor Interior alterations to provide improvements for an existing full floor office tenant on the 20th floor (#2000) of this existing commercial building on this site. Scope of work: remove portions of floor finish & adjust wall finish as required for new glazed and non-glazed demountable wall system for three new offices. Lighting, HVAC diffusers, sprinklers and fire alarms to suit. TENANT: Wesgroup Properties Ltd. * Boma Best building. Energy checklist is currently no longer required with your Building Permit (BP) application. Some supporting documents are still required at BP stage, specifically Envelope and HVAC, if applicable. Service Water Heating and Lighting supporting documents, if applicable, must be submitted with your related trades permits (e.g. electrical and plumbing). All energy upgrades will be checked during inspections stage. It is the applicant's responsibility to identify and note all required upgrades including energy upgrades on their BP drawings at BP stage. | Sasco Contractors Ltd
EP-2022-05959 | 2022-07-18 | 1150 BURNABY STREET, Vancouver, BC V6E 1P2 | Electrical Permit | Commercial | Renovation | Completed | Installation / Repair - Commercial - Replace existing generator and re-wire new outdoor generator to existing ATS. The scope of work is to remove the existing backup generator in the basement level and propose a new generator located in the outdoor courtyard. >BP: Exterior and interior alterations to relocate the backup generator from the inside of the building to the outdoor courtyard at this existing multiple dwelling building. OK for DB per Michele Alborg - POD OK for field review per Stewart Cowdell | POWER-WEST INDUSTRIES LTD
SP-2021-01607 | 2022-12-12 | 1176 BURNABY STREET, Vancouver, BC V6E 1P1 | Sprinkler Permit | Commercial | Addition | Issued | Commercial - To install sprinklers and standpipe through out this 5 storey residential vertical addition (Building 2 -Infill with 11 rental dwelling units) to the existing 12 storey rental residential building (Building 1) with 1 level of common underground parking garage on this site. THIS IS A CERTIFIED PROFESSIONAL PROJECT and the CP is Michael Meszaros of Pioneer Code Consultants Ltd. Notes: 1. Fire Protection Engineer of Record Mr. Ryan Pavey of Cardinal engineering. T: 604 605 0606. E: pavey@cardinalfire.ca | Max Fire Pro Ltd
EP-2022-02587 | 2022-07-12 | 1176 BURNABY STREET, Vancouver, BC V6E 1P1 | Electrical Permit | Residential | Renovation | Issued | Installation / Repair - Residential - Run new fire alarm system -installing a brand new fire alarm system as per building drawings and application then I will disconnect and remove the old one | Marcel Electric Inc
NULL | NULL | 1176 BURNABY STREET, Vancouver, BC V6E 1P1 | Plumbing Permit | Commercial | Renovation | Draft | Commercial - Relocating 3 clotheswashers from one side of the room to the other side of the room | Sunny Beach Plumbing & Heating Ltd
EP-2022-06397 | 2022-07-29 | 1208 BURNABY STREET, Vancouver, BC V6E 1P5 | Electrical Permit | Commercial | Renovation - Dwelling Unit(s) only | Completed | Installation / Repair - Commercial - SUITE #4 - Replace small fuse panel with breaker panel. AMEND: AUG 2/2022 CHANGE UNIT # FROM #10 TO #4 | Wallace Electric Ltd
EP-2022-00835 | 2022-02-04 | 1250 BURNABY STREET, Vancouver, BC V6E 1P6 | Electrical Permit | Residential | Renovation | Completed | Installation / Repair - Residential - Panel Upgrade Replace 1x existing main-lug panel. 1x appropriate main-lug circuit panel with appropriate circuit breakers, like-for-like, Supply + Installation. 1x Type 2 surge protection. - panel will remain in the same location and service will remain the same too | Kato Electrical Inc
SP-2022-00826 | 2022-11-02 | 1265 BURNABY STREET, Vancouver, BC V6E 1P8 | Sprinkler Permit | Commercial | Addition | Completed | Commercial - For sprinkler system alterations to the 2019 VBBL, NFPA 13, 2013 and NFPA 14, 2013 for the retroactive installation of an AMES 2000SS 4 DCVA on the existing fire protection system in this existing residential building. Notes: 1. Fire protection Engineer of record Ryan Pavey of Cardinal engineering T: (604) 605 0606 E: pavey@cardinalfire.ca 2. One set of approved drawings and permit to be available for viewing at the jobsite. 3. Separate permit and documents required for any electrical or fire alarm related work. ***If the building is equipped with a fire alarm system the DCVA must be monitored by the fire alarm system.*** | Titan Fire Protection Ltd
EP-2022-03891 | 2022-05-11 | 1265 BURNABY STREET, Vancouver, BC V6E 1P8 | Electrical Permit | Commercial | Renovation | Completed | Installation / Repair - Commercial - Replacement of fire alarm system components (panel, bells, pull stations) due to failing existing equipment. Like for Like replacement only - no field wiring changes or new wiring. Note: This permit has been issued based on Bulletin 2018-004-BU/EL. | Wespac Electrical Contractor Ltd
PP-2022-01700 | 2022-05-19 | 1265 BURNABY STREET, Vancouver, BC V6E 1P8 | Plumbing Permit | Commercial | Addition | Completed | Commercial - install of DCV as required by COV | Inline Sales & Service Ltd
GP-2023-04113 | 2023-12-20 | 3986 BLENHEIM STREET, Vancouver, BC V6L 2Y7 | Gas Permit | Residential | Addition | Completed | Residential - replacing boiler. | A & J GAS SERVICES LTD
GP-2022-02341 | 2022-08-09 | 4020 BLENHEIM STREET, Vancouver, BC V6L 2Y9 | Gas Permit | Residential | Renovation | Completed | Residential - removing existing furnace | Ashton Service Group/Ashton Mechanical Ltd.
EP-2023-01957 | 2023-03-22 | 4020 BLENHEIM STREET, Vancouver, BC V6L 2Y9 | Electrical Permit | Residential | Renovation | Completed | Installation / Repair - Residential - Add circuit for heat pump *An approved mechanical permit is required for the installation of air conditioning or heat pump unit at the time of installation before an electrical inspection will be performed | Douglas Millington o/a Moose Electric
GP-2022-00291 | 2022-01-31 | 4060 BLENHEIM STREET, Vancouver, BC V6L 2Y9 | Gas Permit | Residential | Renovation | Completed | Residential - Decommission and remove existing furnace, clean room and disposal/recycle, Install new high efficiency furnace | Ashton Service Group/Ashton Mechanical Ltd.
GP-2022-01751 | 2022-06-08 | 4110 BLENHEIM STREET, Vancouver, BC V6L 2Z2 | Gas Permit | Residential | Renovation - Dwelling Unit(s) only | Completed | Residential - RE & RE HOT WATER TANK | 484081 BC LTD
SP-2022-01163 | 2022-07-21 | 4632 BELLEVUE DRIVE, Vancouver, BC V6R 1E6 | Sprinkler Permit | Residential | New | Issued | Residential - 1FD - #1 - supply and install a complete sprinkler system to new SFD and COV requirements To construct a 2 storey + cellar one-family dwelling with an on grade parking space in the rear, having vehicular access from the lane. Note: This is a 2 storey building pursuant to the Zoning and Development By-Law 1- Rev #2: A/C unit proposed and heat pump 2- No bar sink proposed in cellar | H20 Fire Systems Ltd
SP-2022-01164 | 2022-07-21 | 4632 BELLEVUE DRIVE, Vancouver, BC V6R 1E6 | Sprinkler Permit | Residential | New | Issued | Residential - LWH - #3 - new install in a laneway house To construct a 2 storey laneway house building with an attached garage providing 2 parking spaces and 1 required open parking over gravel providing 3 parking spaces in total, having vehicular access from the 20' Lane. Note: This is a 1 storey building pursuant to the Zoning & Development By-law. The entire building, INCLUDING THE ATTACHED GARAGE to be sprinklered to NFPA 13D. 1. Covenant registered at the Land Title Office under CA8097139 2. No Strata Titling permitted 9. Rev #1: A/C unit and heat pump proposed Envelope and Environmental Separation designed according to Part 5 | H20 Fire Systems Ltd
EP-2022-06152 | 2022-07-22 | 4632 BELLEVUE DRIVE, Vancouver, BC V6R 1E6 | Electrical Permit | Residential | New | Issued | Installation / Repair - Residential - Low voltage: security system, cable vison, data, telephone and speaker wiring - complete security alarm >BP: To construct a 2 storey + cellar one-family dwelling ($1,015,000) with an on grade parking space in the rear, having vehicular access from the lane. | LVT Installations
EP-2022-07642 | 2022-09-13 | 4632 BELLEVUE DRIVE, Vancouver, BC V6R 1E6 | Electrical Permit | Residential | New | Issued | Installation / Repair - Residential - Low voltage: security system and data wiring - Complete Security Alarm System >BP: To construct a 2 storey laneway house building ($217,550.00) with an attached garage providing 2 parking spaces and 1 required open parking over gravel providing 3 parking spaces in total, having vehicular access from the 20' Lane. Note: This is a 1 storey building pursuant to the Zoning & Development By-law. The entire building, INCLUDING THE ATTACHED GARAGE to be sprinklered to NFPA 13D. 1. Covenant registered at the Land Title Office under CA8097139 2. No Strata Titling permitted 3. Schedule A: (Frits de Vries) P.Eng (604.736.7820) 4. Schedule B: (Frits de Vries) P.Eng (604.736.7820) Architectural 5. Schedule B: (Clinton Yiu) P.Eng (604.255.7670) Structural 6. Schedule B: (P.K.L. Fong) P.Eng (604.837.3205) Geotechnical 7. Schedule D: (Pierre-Michel Busque) P.Eng (604.277.7787) 8. BC Housing (MP Construction Ltd) 9. Rev #1: A/C unit and heat pump proposed Envelope and Environmental Separation designed according to Part 5 | LVT Installations
EP-2022-09768 | 2022-11-17 | 4632 BELLEVUE DRIVE, Vancouver, BC V6R 1E6 | Electrical Permit | Residential | New | Expired | Temporary Power - Residential - To provide temporary power. | AJ's Electrical Contractors LTD
GP-2023-03820 | 2023-12-01 | 4635 BELLEVUE DRIVE, Vancouver, BC V6R 1E7 | Gas Permit | Residential | Renovation - Dwelling Unit(s) only | Issued | Residential - Installing gas furnace | Reid Brothers Plumbing & Heating Ltd
MP-2024-00070 | 2024-01-16 | 4655 BELLEVUE DRIVE, Vancouver, BC V6R 1E7 | Mechanical Permit | NULL | NULL | Issued | NULL | Kits Plumbing and Heating Ltd
EP-2024-00534 | NULL | 4655 BELLEVUE DRIVE, Vancouver, BC V6R 1E7 | Electrical Permit | Residential | Renovation | Applicant Revisions | Installation / Repair - Residential - -Adding a Heat Pump -Electric service 150 Amp underground service. MP-2024-00070 | Arcwest Electric Ltd
EP-2022-08106 | 2022-09-28 | 4669 BELLEVUE DRIVE, Vancouver, BC V6R 1E7 | Electrical Permit | Residential | Renovation | Completed | Installation / Repair - Residential - Dedicated Circuit for Heat Pump Dedicated Circuit for Back Up Heat Demand Share Device [DCC12 for the back up heat] >MP-2022-00268: Issued (Heating and Cooling) | Pacific Star Electric Inc
MP-2022-00268 | 2022-09-26 | 4669 BELLEVUE DRIVE, Vancouver, BC V6R 1E7 | Mechanical Permit | NULL | NULL | Completed | NULL | Thomson Industries Ltd
GP-2023-02711 | 2023-09-15 | 4685 BELLEVUE DRIVE, Vancouver, BC V6R 1E7 | Gas Permit | Residential | Renovation | Completed | Residential - Installation of 1 gas fireplace -venting and hook up only | Urban Fireplaces Ltd
GP-2023-02657 | 2023-09-11 | 4505 BELMONT AVENUE, Vancouver, BC V6R 1C5 | Gas Permit | Residential | Renovation - Dwelling Unit(s) only | Completed | Residential - boiler replacement If work on this site could lead to the disturbance of soil advise please contact the Provincial Archeology Branch at 250-953-3334 | Central Commercial & Residential Services
EP-2022-09182 | 2023-05-23 | 4506 BELLEVUE DRIVE, Vancouver, BC V6R 1E3 | Electrical Permit | Residential | Addition | Completed | Installation / Repair - Residential - Installation of 11 PV solar panels on a sloped roof. BP: Exterior alterations to install solar voltaic panels at the roof of this existing one family dwelling with secondary suite building on this site. Structural Schedule B, Carlos I. Iriondo, P. Eng. phone# 604.971.4349 OK to process as DTI as per M. Lee September 27, 2022 | Penfolds Roofing Inc.
GP-2022-03148 | 2022-10-14 | 2185 BONACCORD DRIVE, Vancouver, BC V5P 2N8 | Gas Permit | Residential | New | Completed | Residential - Install fireplace only >BP: To construct a 2 storey one-family dwelling with a secondary suite located in the Basement ($932,125) with an open parking pad, providing 1 parking space, having vehicular access from the 20' Lane. | JOT MECHANICAL LTD
SP-2022-01026 | 2022-06-23 | 2185 BONACCORD DRIVE, Vancouver, BC V5P 2N8 | Sprinkler Permit | Residential | New | Completed | Residential - New sprinkler system >To construct a 2 storey one-family dwelling with a secondary suite located in the Basement ($932,125) with an open parking pad, providing 1 parking space, having vehicular access from the 20' Lane. 1. Covenant registered at the Land Title Office under CA7085985 2. No Strata Titling permitted 3. A/C proposed – Exterior component located in rear yard, Interior component located in main floor storage room 4. Schedule B: (JASON HUI) P.Eng (778.319.3403) Structural 5. Schedule B: (JASON HUI) P.Eng (778.319.3403) Geotechnical 6. HPO: Residential Builder- Brillion Homes Ltd Note: This is a 2 storey building pursuant to the Zoning and Development By-Law **THIS PERMIT HAS BEEN ISSUED UNDER THE REQUIREMENTS OF VBBL #12511 (2019) ** | Haven Fire Protection Ltd
EP-2023-03450 | 2023-04-28 | 2185 BONACCORD DRIVE, Vancouver, BC V5P 2N8 | Electrical Permit | Residential | New | Cancelled | Installation / Repair - Residential - Low Voltage Job, Alarm, CCTV Installation. >BP: To construct a 2 storey one-family dwelling with a secondary suite located in the Basement ($932,125) with an open parking pad, providing 1 parking space, having vehicular access from the 20' Lane. 1. Covenant registered at the Land Title Office under CA7085985 2. No Strata Titling permitted 3. A/C proposed – Exterior component located in rear yard, Interior component located in main floor storage room 4. Schedule B: (JASON HUI) P.Eng (778.319.3403) Structural 5. Schedule B: (JASON HUI) P.Eng (778.319.3403) Geotechnical 6. HPO: Residential Builder- Brillion Homes Ltd Note: This is a 2 storey building pursuant to the Zoning and Development By-Law **THIS PERMIT HAS BEEN ISSUED UNDER THE REQUIREMENTS OF VBBL #12511 (2019) ** | ABC Home Automation Ltd
PP-2022-00534 | 2022-02-16 | 2185 BONACCORD DRIVE, Vancouver, BC V5P 2N8 | Plumbing Permit | Residential | New | Completed | Residential - 1FD - Sump To construct a 2 storey one-family dwelling with a secondary suite located in the Basement with an open parking pad, providing 1 parking space, having vehicular access from the 20' Lane. 1. Covenant registered at the Land Title Office under CA7085985 2. No Strata Titling permitted 3. A/C proposed – Exterior component located in rear yard, Interior component located in main floor storage room | BESTWAY EXCAVATING & DEMOLITION 2008 LTD
GP-2022-01791 | 2022-06-13 | 2185 BONACCORD DRIVE, Vancouver, BC V5P 2N8 | Gas Permit | Residential | New | Completed | Residential - all black iron piping include fittings.2psi natural gas line. Complete installation for boiler. Piping only for 2 kitchens,1fireplace and 1 bbq. >To construct a 2 storey one-family dwelling with a secondary suite located in the Basement ($932,125) with an open parking pad, providing 1 parking space, having vehicular access from the 20' Lane. 1. Covenant registered at the Land Title Office under CA7085985 2. No Strata Titling permitted 3. A/C proposed – Exterior component located in rear yard, Interior component located in main floor storage room 4. Schedule B: (JASON HUI) P.Eng (778.319.3403) Structural 5. Schedule B: (JASON HUI) P.Eng (778.319.3403) Geotechnical 6. HPO: Residential Builder- Brillion Homes Ltd Note: This is a 2 storey building pursuant to the Zoning and Development By-Law Address Information: Note: As a result of the construction of a new one family dwelling with a secondary suite, the existing laneway house address, 2181 Bonaccord Dr, will be cancelled and replaced with a suite number. The site will be as follows: **THIS PERMIT HAS BEEN ISSUED UNDER THE REQUIREMENTS OF VBBL #12511 (2019) ** Amend: Mar 21st, 2023 Complete installation for Stove in main kitchen 65000 btu and Bbq box 50000 btu. | POLLY MECHANICAL LTD
NULL | NULL | 2185 BONACCORD DRIVE, Vancouver, BC V5P 2N8 | Plumbing Permit | Residential | New | Draft | Residential - plumbing work | NULL
PP-2022-01413 | 2022-04-27 | 2185 BONACCORD DRIVE, Vancouver, BC V5P 2N8 | Plumbing Permit | Residential | New | Completed | Residential - 1FD+SS - #1 & #2 - PLUMBING WORK To construct a 2 storey one-family dwelling with a secondary suite located in the Basement with an open parking pad, providing 1 parking space, having vehicular access from the 20' Lane. 1. Covenant registered at the Land Title Office under CA7085985 2. No Strata Titling permitted 3. A/C proposed – Exterior component located in rear yard, Interior component located in main floor storage room | NULL
EP-2022-05445 | 2022-08-08 | 2185 BONACCORD DRIVE, Vancouver, BC V5P 2N8 | Electrical Permit | Residential | New | Completed | Installation / Repair - Residential - Electrical Installation Of the single family dwelling new service to be installed as recently built laneway has new service on it and the was removed by the bc hydro before the demolition of the old building. To construct a 2 storey one-family dwelling with a secondary suite located in the Basement with an open parking pad, providing 1 parking space, having vehicular access from the 20' Lane. 1. Covenant registered at the Land Title Office under CA7085985 2. No Strata Titling permitted 3. A/C proposed – Exterior component located in rear yard, Interior component located in main floor storage room 4. Schedule B: (JASON HUI) P.Eng (778.319.3403) Structural 5. Schedule B: (JASON HUI) P.Eng (778.319.3403) Geotechnical 6. HPO: Residential Builder- Brillion Homes Ltd AMEND: DEC 2/2022 ADD GROUNDING & BONDING. MANUALLY ENTER SERVICE INSPECTION | Majoris Electrical Controls and Systems Ltd
GP-2022-02933 | 2022-09-28 | 2226 BONACCORD DRIVE, Vancouver, BC V5P 2N9 | Gas Permit | Residential | Renovation - Dwelling Unit(s) only | Completed | Residential - Installing gas boiler | Reid Brothers Plumbing & Heating Ltd
GP-2022-01049 | 2022-04-05 | 2318 BONACCORD DRIVE, Vancouver, BC V5P 2N9 | Gas Permit | Residential | Renovation - Dwelling Unit(s) only | Completed | Residential - BOILER REPLACEMENT | CoStar Home Energy Ltd
PP-2022-01914 | 2022-06-08 | 1339 BURNABY STREET, Vancouver, BC V6E 1R2 | Plumbing Permit | Commercial | Tenant Improvement | Completed | Commercial - Repiping of 14 suites | BMS Plumbing & Mechanical Systems Ltd
EP-2022-10750 | 2022-12-22 | 1339 BURNABY STREET, Vancouver, BC V6E 1R2 | Electrical Permit | Residential | Renovation | Issued | Installation / Repair - Residential - upgrading kitchens , lights and installing smoke alarms of14 units and common area including lobby, stairs, parking, hallways Interior alterations to provide improvements by renovating the kitchens in all the units of this multiple dwelling building on this site. | Shawn Electric Ltd
NULL | NULL | 1339 BURNABY STREET, Vancouver, BC V6E 1R2 | Electrical Permit | Residential | Renovation - Dwelling Unit(s) only | Draft | Installation / Repair - Residential - upgrading kitchen outlets and installing smoke alarms of 16 units | Shawn Electric Ltd
NULL | NULL | 1339 BURNABY STREET, Vancouver, BC V6E 1R2 | Plumbing Permit | Commercial | Renovation - Dwelling Unit(s) only | Withdrawn | Commercial - Re piping, installing new tubs and rough-ins, new drains | MYK Construction Ltd
PP-2023-00289 | 2023-01-27 | 1339 BURNABY STREET, Vancouver, BC V6E 1R2 | Plumbing Permit | Commercial | Renovation - Dwelling Unit(s) only | Issued | Commercial - Changing fixtures, installing tubs and drains, new sinks and appliances >BP: Interior alterations to provide improvements by renovating the kitchens in all the units of this multiple dwelling building on this site. March 3/2023- AMEND Please remove 13 fixtures from permit and issue credit for it. There is no shower in the building. | Hamid Hossain Abadi Farhani
EP-2023-06541 | 2023-07-20 | 1396 BURNABY STREET, Vancouver, BC V6E 1P9 | Electrical Permit | Commercial | Tenant Improvement | Completed | Installation / Repair - Commercial - Installation of new 100-amp 208-volt 3 phase disconnect c/w time delay fuses; new 30-amp fused disconnect with 15-amp fuse to reconnect the cab light circuit; new #6 ground wire to be hypressed to the main ground in the electrical room; new Cat 5 cable for elevator phone; (2) new GFCI receptacles in elevator machine room and the pit; (2) new caged LED lights in the elevator machine room and the pit. | Action Electric Ltd
EP-2023-05704 | 2023-06-27 | 1433 BURNABY STREET, Vancouver, BC V6G 1W6 | Electrical Permit | Commercial | Renovation - Dwelling Unit(s) only | Completed | Installation / Repair - Commercial - Install new panel, new kitchen circuits, new smoke alarms in bedroom also new lights plugs and switches. >BP: Interior alterations to provide improvements to the bathroom and kitchen in this existing unit PH802 on the 8th floor of this multiple dwelling building on this site. Scope of work includes: fire stopping where applicable, remove partition wall in kitchen to create open concept, re&re bathroom fixtures/finishes, millwork, appliances, flooring, plumbing and electrical work. Architectural/ Plumbing/ Electrical Schedule B - John J McCuaig, P.Eng. - 604.255.0992 OK to process as DTI as per W. Wong June 13, 2023 | Vancouver Telectric Services Ltd
PP-2023-02836 | 2023-08-10 | 1433 BURNABY STREET, Vancouver, BC V6G 1W6 | Plumbing Permit | Commercial | Renovation - Dwelling Unit(s) only | Completed | Commercial - Will be replacing the bathtub and diverter valve. Will also be installing a new dishwasher. >BP: #PH802 Interior alterations to provide improvements to the bathroom and kitchen in this existing unit PH802 on the 8th floor of this multiple dwelling building on this site. Scope of work includes: fire stopping where applicable, remove partition wall in kitchen to create open concept, re&re bathroom fixtures/finishes, millwork, appliances, flooring, plumbing and electrical work. | Salvatore Borello
NULL | NULL | 3378 CAMBIE STREET, Vancouver, BC V5Z 2W5 | Gas Permit | Residential | NULL | Withdrawn | Residential | Fast Track Appliances Ltd
PP-2022-00891 | NULL | 3456 CAMBIE STREET, Vancouver, BC V5Z 2W8 | Plumbing Permit | Commercial | Tenant Improvement | Withdrawn | Commercial - add new fixtures at locations specd | AQUA KING MECHANICAL LTD
EP-2022-02056 | 2022-03-16 | 3456 CAMBIE STREET, Vancouver, BC V5Z 2W8 | Electrical Permit | Commercial | Renovation | Completed | Installation / Repair - Commercial - Running new circuits, adding kitchen appliances, emergency lighting, exit signs, lighting contractor with automatic shutoff -For grounding, shouldn’t affect the service, it’s just bonding the circuits and data wires. (CF-2022-002479) | The Electric Firm Inc
PP-2023-01820 | 2023-06-12 | 3456 CAMBIE STREET, Vancouver, BC V5Z 2W8 | Plumbing Permit | Commercial | Tenant Improvement | Completed | Commercial - Relocation of Fixtures and Adding new Fixtures 50 GMP GI: 2-comp, MS, DW CF-2022-002479 >BP: CF-2022-002479 - Interior and exterior alterations to provide Tenant Improvements for Restaurant Class 1 tenant in this existing commercial building. Exterior renovations are limited to adding a new kitchen exhaust and MUA on the roof and replace the siding at the rear of this building. | Incircle Service Group Inc
EP-2022-06313 | 2022-07-27 | 3492 CAMBIE STREET, Vancouver, BC V5Z 2W8 | Electrical Permit | Commercial | Renovation | Completed | Installation / Repair - Commercial - Extra low voltage only Tel/data/POS/WiFi Interior alterations to update the existing Restaurant Class 1 in the one story building on this site. One class 5 cooking operation. Total occupant load is 37 with 25 seats inside, 7 seats in the patio and 5 staff members. | Hook It Up Solutions Ltd
EP-2022-05005 | 2022-06-14 | 3492 CAMBIE STREET, Vancouver, BC V5Z 2W8 | Electrical Permit | Commercial | Renovation | Completed | Installation / Repair - Commercial - Renovation of existing Starbucks. Upgrade lighting with new, relocate and add new branch circuits for bar area. New time clock for lighting controls. Replace exit and emergnecy with new -grounding and bonding because we need to bond the data rack in the stockroom and bond communications conduits. No changes to electrical service - existing panels to remain. Also, there is NO fire alarm on this project. >BP: Interior alterations to update the existing Restaurant Class 1 in the one story building on this site. One class 5 cooking operation. Total occupant load is 37 with 25 seats inside, 7 seats in the patio and 5 staff members. Note: Application is reviewed under VBBL 2019. | Charles Richard Pawluk o/a United Electrical Systems Ltd
PP-2022-01843 | 2022-06-03 | 3492 CAMBIE STREET, Vancouver, BC V5Z 2W8 | Plumbing Permit | Commercial | Renovation | Completed | Commercial - Complete renovation >BP: Interior alterations to update the existing Restaurant Class 1 in the one story building on this site. One class 5 cooking operation. Total occupant load is 37 with 25 seats inside, 7 seats in the patio and 5 staff members. Note: Application is reviewed under VBBL 2019. | HOMEGROWN MECHANICAL LTD
EP-2022-07800 | 2022-09-16 | 3530 CAMBIE STREET, Vancouver, BC V5Z 2X1 | Electrical Permit | Residential | Renovation - Dwelling Unit(s) only | Completed | Installation / Repair - Residential - Replacing broken fire alarm panel and devices. Not any wiring is required. Note: This permit has been issued based on Bulletin 2018-004-BU/EL. This fire alarm system upgrade is limited only to the replacement of existing fire alarm panel and devices without altering the existing wiring or outlet boxes. | Levan Electrical Services Inc
NULL | NULL | 3530 CAMBIE STREET, Vancouver, BC V5Z 2X1 | Electrical Permit | Commercial | NULL | Draft | Annual / Operating - Fire Alarm Panel Replacement | NULL
NULL | NULL | 3530 CAMBIE STREET, Vancouver, BC V5Z 2X1 | Gas Permit | Residential | Renovation | Withdrawn | Residential | Costello and Co. Plumbing Inc
NULL | NULL | 3530 CAMBIE STREET, Vancouver, BC V5Z 2X1 | Gas Permit | Residential | Renovation - Dwelling Unit(s) only | Draft | Residential - On demand water heater | Costello and Co. Plumbing Inc
PP-2022-03341 | 2022-09-23 | 3630 CAMBIE STREET, Vancouver, BC V5Z 2X2 | Plumbing Permit | Commercial | Renovation | Completed | Commercial - Replacing old clay sewer line with new ABS sewer line The piping being replaced is only on private property - nothing on city property. We are just replacing the old sewer line on the property and replacing it with new sewer line to upgrade the pipe. | Red Seal Drainage & Plumbing Inc
EP-2023-00428 | 2023-01-24 | 3630 CAMBIE STREET, Vancouver, BC V5Z 2X2 | Electrical Permit | Residential | Renovation | Completed | Installation / Repair - Residential - Voluntary upgrade of existing fire alarm system (fire alarm panel and devices). We will be replacing the existing fire alarm panel with a new fire alarm panel. All non compatible devices will be replaced. Signaling devices will be kept as it is. We wont do any wiring. Note: This permit has been issued based on Bulletin 2018-004-BU/EL. This fire alarm system upgrade is limited only to the replacement of existing panel and devices without altering the existing wiring or outlet boxes. Amend: Jan 26th, 2023 Verification report for fire alarm work | Prowatt Electric Inc
EP-2022-00162 | 2022-01-19 | 3637 CAMBIE STREET, Vancouver, BC V5Z 2X3 | Electrical Permit | Commercial | Tenant Improvement | Completed | Installation / Repair - Commercial - Provide 125 amp fusing and an auxiliary contact for battery lowering device. Replace existing receptacles in machine rm & pit with new GFCI type. Replace existing fixtures with new LED c/w wire guard in machine room & pit. Provide new baseboard heater & fan c/w t-stat. | Action Electric Ltd
EP-2022-04561 | 2022-06-01 | 6981 BROOKS STREET, Vancouver, BC V5S 3J8 | Electrical Permit | Residential | Tenant Improvement | Completed | Installation / Repair - Residential - Electrical install of heat pump. BP not required. No change to existing service. | Moore And Russell Heating And Air Conditioning Ltd
EP-2023-00076 | 2023-01-09 | 485 BROUGHTON STREET, Vancouver, BC | Electrical Permit | Commercial | Addition | Completed | Installation / Repair - Commercial - Installation of 1 to 3 baseboard heaters, on 1 circuit. -No digging at all, no cutting of drywall. Cable to be interiorly surface mounted. ***NOTE: If work on this site could lead to ground disturbance (impacting soil) advise applicant to contact the Provincial Archaeology Branch at 250-953-3334 for a list of archaeological consultants, who when retained by the proponent, will apply on the proponent’s behalf for the necessary archaeological permits. In addition, please be advised that reports from an Archaeologist (Archaeological Overview Assessment (AOA) or Archaeological Impact Assessment (AIA) reports) and archaeological/heritage inspection permits from the First Nations may be necessary prior to the release of your City of Vancouver permits. | TCA Industries Ltd
EP-2022-09010 | 2022-10-27 | 485 BROUGHTON STREET, Vancouver, BC | Electrical Permit | Commercial | Addition | Completed | Installation / Repair - Commercial - Installation of one emergency exit sign - looking at doing is coming out of the panel with a new circuit, surface mounting the cable, and into a single interior exit sign. If work on this site could lead to ground disturbance (impacting soil) advise applicant to contact the Provincial Archaeology Branch at 250-953-3334 for a list of archaeological consultants, who when retained by the proponent, will apply on the proponent’s behalf for the necessary archaeological permits. In addition, please be advised that reports from an Archaeologist (Archaeological Overview Assessment (AOA) or Archaeological Impact Assessment (AIA) reports) and archaeological/heritage inspection permits from the First Nations may be necessary prior to the release of your City of Vancouver permits. | TCA Industries Ltd
EP-2022-06414 | 2022-07-29 | 840 BROUGHTON STREET, Vancouver, BC V6G 2A1 | Electrical Permit | Commercial | Renovation - Dwelling Unit(s) only | Completed | Installation / Repair - Commercial - Minor renovations to kitchen & bathroom (bath fan & GFCI receptacle). Installation of panel or panel inserts - in same location. Lighting - Adding less than 10% to the energy load - lighting compliance not required. | Wespac Electrical Contractor Ltd
PP-2023-01909 | 2023-05-30 | 840 BROUGHTON STREET, Vancouver, BC V6G 2A1 | Plumbing Permit | Commercial | New | Issued | Commercial - install new DCVA on potable water system as per COV | Inline Sales & Service Ltd
SP-2023-01777 | NULL | 840 BROUGHTON STREET, Vancouver, BC V6G 2A1 | Sprinkler Permit | Commercial | Addition | In Review | Commercial - For sprinkler system alterations to the 2019 VBBL, NFPA 13, 2013 and NFPA 14, 2013 for the retroactive installation of an 150 mm (6") AMES 2000 SS DCVA on the existing fire protection system in this existing building. Notes: 1. Fire protection Engineer of record Ryan Pavey, P.Eng. of Cardinal Engineering T: (604) 605 0606 E: pavey@cardinalfire.ca 2. One set of approved drawings and permit to be available for viewing at the jobsite. 3. Separate permit and documents required for any electrical or fire alarm related work. ***If the building is equipped with a fire alarm system the DCVA must be monitored by the fire alarm system.*** | Titan Fire Protection Ltd
EP-2022-00789 | 2022-02-02 | 655 BURRARD STREET, Vancouver, BC V6C 2R7 | Electrical Permit | Commercial | NULL | Expired | Annual / Operating - Renewal of Annual operating permit -Renewal: EP-2021-01029 -Valid: February 6, 2022 - February 5, 2023 | Western Waves Electric Ltd
SP-2023-01986 | 2023-11-20 | 655 BURRARD STREET, Vancouver, BC V6C 2R7 | Sprinkler Permit | Commercial | New | Issued | Commercial - For sprinkler system alterations to the 2019 VBBL and NFPA 13, 2013 for the tenant improvements to replace the existing copper pipe with new steel pipe on the twenty-sixth floor of this existing hotel. Engineer of Record: Dan Wong 778-847-0572 denveng7@gmail.com | Priority Fire Systems Ltd
SP-2023-01984 | 2023-11-20 | 655 BURRARD STREET, Vancouver, BC V6C 2R7 | Sprinkler Permit | Commercial | New | Issued | Commercial - For sprinkler system alterations to the 2019 VBBL and NFPA 13, 2013 for the tenant improvements to replace the existing copper pipe with new steel pipe on the fifth floor of this existing hotel. Engineer of Record: Dan Wong 778-847-0572 denveng7@gmail.com | Priority Fire Systems Ltd
EP-2023-05048 | 2023-06-07 | 655 BURRARD STREET, Vancouver, BC V6C 2R7 | Electrical Permit | Commercial | Addition | Completed | Installation / Repair - Commercial - Installation of a ULC listed dialer for the monitoring of the fire panel only | Chubb Fire & Security Canada Corp
EP-2023-01077 | 2023-02-08 | 655 BURRARD STREET, Vancouver, BC V6C 2R7 | Electrical Permit | Commercial | NULL | Expired | Annual / Operating - Renewal of Annual operating permit Renewal of EP-2022-00789 Valid: February 6, 2023 - February 5, 2024 | Western Waves Electric Ltd
EP-2022-06743 | 2022-08-12 | 655 BURRARD STREET, Vancouver, BC V6C 2R7 | Electrical Permit | Commercial | Addition | Completed | Installation / Repair - Commercial - A dryer will be added. Pull cable to new dryer location. Add disconnect switch and make connection - Existing chase-ways will be used for cable pull. | Western Waves Electric Ltd
EP-2022-06419 | 2022-07-29 | 666 BURRARD STREET, Vancouver, BC V6C 2X8 | Electrical Permit | Commercial | Tenant Improvement | Completed | Installation / Repair - Commercial - Relocate lighting, add new pot lights, add lighting control, new receptacles and data cabling. >BP: Interior alterations to provide tenant improvements for a new office tenant on the 23rd floor (#2368) of this existing commercial building on this site. Scope of work: Demolish interior walls and glazing, remove existing doors and frames, construct new partition walls, new sliding glass doors, millwork, card reader, new t-bar ceiling, new paint and electric work to suit. TENANT: Keltic Development OK for Field Review per Andrew W - June 1/22 Building Sprinklered – Separate sprinkler permit required for proposed sprinkler work. E2 - Lighting - Upgrade to Local Control (per 9.4.1.1.(a) of ASHRAE 90.1-2016) Energy checklist is currently no longer required with your Building Permit (BP) application. Some supporting documents are still required at BP stage, specifically Envelope and HVAC, if applicable. Service Water Heating and Lighting supporting documents, if applicable, must be submitted with your related trades permits (e.g. electrical and plumbing). All energy upgrades will be checked during inspections stage. It is the applicant’s responsibility to identify and note all required upgrades including energy upgrades on their BP drawings at BP stage. | Mott Electric General Partnership
SP-2022-01227 | 2022-08-02 | 666 BURRARD STREET, Vancouver, BC V6C 2X8 | Sprinkler Permit | Commercial | Tenant Improvement | Completed | Commercial - UNIT #2368 - 23RD FLOOR - ADD AND RELOCATE 5 SPRINKLER HEADS #2368 - 23rd Floor Interior alterations to provide tenant improvements for a new office tenant on the 23rd floor (#2368) of this existing commercial building on this site. Scope of work: Demolish interior walls and glazing, remove existing doors and frames, construct new partition walls, new sliding glass doors, millwork, card reader, new t-bar ceiling, new paint and electric work to suit. *****This application does not include any of the following: 1. Not more than 20 sprinklers (add, relocate, or remove), 2. hydraulic calculations, 3. change in occupancy and /or hazard classification, 4. warehouse storage arrangements, 5. mobile compact storage arrangements, 6. alternative solutions, 7. changes to the sprinkler system supply piping (e.g. valves, mains, cross-mains, branch-lines, etc.), or 8. flexible sprinkler pipe. | Priority Fire Systems Ltd
NULL | NULL | 666 BURRARD STREET, Vancouver, BC V6C 2X8 | Electrical Permit | Commercial | NULL | Withdrawn | Annual / Operating | Mott Electric General Partnership
PP-2022-02237 | 2022-06-30 | 666 BURRARD STREET, Vancouver, BC V6C 2X8 | Plumbing Permit | Commercial | Tenant Improvement | Completed | Commercial - Install plumbing fixtures >BP: #1520 - 15th floor Interior alterations to provide tenant improvements for an existing office tenant on the 15th floor (#1520) in this existing commercial building on this site. Scope of work: remove/construct partition walls, doors, millwork, finishes, electrical, mechanical, plumbing and sprinkler work. TENANT: Stikeman Elliot | DAVIDSON BROS MECHANICAL CONTRACTORS
EP-2022-05262 | 2022-06-21 | 666 BURRARD STREET, Vancouver, BC V6C 2X8 | Electrical Permit | Commercial | Tenant Improvement | Issued | Installation / Repair - Commercial - Install UPS, add panel and receptacles >BP: Interior alterations: Interior alterations to provide tenant improvement for this office tenant on the 35th floor and providing 3 mag. lock to 3 interior door. CRP: Alan Nakaska, Architect, Tel. 604-683-4145 Email: alan.nakaska@kasian.com Note: "This permit has been reviewed under the 2019 Vancouver Building By-law (#12511)." | Mott Electric General Partnership
SP-2022-01121 | 2022-07-15 | 666 BURRARD STREET, Vancouver, BC V6C 2X8 | Sprinkler Permit | Commercial | Tenant Improvement | Completed | Commercial - Add and relocate sprinkler heads #1520 - 15th floor Interior alterations to provide tenant improvements for an existing office tenant on the 15th floor (#1520) in this existing commercial building on this site. Scope of work: remove/construct partition walls, doors, millwork, finishes, electrical, mechanical, plumbing and sprinkler work. TENANT: Stikeman Elliot *****This application does not include any of the following: 1. Not more than 20 sprinklers (add, relocate, or remove), 2. hydraulic calculations, 3. change in occupancy and /or hazard classification, 4. warehouse storage arrangements, 5. mobile compact storage arrangements, 6. alternative solutions, 7. changes to the sprinkler system supply piping (e.g. valves, mains, cross-mains, branch-lines, etc.), or 8. flexible sprinkler pipe. | Viking Fire Protection Inc
EP-2022-08264 | 2022-10-03 | 666 BURRARD STREET, Vancouver, BC V6C 2X8 | Electrical Permit | Commercial | Tenant Improvement | Completed | Installation / Repair - Commercial - Demo, new lighting, control, receptacles, exit signs and data cabling #1560 - 15th Floor (#1560 & #1570 combined) Interior alterations to provide tenant improvements to an existing office tenant to expand into an adjacent unit on the 15th floor, combining #1560 & #1570 (retaining #1560), in this existing commercial building building on the site. Scope of work: demo demising wall and partition walls, and construct new partition walls, glazed panels, doors for new layout. Relocate kitchen, and install new millwork, sink, appliances. HVAC, electrical, plumbing, sprinklers to suit. TENANT: Marcon Development Ltd | Mott Electric General Partnership
PP-2022-03473 | 2022-10-03 | 666 BURRARD STREET, Vancouver, BC V6C 2X8 | Plumbing Permit | Commercial | Tenant Improvement | Completed | Commercial - Fixtures #1560 - 15th Floor (#1560 & #1570 combined) Interior alterations to provide tenant improvements to an existing office tenant to expand into an adjacent unit on the 15th floor, combining #1560 & #1570 (retaining #1560), in this existing commercial building building on the site. Scope of work: demo demising wall and partition walls, and construct new partition walls, glazed panels, doors for new layout. Relocate kitchen, and install new millwork, sink, appliances. HVAC, electrical, plumbing, sprinklers to suit. TENANT: Marcon Development Ltd | DAVIDSON BROS MECHANICAL CONTRACTORS
EP-2022-06948 | 2022-08-18 | 666 BURRARD STREET, Vancouver, BC V6C 2X8 | Electrical Permit | Commercial | Tenant Improvement | Completed | Installation / Repair - Commercial - demo power and replace base building lights to new LED >BP: #770 - 7th floor Interior demolition of non load-bearing partition walls on the 7th floor ((#770) to this vacant office space in this existing commercial building. Scope of work: demolish all partition walls, doors, ceiling, finishes to return to a "shell" office space. Energy upgrade exempt: Interior demolition Separate permit(s) and energy upgrade will be required for any tenant improvements to this space. | Blueline Electrical Services Ltd
EP-2022-09166 | 2022-10-31 | 666 BURRARD STREET, Vancouver, BC V6C 2X8 | Electrical Permit | Commercial | Renovation | Completed | Installation / Repair - Commercial - Demolition, Add circuit breakers to Existing Panel, Add branch wiring (Receptacles; Wiremold; Pac Pole ; System Furniture Connections; TV Boxes; Dedicated 20A Circuits for server Equipment), RE&RE Pot lights and 2X4 Fixtures, Re & Re Exit Signs, Re & RE Fire Alarm Speakers, Add New Fire Alarm Speaker, Install Cat 6 drops, Re & Re Card Reader, Seismic All Fixtures >BP: Interior alterations to provide a full floor tenant improvements for an existing office tenant at on the 31st floor (#3100) of this existing commercial building on this site. Scope of work: Demolish all interior/partition walls, glass, existing doors and frames. Construct new partition walls, new millwork, electrical and sprinkler work to suit. TENANT: Masimo Canada ULC OK For Field Review per Shelley D - June 7/22 Building Sprinklered – Separate sprinkler permit required for proposed sprinkler work. E2 - Retrofit Path: BOMA BESt (Path 1) - No Additional Upgrades Req'd Energy checklist is currently no longer required with your Building Permit (BP) application. Some supporting documents are still required at BP stage, specifically Envelope and HVAC, if applicable. Service Water Heating and Lighting supporting documents, if applicable, must be submitted with your related trades permits (e.g. electrical and plumbing). All energy upgrades will be checked during inspections stage. It is the applicant’s responsibility to identify and note all required upgrades including energy upgrades on their BP drawings at BP stage. Amend: Dec 21, 2022 revise permit scope to include Class 1/2 wiring, we simply missed the check-box | Leading Edge Electric Inc
EP-2022-08927 | 2023-01-19 | 666 BURRARD STREET, Vancouver, BC V6C 2X8 | Electrical Permit | Commercial | Addition | Completed | Installation / Repair - Commercial - Install 1 Card Reader Door NO MAG LOCKS >BP: Interior alterations to provide tenant improvements to an existing office tenant to expand into an adjacent unit on the 23rd floor, combining #2348 & #2358, in this existing commercial building building on the site. Scope of work: demo demising wall and partition walls, and construct new partition walls, glazed panels, doors for new layout. Electrical, plumbing, sprinklers to suit. OK For Field Review as per N. Jalalkamali Oct 7, 2022 Letters of Assurance submitted: Schedule A by Glenn Roethlingshoefer, Architect, AIBC. ph#604-631-4544 Architectural Schedule B by Glenn Roethlingshoefer, Architect, AIBC. ph#604-631-4544 Mechanical/Plumbing Schedule B by Kai Chen, P.Eng. Ph#604-687-1800. Electrical Schedule B by Roger Dupuis, P. Eng., LEED AP. ph#604-569-6500. E2 - Lighting - Upgrade to incorporate Scheduled Shutoff (per 9.4.1.1.(i) of ASHRAE 90.1-2016) | PALADIN TECHNOLOGIES INC
SP-2022-01730 | 2022-10-20 | 666 BURRARD STREET, Vancouver, BC V6C 2X8 | Sprinkler Permit | Commercial | Tenant Improvement | Completed | Commercial - Add & relocate sprinkler heads for tenant improvement. >BP: #3100 - 31st Floor (Full Floor) Interior alterations to provide a full floor tenant improvements for an existing office tenant at on the 31st floor (#3100) of this existing commercial building on this site. Scope of work: Demolish all interior/partition walls, glass, existing doors and frames. Construct new partition walls, new millwork, electrical and sprinkler work to suit. TENANT: Masimo Canada ULC Letters of Assurance submitted: Schedule A and Architectural Schedule B by Ken Wong, Architect, AIBC, 604.899.4549 Electrical Schedule B by Roger Dupuis, P.Eng., 604.569.6500 Plumbing/Mechanical Schedule B by Khai Chen, P.Eng., 604.687.1800 OK For Field Review per Shelley D - June 7/22 Building Sprinklered – Separate sprinkler permit required for proposed sprinkler work. *****This application does not include any of the following: 1. Not more than 20 sprinklers (add, relocate, or remove), 2. hydraulic calculations, 3. change in occupancy and /or hazard classification, 4. warehouse storage arrangements, 5. mobile compact storage arrangements, 6. alternative solutions, 7. changes to the sprinkler system supply piping (e.g. valves, mains, cross-mains, branch-lines, etc.), or 8. flexible sprinkler pipe. | Priority Fire Systems Ltd
SP-2022-01674 | 2022-10-13 | 666 BURRARD STREET, Vancouver, BC V6C 2X8 | Sprinkler Permit | Commercial | Tenant Improvement | Completed | Commercial - UNIT #1560 - 15TH FLOOR - Add and relocate sprinkler heads for tenant improvement. >BP: #1560 - 15th Floor (#1560 & #1570 combined) Interior alterations to provide tenant improvements to an existing office tenant to expand into an adjacent unit on the 15th floor, combining #1560 & #1570 (retaining #1560), in this existing commercial building building on the site. Scope of work: demo demising wall and partition walls, and construct new partition walls, glazed panels, doors for new layout. Relocate kitchen, and install new millwork, sink, appliances. HVAC, electrical, plumbing, sprinklers to suit. *****This application does not include any of the following: 1. Not more than 20 sprinklers (add, relocate, or remove), 2. hydraulic calculations, 3. change in occupancy and /or hazard classification, 4. warehouse storage arrangements, 5. mobile compact storage arrangements, 6. alternative solutions, 7. changes to the sprinkler system supply piping (e.g. valves, mains, cross-mains, branch-lines, etc.), or 8. flexible sprinkler pipe. | Priority Fire Systems Ltd
PP-2022-03980 | 2022-11-03 | 666 BURRARD STREET, Vancouver, BC V6C 2X8 | Plumbing Permit | Commercial | Renovation | Completed | Commercial - Changing ABS drainage to XFR Installing (1) DCVA #3100 - 31st Floor (Full Floor) Interior alterations to provide a full floor tenant improvements for an existing office tenant at on the 31st floor (#3100) of this existing commercial building on this site. Scope of work: Demolish all interior/partition walls, glass, existing doors and frames. Construct new partition walls, new millwork, electrical and sprinkler work to suit. TENANT: Masimo Canada ULC | PACIFIC FLO MECHANICAL
EP-2023-00057 | 2023-01-05 | 666 BURRARD STREET, Vancouver, BC V6C 2X8 | Electrical Permit | Commercial | NULL | Expired | Annual / Operating - Misc electrical work throughout Expired EP-2022-00136 Valid January 11th, 2023 to January 10th, 2024 | Mott Electric General Partnership
EP-2023-00175 | 2023-01-19 | 666 BURRARD STREET, Vancouver, BC V6C 2X8 | Electrical Permit | Commercial | Tenant Improvement | Completed | Installation / Repair - Commercial - 1801 SF (Suites 2348+2358) Tie to the Existing Bennett Jones Space - Electrical Demolition - Remove and relocate existing base building fluorescents - Add some pot lights and Edge-Lit Exits - Relocate Switches and add Occupancy sensors per offices - Add power and data outlets and cables >BP: Interior alterations to provide tenant improvements to an existing office tenant to expand into an adjacent unit on the 23rd floor, combining #2348 & #2358, in this existing commercial building building on the site. Scope of work: demo demising wall and partition walls, and construct new partition walls, glazed panels, doors for new layout. Electrical, plumbing, sprinklers to suit. OK For Field Review as per N. Jalalkamali Oct 7, 2022 Letters of Assurance submitted: Schedule A by Glenn Roethlingshoefer, Architect, AIBC. ph#604-631-4544 Architectural Schedule B by Glenn Roethlingshoefer, Architect, AIBC. ph#604-631-4544 Mechanical/Plumbing Schedule B by Kai Chen, P.Eng. Ph#604-687-1800. Electrical Schedule B by Roger Dupuis, P. Eng., LEED AP. ph#604-569-6500. E2 - Lighting - Upgrade to incorporate Scheduled Shutoff (per 9.4.1.1.(i) of ASHRAE 90.1-2016) | Mott Electric General Partnership
EP-2023-00278 | 2023-01-16 | 666 BURRARD STREET, Vancouver, BC V6C 2X8 | Electrical Permit | Commercial | Tenant Improvement | Completed | Installation / Repair - Commercial - Lighting, demo, branch wiring, class 2 (data/comm) >BP: Interior alterations to provide tenant improvements to an existing office tenant on the 3rd floor (#300) in this existing commercial building on site. Scope of work: Remove/construct a partition wall, reconfigure 2 offices into meeting rooms, remove doors/frame, new paint, electrical and sprinkler work. TENANT: Long View Systems Letters of Assurance submitted: Schedule A and Mechanical Schedule B by Kai Chen, P.Eng., 604-687-1800 Electrical Schedule B Roger Dupuis, P.Eng., 604-569-6500 Building Sprinklered – Separate sprinkler permit required for proposed sprinkler work. E2 - Lighting - Upgrade to incorporate Scheduled Shutoff (per 9.4.1.1.(i) of ASHRAE 90.1-2016) Energy checklist is currently no longer required with your Building Permit (BP) application. Some supporting documents are still required at BP stage, specifically Envelope and HVAC, if applicable. Service Water Heating and Lighting supporting documents, if applicable, must be submitted with your related trades permits (e.g. electrical and plumbing). All energy upgrades will be checked during inspections stage. It is the applicant’s responsibility to identify and note all required upgrades including energy upgrades on their BP drawings at BP stage. | Sasco Contractors Ltd
SP-2023-00066 | 2023-01-13 | 666 BURRARD STREET, Vancouver, BC V6C 2X8 | Sprinkler Permit | Commercial | Tenant Improvement | Completed | Commercial - Add and relocate sprinkler heads for tenant improvement. >Interior alterations to provide tenant improvements to an existing office tenant to expand into an adjacent unit on the 23rd floor, combining #2348 & #2358, in this existing commercial building building on the site. Scope of work: demo demising wall and partition walls, and construct new partition walls, glazed panels, doors for new layout. Electrical, plumbing, sprinklers to suit. OK For Field Review as per N. Jalalkamali Oct 7, 2022 Letters of Assurance submitted: Schedule A by Glenn Roethlingshoefer, Architect, AIBC. ph#604-631-4544 Architectural Schedule B by Glenn Roethlingshoefer, Architect, AIBC. ph#604-631-4544 Mechanical/Plumbing Schedule B by Kai Chen, P.Eng. Ph#604-687-1800. Electrical Schedule B by Roger Dupuis, P. Eng., LEED AP. ph#604-569-6500. E2 - Lighting - Upgrade to incorporate Scheduled Shutoff (per 9.4.1.1.(i) of ASHRAE 90.1-2016) *****This application does not include any of the following: 1. Not more than 20 sprinklers (add, relocate, or remove), 2. hydraulic calculations, 3. change in occupancy and /or hazard classification, 4. warehouse storage arrangements, 5. mobile compact storage arrangements, 6. alternative solutions, 7. changes to the sprinkler system supply piping (e.g. valves, mains, cross-mains, branch-lines, etc.), or 8. flexible sprinkler pipe. | Priority Fire Systems Ltd
EP-2022-10043 | 2022-11-29 | 666 BURRARD STREET, Vancouver, BC V6C 2X8 | Electrical Permit | Commercial | Renovation | Completed | Installation / Repair - Commercial - Low Voltage Control Wiring for control transformers and extra low voltage control wiring 2 VAVs, 1 Leak detection system and various space sensors. >BP: #3100 - 31st Floor (Full Floor) Interior alterations to provide a full floor tenant improvements for an existing office tenant at on the 31st floor (#3100) of this existing commercial building on this site. Scope of work: Demolish all interior/partition walls, glass, existing doors and frames. Construct new partition walls, new millwork, electrical and sprinkler work to suit. TENANT: Masimo Canada ULC | ESC Automation Inc
SP-2022-02051 | 2022-12-09 | 666 BURRARD STREET, Vancouver, BC V6C 2X8 | Sprinkler Permit | Commercial | Tenant Improvement | Issued | Commercial - UNIT#100 - RETURN THE TENANT SPACE TO BASE BUILDING SPRINKLER COVERAGE, NO OCCUPANCY HAZARD CHANGE, NO STORAGE ARRANGEMENTS, NO ALTERNATIVE SOLUTIONS INVOLVED. NO CHANGES ON SYSTEM SUPPLY PIPING. >BP: #100 - Main Floor Interior alterations to remove all non loadbearing partitions and finishes to create a shell space to this existing financial institution on the main floor (#100) of this existing commercial building on site. *****This application does not include any of the following: 1. Not more than 20 sprinklers (add, relocate, or remove), 2. hydraulic calculations, 3. change in occupancy and /or hazard classification, 4. warehouse storage arrangements, 5. mobile compact storage arrangements, 6. alternative solutions, 7. changes to the sprinkler system supply piping (e.g. valves, mains, cross-mains, branch-lines, etc.), or 8. flexible sprinkler pipe. | Priority Fire Systems Ltd
EP-2022-10413 | 2022-12-12 | 666 BURRARD STREET, Vancouver, BC V6C 2X8 | Electrical Permit | Commercial | Tenant Improvement | Issued | Installation / Repair - Commercial - Electrical Demo >Permit Amendment Oct 23, 2023 -"LED potlights added to project scope" -"See attached for Ashrae documentation" *Document(s) uploaded to "Application Documents" tab for Electrical Inspector review. Documents are at pending status at time of permit amendment approval >BP: #100 - Main Floor Interior alterations to remove all non loadbearing partitions and finishes to create a shell space to this existing financial institution on the main floor (#100) of this existing commercial building on site. | Mott Electric General Partnership
EP-2023-01010 | 2023-05-08 | 666 BURRARD STREET, Vancouver, BC V6C 2X8 | Electrical Permit | Commercial | Renovation | Completed | Installation / Repair - Commercial - Restoration - Disconnect & Remove effected area lighting - Disconnect & Remove effected area outlets - Re-install lighting fixtures - Re-install receptacles -This is a restoration project there was NO structure , distribution or layout changes. We had to replace some light fixtures because they got wet and we swapped them for same type but LED in effected area's only. Amend May 26, 2023 -EXIT SIGNS ( we need to change a few ) -FIRE ALARM ( we never touched fire alarm BUT inspector requested a verification due to restoration work ) We will work on getting VI | Grove Electric Ltd
SP-2023-00141 | 2023-01-25 | 666 BURRARD STREET, Vancouver, BC V6C 2X8 | Sprinkler Permit | Commercial | Tenant Improvement | Completed | Commercial - Add two sprinkler heads for tenant improvement. >BP: #300 - 3rd Floor Interior alterations to provide tenant improvements to an existing office tenant on the 3rd floor (#300) in this existing commercial building on site. Scope of work: Remove/construct a partition wall, reconfigure 2 offices into meeting rooms, remove doors/frame, new paint, electrical and sprinkler work. TENANT: Long View Systems >*****This application does not include any of the following: 1. Not more than 20 sprinklers (add, relocate, or remove), 2. hydraulic calculations, 3. change in occupancy and /or hazard classification, 4. warehouse storage arrangements, 5. mobile compact storage arrangements, 6. alternative solutions, 7. changes to the sprinkler system supply piping (e.g. valves, mains, cross-mains, branch-lines, etc.), or 8. flexible sprinkler pipe. | Priority Fire Systems Ltd
EP-2023-02057 | 2023-03-09 | 666 BURRARD STREET, Vancouver, BC V6C 2X8 | Electrical Permit | Commercial | Addition | Completed | Installation / Repair - Commercial - Install 5 Card Readers on Floors 8,9,10,11,16 Blue Stairwell Doors No Maglocks / Electrified Cylindrical Lockset 24VDC Site Contact - Eric Vuong // evuong@pti.xyz // 6049709982 | PALADIN TECHNOLOGIES INC
EP-2023-01599 | 2023-02-27 | 666 BURRARD STREET, Vancouver, BC V6C 2X8 | Electrical Permit | Commercial | Renovation | Completed | Installation / Repair - Commercial - Low voltage wiring for control transformer. Extra low voltage control wiring for 1 vav and leak detection | ESC Automation Inc
EP-2023-02969 | 2023-04-06 | 666 BURRARD STREET, Vancouver, BC V6C 2X8 | Electrical Permit | Commercial | Tenant Improvement | Completed | Installation / Repair - Commercial - Modify an existing Cafe to accommodate a new Cafe. No structural work. Only new cabinets. We are relocating a few existing ccts. It was a cafe and a new cafe is going in. Very similar requirements and layout. And added 3 new ccts because existing wiring gauge was too small. | Ward Electric Ltd
NULL | NULL | 666 BURRARD STREET, Vancouver, BC V6C 2X8 | Plumbing Permit | Commercial | Renovation | Draft | Commercial - relocate commercial dishwasher | New West Plumbing & Heating & Building Ltd
EP-2023-04054 | 2023-05-09 | 666 BURRARD STREET, Vancouver, BC V6C 2X8 | Electrical Permit | Commercial | Renovation | Completed | Installation / Repair - Commercial - Renovation: relocation of existing receptacles and adding new circuits for new equipment. Termination of some existing receptacles. * Hazardous Materials Assessment cleared, June 28, RMN >BP: Interior alterations to provide improvements for a new Retail (Limited Food Service) Bakery tenant at this existing Retail (Limited Food Service) unit B19 in the B1 Concourse level at this commercial building on this site. Work to include a new Type II kitchen hood exhaust. One class 2 cooking operation. Note: This application is reviewed under VBBL 2019. | NORTHERN LIGHTS ELECTRIC LTD
EP-2023-06378 | 2023-07-14 | 666 BURRARD STREET, Vancouver, BC V6C 2X8 | Electrical Permit | Commercial | Renovation | Issued | Installation / Repair - Commercial - Installation of Low Voltage Wiring for control transformers. Extra low voltage control wiring for 22 VAVs. | Ainsworth Inc
EP-2023-07015 | 2023-08-08 | 666 BURRARD STREET, Vancouver, BC V6C 2X8 | Electrical Permit | Commercial | Renovation | Issued | Installation / Repair - Commercial - Rearrange 120V, 15A for new layout. Provide power for a new 30A network cabinet. RI for LV wiring. Layout refers to work stations/desks. | Action Electric Ltd
SP-2023-01980 | 2023-10-27 | 666 BURRARD STREET, Vancouver, BC V6C 2X8 | Sprinkler Permit | Commercial | Tenant Improvement | Completed | Commercial - Cap off one sprinkler head for tenant improvement. >BP: #740 - 7th Floor Interior alterations to provide improvements to this existing general office on the 7th floor (#740) of this existing commercial building. Scope of work: Full demolition including kitchenette, ramp, access floor, workstations, furniture, appliances, sprinkler and electrical work. Separate permit is required for future tenant improvement or to change the use. | Priority Fire Systems Ltd
EP-2023-09768 | 2023-11-07 | 666 BURRARD STREET, Vancouver, BC V6C 2X8 | Electrical Permit | Commercial | Tenant Improvement | Issued | Installation / Repair - Commercial - Install power, lighting, lighting controls, exit sign, relocate/add fire alarm speakers. >BP: Interior alterations to provide improvements to an existing office unit on the 7th floor (#770) in this existing commercial building on this site. Scope of work: construct new partition walls, doors, finishes, millwork to create offices, boardroom, reception area, kitchenette to act as office show suite for the building. Electrical, plumbing work and sprinkler work. OK for Office TI Building Sprinklered - Separate sprinkler permit required for proposed sprinkler work. Energy checklist is currently no longer required with your Building Permit (BP) application. Some supporting documents are still required at BP stage, specifically Envelope and HVAC, if applicable. Service Water Heating and Lighting supporting documents, if applicable, must be submitted with your related trades permits (e.g. electrical and plumbing). | Blueline Electrical Services Ltd
SP-2023-02015 | 2023-10-31 | 666 BURRARD STREET, Vancouver, BC V6C 2X8 | Sprinkler Permit | Commercial | Tenant Improvement | Issued | Commercial - SUITE #770 - 7TH FLOOR - Add and relocate sprinkler heads for tenant improvement. >BP: #770 - 7th floor Interior alterations to provide improvements to an existing office unit on the 7th floor (#770) in this existing commercial building on this site. Scope of work: construct new partition walls, doors, finishes, millwork to create offices, boardroom, reception area, kitchenette to act as office show suite for the building. Electrical, plumbing work and sprinkler work. *****This application does not include any of the following: 1. Not more than 20 sprinklers (add, relocate, or remove), 2. hydraulic calculations, 3. change in occupancy and /or hazard classification, 4. warehouse storage arrangements, 5. mobile compact storage arrangements, 6. alternative solutions, 7. changes to the sprinkler system supply piping (e.g. valves, mains, cross-mains, branch-lines, etc.), or 8. flexible sprinkler pipe. | Priority Fire Systems Ltd
PP-2023-03841 | 2023-11-01 | 666 BURRARD STREET, Vancouver, BC V6C 2X8 | Plumbing Permit | Commercial | Tenant Improvement | Issued | Commercial - Mechanical tenant improvement to office space >BP: #770 - 7th floor Interior alterations to provide improvements to an existing office unit on the 7th floor (#770) in this existing commercial building on this site. Scope of work: construct new partition walls, doors, finishes, millwork to create offices, boardroom, reception area, kitchenette to act as office show suite for the building. Electrical, plumbing work and sprinkler work. | MCR Mechanical Ltd
EP-2023-10059 | 2023-11-22 | 666 BURRARD STREET, Vancouver, BC V6C 2X8 | Electrical Permit | Commercial | Tenant Improvement | Completed | Installation / Repair - Commercial - Demo only. Remove power, data cabling, and lighting. Reinstall base building light fixtures to suit new open shell space, new green running man exit signs. >BP: Interior alterations to remove all non load bearing partition walls and return to shell space in this vacant full floor office tenant space on the 19th floor of this existing commercial building on this site. Scope of work: remove all partition walls, doors/frames, glass, millwork, finishes. Electrical, plumbing, sprinklers to suit. Energy checklist is currently no longer required with your Building Permit (BP) application. Some supporting documents are still required at BP stage, specifically Envelope and HVAC, if applicable. Service Water Heating and Lighting supporting documents, if applicable, must be submitted with your related trades permits (e.g. electrical and plumbing). | Mott Electric General Partnership
SP-2023-02069 | 2023-12-13 | 666 BURRARD STREET, Vancouver, BC V6C 2X8 | Sprinkler Permit | Commercial | Tenant Improvement | Issued | Commercial - For sprinkler system alterations to the 2019 VBBL and NFPA 13, 2013 for the tenant improvements to provide interior alterations to remove all non load bearing partition walls and return to shell space in this vacant full floor office tenant space on the 19th floor of this existing commercial building on this site. Existing 1 1/2" hose valve to be removed. Engineer of Record: Dan Wong 778-847-0572 denveng7@gmail.com | Priority Fire Systems Ltd
SP-2023-02070 | 2023-11-10 | 666 BURRARD STREET, Vancouver, BC V6C 2X8 | Sprinkler Permit | Commercial | Tenant Improvement | Issued | Commercial - Add and relocate sprinkler heads for tenant improvement. >BP: #2020 - 20th floor Interior alterations to provide improvements to an existing office unit on the 20th floor (#2020) in this existing commercial building on this site. Scope of work: remove doors, finishes, millwork and construct new partition walls, doors, finishes, millwork to create new boardroom, office, kitchenette, electrical, plumbing and sprinkler work. *****This application does not include any of the following: 1. Not more than 20 sprinklers (add, relocate, or remove), 2. hydraulic calculations, 3. change in occupancy and /or hazard classification, 4. warehouse storage arrangements, 5. mobile compact storage arrangements, 6. alternative solutions, 7. changes to the sprinkler system supply piping (e.g. valves, mains, cross-mains, branch-lines, etc.), or 8. flexible sprinkler pipe. | Priority Fire Systems Ltd
EP-2023-10158 | 2023-11-24 | 666 BURRARD STREET, Vancouver, BC V6C 2X8 | Electrical Permit | Commercial | Tenant Improvement | Issued | Installation / Repair - Commercial - Removal of existing 2x4 lighting, devices and exits. Reinstallation of existing 2x4 and new lighting, and new lighting control. New exits and devices. >BP: Interior alterations to provide improvements to an existing office unit on the 20th floor (#2020) in this existing commercial building on this site. Scope of work: remove doors, finishes, millwork and construct new partition walls, doors, finishes, millwork to create new boardroom, office, kitchenette, electrical, plumbing and sprinkler work. OK for Office TI per S. Dugaro Building Sprinklered - Separate sprinkler permit required for proposed sprinkler work. Energy checklist is currently no longer required with your Building Permit (BP) application. Some supporting documents are still required at BP stage, specifically Envelope and HVAC, if applicable. Service Water Heating and Lighting supporting documents, if applicable, must be submitted with your related trades permits (e.g. electrical and plumbing). | Mott Electric General Partnership
EP-2023-09494 | 2023-10-31 | 666 BURRARD STREET, Vancouver, BC V6C 2X8 | Electrical Permit | Commercial | Tenant Improvement | Completed | Installation / Repair - Commercial - Demo power & data >BP: Interior alterations to provide improvements to this existing general office on the 7th floor (#740) of this existing commercial building. Scope of work: Full demolition including kitchenette, ramp, access floor, workstations, furniture, appliances, sprinkler and electrical work. Separate permit is required for future tenant improvement or to change the use. Building Sprinklered – Separate sprinkler permit required for proposed sprinkler work. Energy checklist is currently no longer required with your Building Permit (BP) application. Some supporting documents are still required at BP stage, specifically Envelope and HVAC, if applicable. Service Water Heating and Lighting supporting documents, if applicable, must be submitted with your related trades permits (e.g. electrical and plumbing). | Blueline Electrical Services Ltd
NULL | NULL | 666 BURRARD STREET, Vancouver, BC V6C 2X8 | Electrical Permit | Commercial | NULL | Withdrawn | Annual / Operating - Misc work throughout | Mott Electric General Partnership
PP-2023-04245 | 2023-12-06 | 666 BURRARD STREET, Vancouver, BC V6C 2X8 | Plumbing Permit | Commercial | Tenant Improvement | Completed | Commercial - Demo of existing tenant space back to base building. >BP: #2010 - 20th Floor Interior alterations to provide tenant improvements to an existing office unit on the 20th floor (#2010) in this existing commercial building on this site. Scope of work: Full demo to base condition, electrical, plumbing and sprinkler work. | Fred Welsh Ltd
NULL | NULL | 666 BURRARD STREET, Vancouver, BC V6C 2X8 | Plumbing Permit | Commercial | Tenant Improvement | Draft | Commercial - Demo of existing tenant space back to base building. | NULL
PP-2023-04243 | NULL | 666 BURRARD STREET, Vancouver, BC V6C 2X8 | Plumbing Permit | Commercial | Tenant Improvement | Withdrawn | Commercial - Interior alterations to provide tenant improvements to an existing office unit on the 20th floor (#2010) in this existing commercial building on this site. Scope of work: Full demo to base condition for plumbing work. | Fred Welsh Ltd
EP-2023-10870 | 2023-12-11 | 666 BURRARD STREET, Vancouver, BC V6C 2X8 | Electrical Permit | Commercial | Tenant Improvement | Completed | Installation / Repair - Commercial - Demo back to base building shell. Relocate existing lighting to accommodate new open shell space. Relocate master switch. >BP: Interior alterations to remove all non load bearing partition walls and finishes to return this existing vacant full floor office space to base building (shell) on the 22nd floor (#2200) in this existing commercial building on this site. OK for Field Review for Office Shell TI E2 Upgrade - Lighting #9 - Upgrade to incorporate Scheduled Shutoff. Energy checklist is currently no longer required with your Building Permit (BP) application. Some supporting documents are still required at BP stage, specifically Envelope and HVAC, if applicable. Service Water Heating and Lighting supporting documents, if applicable, must be submitted with your related trades permits (e.g. electrical and plumbing). All energy upgrades will be checked during inspections stage. It is the applicant's responsibility to identify and note all required upgrades including energy upgrades on their BP drawings at BP stage. | Mott Electric General Partnership
SP-2023-02188 | 2023-12-05 | 666 BURRARD STREET, Vancouver, BC V6C 2X8 | Sprinkler Permit | Commercial | Tenant Improvement | Issued | Commercial - Relocate sprinkler heads for tenant improvement. >BP: #2200 - 22nd floor (full floor) Interior alterations to remove all non load bearing partition walls and finishes to return this existing vacant full floor office space to base building (shell) on the 22nd floor (#2200) in this existing commercial building on this site. *****This application does not include any of the following: 1. Not more than 20 sprinklers (add, relocate, or remove), 2. hydraulic calculations, 3. change in occupancy and /or hazard classification, 4. warehouse storage arrangements, 5. mobile compact storage arrangements, 6. alternative solutions, 7. changes to the sprinkler system supply piping (e.g. valves, mains, cross-mains, branch-lines, etc.), or 8. flexible sprinkler pipe. Separate documents and application are required for the tenant improvement. | Priority Fire Systems Ltd
SP-2023-02163 | 2023-11-29 | 666 BURRARD STREET, Vancouver, BC V6C 2X8 | Sprinkler Permit | Commercial | Tenant Improvement | Issued | Commercial - SUITE #2010 - 20TH FLOOR - RETURN THE TENANT SPACE TO BASE BUILDING SPRINKLER COVERAGE, NO OCCUPANCY HAZARD CHANGE, NO STORAGE ARRANGEMENTS, NO ALTERNATIVE SOLUTIONS INVOLVED. NO CHANGES ON SYSTEM SUPPLY PIPING. >BP: #2010 - 20th Floor Interior alterations to provide tenant improvements to an existing office unit on the 20th floor (#2010) in this existing commercial building on this site. Scope of work: Full demo to base condition, electrical, plumbing and sprinkler work. Separate permit is required for future tenant improvement or to change the use. Building Sprinklered – Separate sprinkler permit required for proposed sprinkler work. This application does not include any of the following: • hydraulic calculations, • change in occupancy and /or hazard classification, • storage arrangements (e.g. warehouse, mobile compact storage arrangements), • New alternative solutions and/or modifications to existing alternative solutions. • changes to the sprinkler system supply piping (e.g. valves, mains, cross-mains, branch-lines, etc.), or • flexible sprinkler pipe. Separate documents and application are required for the tenant improvement. | Priority Fire Systems Ltd
EP-2023-10745 | 2023-12-07 | 666 BURRARD STREET, Vancouver, BC V6C 2X8 | Electrical Permit | Commercial | Tenant Improvement | Completed | Installation / Repair - Commercial - Demolition of existing office space. Reinstall to base building shell standard with relocated light fixtures and exit signs. >BP: Interior alterations to provide tenant improvements to an existing office unit on the 20th floor (#2010) in this existing commercial building on this site. Scope of work: Full demo to base condition, electrical, plumbing and sprinkler work. Separate permit is required for future tenant improvement or to change the use. Building Sprinklered – Separate sprinkler permit required for proposed sprinkler work. Energy checklist is currently no longer required with your Building Permit (BP) application. Some supporting documents are still required at BP stage, specifically Envelope and HVAC, if applicable. Service Water Heating and Lighting supporting documents, if applicable, must be submitted with your related trades permits (e.g. electrical and plumbing). | Mott Electric General Partnership
PP-2023-04164 | 2023-11-28 | 666 BURRARD STREET, Vancouver, BC V6C 2X8 | Plumbing Permit | Commercial | Tenant Improvement | Issued | Commercial - Unit 200, main floor - TI >BP: Interior alterations to provide improvements by installing electric water heaters throughout this commercial building on this site. | KERN BSG MANAGEMENT LTD
EP-2023-11324 | 2023-12-22 | 666 BURRARD STREET, Vancouver, BC V6C 2X8 | Electrical Permit | Commercial | NULL | Issued | Annual / Operating - Annual Operating Permit -renewal of EP-2023-00057 -valid: January 11, 2024 - January 10, 2025 | Mott Electric General Partnership
EP-2022-00136 | 2022-01-11 | 666 BURRARD STREET, Vancouver, BC V6C 2X8 | Electrical Permit | Commercial | NULL | Expired | Annual / Operating - Misc electrical work throughout RENEWAL FOR EP-2021-00179 VALID JAN 11/2022 TO JAN 10/2023 >>>>>>>>>>>>>>>> Amend: January 28th -to correct expiry dates. should be: valid: January 12, 2022 - January 11, 2023 | Mott Electric General Partnership
NULL | NULL | 666 BURRARD STREET, Vancouver, BC V6C 2X8 | Electrical Permit | Commercial | NULL | Withdrawn | Annual / Operating - Misc electrical repairs throughout | NULL
EP-2022-00624 | 2022-01-27 | 666 BURRARD STREET, Vancouver, BC V6C 2X8 | Electrical Permit | Commercial | Tenant Improvement | Completed | Installation / Repair - Commercial - add pac poles for work station power no building work is required - we will use existing circuits that were feeding powered furniture no structural work or building permit needed no lighting work will be done | Ampac Electric Ltd
SP-2022-00104 | 2022-05-11 | 666 BURRARD STREET, Vancouver, BC V6C 2X8 | Sprinkler Permit | Commercial | Tenant Improvement | Cancelled | Commercial - 3 NEW SPRINKLER HEADS >BP: Interior alterations: Interior alterations to provide tenant improvement for this office tenant on the 35th floor and providing 3 mag. lock to 3 interior door. ***** ALL INFORMATIONS TO BE VERIFIED.***** Note: "This permit has been reviewed under the 2019 Vancouver Building By-law (#12511)." *****This application does not include any of the following: 1. Not more than 20 sprinklers (add, relocate, or remove), 2. hydraulic calculations, 3. change in occupancy and /or hazard classification, 4. warehouse storage arrangements, 5. mobile compact storage arrangements, 6. alternative solutions, 7. changes to the sprinkler system supply piping (e.g. valves, mains, cross-mains, branch-lines, etc.), or 8. flexible sprinkler pipe. | Priority Fire Systems Ltd
SP-2022-00848 | 2022-05-27 | 666 BURRARD STREET, Vancouver, BC V6C 2X8 | Sprinkler Permit | Commercial | Tenant Improvement | Completed | Commercial - ADD AND RELOCATE 8 SPRINKLER HEADS - DEMO ALL EXISTING WALL AND RETURNING IN TO SHELL SPACE This sprinkler permit has been issued to the 2019 VBBL and NFPA 13, 2013 to return this space to an empty space (no interior partitions, furnishings, etc.), as described below, to base building sprinkler coverage (relocate and remove sprinklers to ensure sprinkler coverage to the base building design, VBBL, and NFPA 13). The tenant space within the building is not to be occupied, and is not to be used for storage. This application does not include any of the following: • hydraulic calculations, • change in occupancy and /or hazard classification, • storage arrangements (e.g. warehouse, mobile compact storage arrangements), • New alternative solutions and/or modifications to existing alternative solutions. • changes to the sprinkler system supply piping (e.g. valves, mains, cross-mains, branch-lines, etc.), or • flexible sprinkler pipe. >Interior demolition of non load-bearing partition walls on the 7th floor ((#770) to this vacant office space in this existing commercial building. Scope of work: demolish all partition walls, doors, ceiling, finishes to return to a "shell" office space. Energy upgrade exempt: Interior demolition Separate permit(s) and energy upgrade will be required for any tenant improvements to this space. OK per K.Vogt; Feb 23, 2022 | Priority Fire Systems Ltd
EP-2022-05006 | 2022-06-14 | 666 BURRARD STREET, Vancouver, BC V6C 2X8 | Electrical Permit | Commercial | Tenant Improvement | Completed | Installation / Repair - Commercial - Provide receptacles, data, connections for EF’s, Conduit for Fiber, minor demo, relocate lighting from existing suite and install new potlights as shown on drawing. - OFFICE TI >BP: Interior alterations to provide tenant improvements for an existing office tenant on the 15th floor (#1520) in this existing commercial building on this site. Scope of work: remove/construct partition walls, doors, millwork, finishes, electrical, mechanical, plumbing and sprinkler work. TENANT: Stikeman Elliot Letters of Assurance submitted by: Schedule A and Architectural Schedule B, Michael D. McNaught, Architect AIBC, MRAIC, ph: 604-724-7602 Mechanical and Plumbing Schedule B, Kai Chen, P.Eng., ph: 604-687-1800 Electrical Schedule B, Roger Dupuis, P.Eng., LEED AP, ph: 604-569-6500 Building Sprinklered - Separate sprinkler permit required for proposed work. OK For Field Review per K. Vogt - Apr 25, 2022 E2 - Retrofit Path: BOMA BESt (Path 1) - No Additional Upgrades Required. | Centre Electric Ltd
NULL | NULL | 666 BURRARD STREET, Vancouver, BC V6C 2X8 | Electrical Permit | Commercial | New | Withdrawn | Annual / Operating - Installation of ECOMM radio system includes Radio and Coax cable | Mott Electric General Partnership
SP-2022-00894 | 2022-06-06 | 666 BURRARD STREET, Vancouver, BC V6C 2X8 | Sprinkler Permit | Commercial | Tenant Improvement | Completed | Commercial - ADD 1 SPRINKLER HEAD FOR T.I #2368 & #2358 Interior alterations to provide improvements to demise office unit #2368 into two office units #2368 and #2358 on the 23rd floor of this commercial building on this site. *****This application does not include any of the following: 1. Not more than 20 sprinklers (add, relocate, or remove), 2. hydraulic calculations, 3. change in occupancy and /or hazard classification, 4. warehouse storage arrangements, 5. mobile compact storage arrangements, 6. alternative solutions, 7. changes to the sprinkler system supply piping (e.g. valves, mains, cross-mains, branch-lines, etc.), or 8. flexible sprinkler pipe. | Priority Fire Systems Ltd
EP-2020-09403 | 2023-04-12 | 666 BURRARD STREET, Vancouver, BC V6C 2X8 | Electrical Permit | Commercial | Addition | Completed | Installation / Repair - Commercial - installing to card reader doors (additions) one at 16th floor and one at 17th floor -ParkPlace Building | Paladin Technologies Inc
EP-2022-08269 | 2022-10-03 | 777 BURRARD STREET, Vancouver, BC V6Z 1X7 | Electrical Permit | Commercial | Renovation | Completed | Installation / Repair - Commercial - Replacement of non functioning fire panel, the building is currently on fire watch. | Nightingale Electric Ltd
EP-2022-09162 | 2022-10-28 | 800 BURRARD STREET, Vancouver, BC V6Z 2G7 | Electrical Permit | Commercial | Renovation | Completed | Installation / Repair - Commercial - Office Renovation, relocate outlet, adding outlet, adding conduit for data, fixing cable tray, demo work. >BP: Interior alterations to provide tenant improvements for an office tenant in this full floor office space on the 5th floor in this existing commercial building on this site. Scope of work: remove/construct partition walls, doors, sidelights, ceiling work and electrical work. TENANT: Natural Resources Canada Letters of Assurance submitted by: Schedule A and Architectural Schedule B, James Emery, Architect, ph: 604-736-5581 Mechanical Schedule B, Rendell Azucena, P.Eng., ph: 604-904-2039 Electrical Schedule B, Ned Djordan, P.Eng., ph: 604-265-5002 OK for Field Review per A. Wroblewski; Sept. 1, 2022 E2 - Retrofit Path: BOMA BESt (Path 1) - No Additional Upgrades Req'd Energy checklist is currently no longer required with your Building Permit (BP) application. Some supporting documents are still required at BP stage, specifically Envelope and HVAC, if applicable. Service Water Heating and Lighting supporting documents, if applicable, must be submitted with your related trades permits (e.g. electrical and plumbing). All energy upgrades will be checked during inspections stage. It is the applicant’s responsibility to identify and note all required upgrades including energy upgrades on their BP drawings at BP stage. | Atlantic Electric Ltd
SP-2022-01901 | 2022-11-16 | 800 BURRARD STREET, Vancouver, BC V6Z 2G7 | Sprinkler Permit | Commercial | Tenant Improvement | Completed | Commercial - Remove 2 sprinklers, relocate 1 sprinkler >>BP: 5th Floor Interior alterations to provide tenant improvements for an office tenant in this full floor office space on the 5th floor in this existing commercial building on this site. Scope of work: remove/construct partition walls, doors, sidelights, ceiling work and electrical work. *****This application does not include any of the following: 1. Not more than 20 sprinklers (add, relocate, or remove), 2. hydraulic calculations, 3. change in occupancy and /or hazard classification, 4. warehouse storage arrangements, 5. mobile compact storage arrangements, 6. alternative solutions, 7. changes to the sprinkler system supply piping (e.g. valves, mains, cross-mains, branch-lines, etc.), or 8. flexible sprinkler pipe. | CENTRE LINE FIRE SPRINKLERS LTD
EP-2023-01518 | 2023-03-17 | 800 BURRARD STREET, Vancouver, BC V6Z 2G7 | Electrical Permit | Commercial | Renovation | Issued | Installation / Repair - Commercial - Relocated Card readers No Maglocks Site Contact - Brad Kim - 604 889 4911 | PALADIN TECHNOLOGIES INC
EP-2023-01766 | 2023-03-03 | 800 BURRARD STREET, Vancouver, BC V6Z 2G7 | Electrical Permit | Commercial | NULL | Issued | Annual / Operating - Annual Electrical Permit Renewal Renewal of EP-2022-02181 Valid Feb 28/2023 til Feb 27, 2024 | Ainsworth Inc
EP-2023-11375 | 2024-01-03 | 800 BURRARD STREET, Vancouver, BC V6Z 2G7 | Electrical Permit | Commercial | Renovation | Completed | Installation / Repair - Commercial - Extra low-voltage HVAC >BP: 10th floor Interior alterations to provide improvements for this existing full floor office tenant on the 10th floor of this existing commercial building. Scope of work: remove/construct retractable and partition walls to alter layout to enlarge meeting room and create new office. Electrical and sprinklers to suit. | Control Solutions Ltd
EP-2024-00438 | 2024-01-22 | 800 BURRARD STREET, Vancouver, BC V6Z 2G7 | Electrical Permit | Commercial | Addition | Issued | Installation / Repair - Commercial - Installation of cables for (2) card reader doors at 820 – 800 Burrard and connect to existing Lenel system. No Maglocks Unit 820. >>Amend: Feb. 5th - specifics: should be 10th fl -also added associated BP-2023-02176 Interior alterations to provide improvements for this existing full floor office tenant on the 10th floor of this existing commercial building. Scope of work: remove/construct retractable and partition walls to alter layout to enlarge meeting room and create new office. Electrical and sprinklers to suit. | Paladin Technologies Inc
EP-2023-10394 | 2023-11-28 | 800 BURRARD STREET, Vancouver, BC V6Z 2G7 | Electrical Permit | Commercial | Renovation | Issued | Installation / Repair - Commercial - demolition of office area 1005, Meeting rooms 1006 and 1007; relocation of lighting fixtures on open office area; supply and installation of lighting fixtures and lighting controls on the new meeting room; new receptacles and data cabling on office space >Permit Amendment Jan 03, 2023 -Add Fire Alarm scope. Relocate four devices and verify" -Document Review: Rejected ¦ Contractor to book inspection online and upload documents to the inspection for the District Electrical Inspector to review >BP: 10th floor Interior alterations to provide improvements for this existing full floor office tenant on the 10th floor of this existing commercial building. Scope of work: remove/construct retractable and partition walls to alter layout to enlarge meeting room and create new office. Electrical and sprinklers to suit. Letters of Assurance submitted by: Schedule A and Architectural Schedule B M. Robert Thibodeau, Architect AIBC, ph: 778-330-1139 Mechanical Schedule B, Eric Cresswell, P.Eng., ph: 604-684-5995 Electrical Schedule B, Amir Tavakoli, P.Eng., ph: 250-381-6121 Energy checklist is currently no longer required with your Building Permit (BP) application. Some supporting documents are still required at BP stage, specifically Envelope and HVAC, if applicable. Service Water Heating and Lighting supporting documents, if applicable, must be submitted with your related trades permits (e.g. electrical and plumbing). | Ainsworth Inc
NULL | NULL | 800 BURRARD STREET, Vancouver, BC V6Z 2G7 | Electrical Permit | Commercial | Renovation | Withdrawn | Installation / Repair - Commercial - - Demolition of power and data receptacles and lighting fixtures in existing meeting rooms 1006/1007; - Relocation of lighting fixtures in corridor 1002 and office space; - Install new power and data receptacles in office space and meeting room; - Add two new FA speakers and relocation of FA bell; - Provide power and disconnect switch for one exhaust fan in ceiling space. | Ainsworth Inc
SP-2023-01688 | 2023-09-15 | 800 BURRARD STREET, Vancouver, BC V6Z 2G7 | Sprinkler Permit | Commercial | Tenant Improvement | Issued | Commercial - Install new sprinkler heads to suit new tenant layout >BP: 10th floor Interior alterations to provide improvements for this existing full floor office tenant on the 10th floor of this existing commercial building. Scope of work: remove/construct retractable and partition walls to alter layout to enlarge meeting room and create new office. Electrical and sprinklers to suit. *****This application does not include any of the following: 1. Not more than 20 sprinklers (add, relocate, or remove), 2. hydraulic calculations, 3. change in occupancy and /or hazard classification, 4. warehouse storage arrangements, 5. mobile compact storage arrangements, 6. alternative solutions, 7. changes to the sprinkler system supply piping (e.g. valves, mains, cross-mains, branch-lines, etc.), or 8. flexible sprinkler pipe. | Troy Life & Fire Safety Limited Protection Incendia Troyu Ltee
NULL | NULL | 800 BURRARD STREET, Vancouver, BC V6Z 2G7 | Electrical Permit | Commercial | NULL | Withdrawn | Annual / Operating - Annual electrical operating permit, site inspections, checks | Ainsworth Inc
EP-2022-02181 | 2022-03-18 | 800 BURRARD STREET, Vancouver, BC V6Z 2G7 | Electrical Permit | Commercial | NULL | Expired | Annual / Operating - Annual Electrical Operating Permit holder Renewal of EP-2021-01688 Valid Feb 28/2022 til Feb 27, 2023 | Ainsworth Inc
PP-2024-00133 | 2024-01-19 | 845 BURRARD STREET, Vancouver, BC V6Z 2K6 | Plumbing Permit | Commercial | New | Issued | Commercial - Back flow device installation | MLM NATIONAL PLUMBING.COM INC
NULL | NULL | 845 BURRARD STREET, Vancouver, BC V6Z 2K6 | Plumbing Permit | Commercial | New | Draft | Commercial - Install Backflow devices | NULL
NULL | NULL | 845 BURRARD STREET, Vancouver, BC V6Z 2K6 | Plumbing Permit | Commercial | New | Draft | Commercial - Install Backflow Devices | NULL
EP-2023-11334 | 2024-01-05 | 845 BURRARD STREET, Vancouver, BC V6Z 2K6 | Electrical Permit | Commercial | Renovation | Issued | Installation / Repair - Commercial - Installation of 4 EV Chargers at Leve D Parking, with power sharing for 4 branch circuits supplying 4 EV Chargers. There is 100 A subpanel at P1 parking; panel C is 100 A, 208/120 V, 3phase for EV Chargers, existing load is about 6 kW and we’ll add four 30 A, 208 V branch circuits. Service is not affected. EV Charger Panel is subpanel. | Shawn Electric Ltd
EP-2023-11080 | 2023-12-12 | 845 BURRARD STREET, Vancouver, BC V6Z 2K6 | Electrical Permit | Commercial | Tenant Improvement | Issued | Installation / Repair - Commercial - Replace damaged releasing fire alarm panel with like for like Notifier panel. | Priority Electric LTD.
GP-2022-03046 | 2022-10-07 | 2353 BURQUITLAM DRIVE, Vancouver, BC V5P 2P3 | Gas Permit | Residential | Addition | Completed | Residential - to install under ground piping only from relocated gas meter to existing house | Symbolistic Heating Ltd
EP-2022-07887 | 2022-09-23 | 2353 BURQUITLAM DRIVE, Vancouver, BC V5P 2P3 | Electrical Permit | Residential | Addition | Completed | Installation / Repair - Residential - Installation /repair - residential- new teck will be run into existing home from new LWH being built, the service will be removed from main house and attached to the LWH when the laneway house is complete and ready for permanent connection. Relocation of meter Main service 200 amps LWH 125 amps Main house 125 amps | Morning Star Electrical Ltd
GP-2022-02556 | 2022-08-28 | 2370 BURQUITLAM DRIVE, Vancouver, BC V5P 2P1 | Gas Permit | Residential | Renovation | Completed | Residential - To replace 1 boiler in the same location. | Paolo's Plumbing & Heating Ltd
GP-2023-01995 | 2023-07-04 | 6135 BOUNDARY ROAD, Vancouver, BC V5S 3R1 | Gas Permit | Residential | Renovation | Completed | Residential - RE & RE WATER HEATER | Eco Master Heating And Cooling Ltd
GP-2023-02042 | 2023-07-11 | 6259 BOUNDARY ROAD, Vancouver, BC V5S 3R3 | Gas Permit | Residential | Renovation - Dwelling Unit(s) only | Completed | Residential - FURNACE REPLACEMENT | CoStar Home Energy Ltd
GP-2023-02673 | NULL | 6259 BOUNDARY ROAD, Vancouver, BC V5S 3R3 | Gas Permit | Residential | Renovation - Dwelling Unit(s) only | Cancelled | Residential - FURNACE REPLACEMENT | CoStar Home Energy Ltd
PP-2023-03893 | 2023-12-04 | 955 BURRARD STREET, Vancouver, BC V6Z 1Y2 | Plumbing Permit | Commercial | Tenant Improvement | Issued | Commercial - Provide improvements to the steam rooms at Robert Lee YMCA, include upgrading showers >BP: Interior alterations to provide improvements to three steam rooms on the first and second floor of the YMCA building on this site. Scope of work includes repair and upgrading of 3 existing steam rooms, new partition walls, fixtures, and membranes to improve accessibility of steam rooms. | Alpha Mechanical Contracting Ltd
EP-2023-08474 | 2023-09-19 | 1015 BURRARD STREET, Vancouver, BC V6Z 1Y5 | Electrical Permit | Commercial | NULL | Issued | Annual / Operating - Annual operating permit Renewal of EP-2022-08952 Valid: October 09/2023 to October 08/2024 | Mac's Electric Ltd
EP-2022-08952 | 2022-10-21 | 1015 BURRARD STREET, Vancouver, BC V6Z 1Y5 | Electrical Permit | Commercial | NULL | Expired | Annual / Operating - Annual operating permit EP-2021-08033: Expired Effective October 09/2022 -October 08/2023 | Mac's Electric Ltd
EP-2020-05063 | 2022-10-19 | 1081 BURRARD STREET, Vancouver, BC V6Z 1Y6 | Electrical Permit | Commercial | Addition | Issued | Installation / Repair - Commercial - On 8th floor/Pod 8A - Access Control for 2x double doors to install mag-locks and 1x single door to install Strike Lock., 2x cameras (approx 5x CAT6), 1x small wireless panic system, and 3x wired panic systems. All low voltage. ** WORK NEEDS TO BE COMPLETED BY NEXT TUESDAY, JULY 14th** Revision: Sep 16, 2020 - update for scope of work: the 2x mag-locks have been installed, but due to the BP requirements, they are not connected to any power source = no working locking mechanisms on these two door. | Houle Electric Limited
EP-2022-01945 | 2022-03-10 | 1081 BURRARD STREET, Vancouver, BC V6Z 1Y6 | Electrical Permit | Commercial | NULL | Expired | Annual / Operating - Annual Operating Permit Day to day electrical operations of SPH facility -renewal of: EP-2021-01420 -Valid: Feb. 10, 2022 - Feb. 9, 2023 | CoV Annual Electrical Permits
PP-2022-01760 | 2022-05-27 | 1081 BURRARD STREET, Vancouver, BC V6Z 1Y6 | Plumbing Permit | Commercial | Renovation | Completed | Commercial - Remove and reinstall (1) x hand hygiene sink >BP: Interior alterations to renovate a CT scan room on the 2nd floor of this existing hospital. Scope of work includes: remove and construct walls to accommodate new layout, new steel structural members to support the CT scanner, millwork, finishes, electrical, mechanical and plumbing Schedule B Architectural/Schedule A - Ted Feenstra AIBC - 604.739.8888 Schedule B Structural - Brett Halicki, P.Eng. - 604.688.9861 Schedule B Electrical - Mr. Jose Luis Lopez, P.Eng. - 604.687.1800. Schedule B Mechanical/Plumbing - Mr. Gordon McDonald P.Eng - 604.687.1800 Separate sprinkler permit may be required, to be determined by the District Building Inspector E2 - Lighting - Upgrade to Local Control (per 9.4.1.1.(a) of ASHRAE 90.1-2016) | Mountain West Mechanical Ltd
SP-2022-00837 | 2022-05-26 | 1081 BURRARD STREET, Vancouver, BC V6Z 1Y6 | Sprinkler Permit | Commercial | Tenant Improvement | Completed | Commercial - Add and relocate heads to suit new tenant layout. >BP: Interior alterations to renovate a CT scan room on the 2nd floor of this existing hospital. Scope of work includes: remove and construct walls to accommodate new layout, new steel structural members to support the CT scanner, millwork, finishes, electrical, mechanical and plumbing Schedule B Architectural/Schedule A - Ted Feenstra AIBC - 604.739.8888 Schedule B Structural - Brett Halicki, P.Eng. - 604.688.9861 Schedule B Electrical - Mr. Jose Luis Lopez, P.Eng. - 604.687.1800. Schedule B Mechanical/Plumbing - Mr. Gordon McDonald P.Eng - 604.687.1800 Separate sprinkler permit may be required, to be determined by the District Building Inspector E2 - Lighting - Upgrade to Local Control (per 9.4.1.1.(a) of ASHRAE 90.1-2016) *****This application does not include any of the following: 1. Not more than 20 sprinklers (add, relocate, or remove), 2. hydraulic calculations, 3. change in occupancy and /or hazard classification, 4. warehouse storage arrangements, 5. mobile compact storage arrangements, 6. alternative solutions, 7. changes to the sprinkler system supply piping (e.g. valves, mains, cross-mains, branch-lines, etc.), or 8. flexible sprinkler pipe. | Viking Fire Protection Inc
EP-2022-09043 | 2022-10-28 | 1081 BURRARD STREET, Vancouver, BC V6Z 1Y6 | Electrical Permit | Commercial | Renovation | Expired | Installation / Repair - Commercial - Install 2 - 20Amp 208V and 1 - 30Amp 208V Receptacles for equipment in Microbiology Lab. I am just install 3 new circuits with outlets in the ceiling for some lab equipment to be plugged into. There is a partition wall with some wiremolding on it. I will be removing the wiremolding and the circuits that are in it. I myself will not be removing the partition wall and no walls are being built. | LIGHTSIDE ELECTRICAL SERVICES INC.
SP-2022-01634 | 2022-12-08 | 1081 BURRARD STREET, Vancouver, BC V6Z 1Y6 | Sprinkler Permit | Commercial | Renovation | Issued | Commercial - For sprinkler system alterations to the 2019 VBBL and NFPA 13, 2013 for the tenant improvements to provide interior alterations to provide improvements to this 2nd and 5th floors at this existing Hospital (Providence Building) on this site. This project involves 5th floor in the south wing of the Burrard Building of St. Paul's Hospital to create substance abuse recovery beds. 1. This application does not include any of the following: • Warehouse storage arrangements, or mobile compact storage arrangements. • Flexible sprinkler pipe. • Information Technology Equipment Rooms (e.g. IT Rooms, LAN Rooms, etc.). • New alternative solutions and/or modifications to existing alternative solutions. • Change in occupancy and/or hazard classification. PREVIOUS Engineer of Record: Md Kamrujjaman 604-687-1800 md.kamrujjaman@integralgroup.com NEW Engineer of Record: Macleod Grant 604-687-1800 macleod.grant@introba.com | Viking Fire Protection Inc
EP-2022-08719 | 2022-10-14 | 1081 BURRARD STREET, Vancouver, BC V6Z 1Y6 | Electrical Permit | Commercial | Renovation | Completed | Installation / Repair - Commercial - Class II low voltage cabling >BP: Interior alterations to renovate a CT scan room on the 2nd floor of this existing hospital. Scope of work includes: remove and construct walls to accommodate new layout, new steel structural members to support the CT scanner, millwork, finishes, electrical, mechanical and plumbing Schedule B Architectural/Schedule A - Ted Feenstra AIBC - 604.739.8888 Schedule B Structural - Brett Halicki, P.Eng. - 604.688.9861 Schedule B Electrical - Mr. Jose Luis Lopez, P.Eng. - 604.687.1800. Schedule B Mechanical/Plumbing - Mr. Gordon McDonald P.Eng - 604.687.1800 Separate sprinkler permit may be required, to be determined by the District Building Inspector E2 - Lighting - Upgrade to Local Control (per 9.4.1.1.(a) of ASHRAE 90.1-2016) | 4th Utility Inc
EP-2022-09127 | 2022-10-27 | 1081 BURRARD STREET, Vancouver, BC V6Z 1Y6 | Electrical Permit | Commercial | Renovation | Completed | Installation / Repair - Commercial - Install nurse call system for SPH nuclear medicine area | Logical Solutions Ltd
PP-2022-03946 | 2022-11-14 | 1081 BURRARD STREET, Vancouver, BC V6Z 1Y6 | Plumbing Permit | Commercial | Renovation | Issued | Commercial - Interior alterations to provide improvements to 2nd and 5th floors at this existing Hospital (Providence Building) on this site. >Providence Building - 2nd & 5th floors Interior alterations to provide improvements to this 2nd and 5th floors at this existing Hospital (Providence Building) on this site. E2 - Lighting - Upgrade to Bilevel Lighting Control (per 9.4.1.1.(d) of ASHRAE 90.1-2016) Architectural Schedule B provided by Ted Feenstra Mechanical/ Plumbing Schedule B provided by Michael Oshoway Electrical Schedule B provided by Jose Luis Lopez OK for Field Review per W.Wong | JQ Mechanical Corporation
EP-2022-10303 | 2022-12-06 | 1081 BURRARD STREET, Vancouver, BC V6Z 1Y6 | Electrical Permit | Commercial | Tenant Improvement | Expired | Temporary Power - Commercial - To provide temporary power. | Mott Electric General Partnership
EP-2022-10475 | 2022-12-16 | 1081 BURRARD STREET, Vancouver, BC V6Z 1Y6 | Electrical Permit | Commercial | Renovation | Completed | Installation / Repair - Commercial - relocate light , install 2 receptacles , install germ killer , relocate nurse call light -Relocation of existing lighting and providing new seismic restraint, no new lighting is being installed | Brodan Industries Ltd.
EP-2022-09971 | 2022-11-29 | 1081 BURRARD STREET, Vancouver, BC V6Z 1Y6 | Electrical Permit | Commercial | Tenant Improvement | Completed | Installation / Repair - Commercial - CEC SECTION 24 APPLIES turning office spaces back into patient beds , receptacles , lighting , lighting control , fire alarm -The grounding is because of the patient care area . There will be reference grounding and z32 testing reports >BP: Providence Building - 2nd & 5th floors Interior alterations to provide improvements to this 2nd and 5th floors at this existing Hospital (Providence Building) on this site. E2 - Lighting - Upgrade to Bilevel Lighting Control (per 9.4.1.1.(d) of ASHRAE 90.1-2016) Architectural Schedule B provided by Ted Feenstra Mechanical/ Plumbing Schedule B provided by Michael Oshoway Electrical Schedule B provided by Jose Luis Lopez OK for Field Review per W.Wong | Brodan Industries Ltd.
EP-2022-10162 | 2022-12-02 | 1081 BURRARD STREET, Vancouver, BC V6Z 1Y6 | Electrical Permit | Commercial | Renovation | Completed | Installation / Repair - Commercial - voice and data cabling | 4th Utility Inc
EP-2023-00321 | 2023-01-16 | 1081 BURRARD STREET, Vancouver, BC V6Z 1Y6 | Electrical Permit | Commercial | Renovation | Completed | Installation / Repair - Commercial - Installation of Nurse Call System. > Interior alterations to provide improvements to this 2nd and 5th floors at this existing Hospital (Providence Building) on this site. E2 - Lighting - Upgrade to Bilevel Lighting Control (per 9.4.1.1.(d) of ASHRAE 90.1-2016) Architectural Schedule B provided by Ted Feenstra Mechanical/ Plumbing Schedule B provided by Michael Oshoway Electrical Schedule B provided by Jose Luis Lopez OK for Field Review per W.Wong | Logical Solutions Ltd
PP-2023-00030 | 2023-01-12 | 1081 BURRARD STREET, Vancouver, BC V6Z 1Y6 | Plumbing Permit | Commercial | Renovation | Issued | Commercial - Supply and install one hand hygiene sink | Mountain West Mechanical Ltd
EP-2022-10804 | 2023-01-04 | 1081 BURRARD STREET, Vancouver, BC V6Z 1Y6 | Electrical Permit | Commercial | Renovation | Completed | Installation / Repair - Commercial - Run new dedicated circuits for equipment in WASP lab. Install 2-20amp and 1-30amp receptacles | Heritage Electric Ltd
NULL | NULL | 1081 BURRARD STREET, Vancouver, BC V6Z 1Y6 | Electrical Permit | Commercial | Renovation | Withdrawn | Installation / Repair - Commercial - Provide power, life safety, lighting and conduit system for new Siemens CT scanner. | MDE Enterprises Ltd
EP-2022-05708 | 2022-07-13 | 1081 BURRARD STREET, Vancouver, BC V6Z 1Y6 | Electrical Permit | Commercial | Renovation | Completed | Installation / Repair - Commercial - Provide power, life safety, lighting and conduit system for new Siemens CT scanner. BP: Interior alterations to renovate a CT scan room on the 2nd floor of this existing hospital. Scope of work includes: remove and construct walls to accommodate new layout, new steel structural members to support the CT scanner, millwork, finishes, electrical, mechanical and plumbing Schedule B Architectural/Schedule A - Ted Feenstra AIBC - 604.739.8888 Schedule B Structural - Brett Halicki, P.Eng. - 604.688.9861 Schedule B Electrical - Mr. Jose Luis Lopez, P.Eng. - 604.687.1800. Schedule B Mechanical/Plumbing - Mr. Gordon McDonald P.Eng - 604.687.1800 Separate sprinkler permit may be required, to be determined by the District Building Inspector E2 - Lighting - Upgrade to Local Control (per 9.4.1.1.(a) of ASHRAE 90.1-2016) | MDE Enterprises Ltd
EP-2023-06206 | 2023-07-12 | 1081 BURRARD STREET, Vancouver, BC V6Z 1Y6 | Electrical Permit | Commercial | Renovation | Issued | Installation / Repair - Commercial - Installation of lighting, receptacle, z-32 testin , fire alarm, nurse call prewire; the only part of the nurse call that is part of Brodans scope is the back bone (armored cat6 from nurse call on first floor to data closet); all other pre-wire within the space is by others. The selection of the grounding and bonding I was more referring to the z-32 testing / patient care area, as part of the z-32 testing we bond everything. >BP: Providence Building - 2nd & 5th floors Interior alterations to provide improvements to this 2nd and 5th floors at this existing Hospital (Providence Building) on this site. E2 - Lighting - Upgrade to Bilevel Lighting Control (per 9.4.1.1.(d) of ASHRAE 90.1-2016) Architectural Schedule B provided by Ted Feenstra Mechanical/ Plumbing Schedule B provided by Michael Oshoway Electrical Schedule B provided by Jose Luis Lopez OK for Field Review per W.Wong | Brodan Industries Ltd.
EP-2023-05568 | 2023-06-22 | 1081 BURRARD STREET, Vancouver, BC V6Z 1Y6 | Electrical Permit | Commercial | Addition | Issued | Installation / Repair - Commercial - Installation of DDC Controls Boilers -1-2-3 Pumps 1-2 Boilers loose Controls Re& Re Control wiring on Existing VFD's FOR PUMPS 57 -58 | Mountain Pacific Electrical Ltd
NULL | NULL | 1081 BURRARD STREET, Vancouver, BC V6Z 1Y6 | Mechanical Permit | NULL | NULL | Draft | NULL | Ashton Service Group/Ashton Mechanical Ltd.
EP-2023-04058 | 2023-05-12 | 1081 BURRARD STREET, Vancouver, BC V6Z 1Y6 | Electrical Permit | Commercial | Addition | Completed | Installation / Repair - Commercial - Install a new sub panel to make room for new kitchen equipment on tray line. | Brodan Industries Ltd.
PP-2023-01718 | 2023-05-25 | 1081 BURRARD STREET, Vancouver, BC V6Z 1Y6 | Plumbing Permit | Commercial | Renovation | Completed | Commercial - Supply and install 1 sink >BP: Ground Fl - Providence Building Interior alterations to add a new cart washer to the Medical Device Reprocessing Department on the ground floor of this existing Heritage A hospital (St. Paul's Hospital) on this site. Scope of work includes coring of the slab for structural scope, and altering the room layout in this part of the floor. AMEND: JAN 31/2024 Add 2 x backflow preventers | Mountain West Mechanical Ltd
EP-2023-05281 | 2023-06-13 | 1081 BURRARD STREET, Vancouver, BC V6Z 1Y6 | Electrical Permit | Commercial | Renovation | Completed | Installation / Repair - Commercial - Install new receptacles, and piping for telephone and data, make safe of existing electrical. >BP: Ground Fl - Providence Building Interior alterations to add a new cart washer to the Medical Device Reprocessing Department on the ground floor of this existing Heritage A hospital (St. Paul's Hospital) on this site. Scope of work includes coring of the slab for structural scope, and altering the room layout in this part of the floor. Okay for Field Review by J. Zhang Mar 20, 2023. Notes: - This building is sprinklered. A separate permit is required for all related work. - Schedule A & B, Architectural, Ted Feenstra, Architect, 604-739-8888. - Schedule B, Structural, Brett Halicki, P. Eng, 604-688-9861. - Schedule B, Mechanical & Plumbing, Garrett Hunt, P. Eng, 604-559-8809. - Schedule B, Electrical, Bo Wang, P. Eng, 604-562-6696. Energy checklist is currently no longer required with your Building Permit application. Some supporting documents are still required at BP stage, specifically Envelope and HVAC, if applicable. Service Water Heating and Lighting supporting documents, if applicable, must be submitted with your related trades permits (e.g. electrical and plumbing). | Brodan Industries Ltd.
EP-2023-05304 | 2023-06-14 | 1081 BURRARD STREET, Vancouver, BC V6Z 1Y6 | Electrical Permit | Commercial | Renovation | Issued | Installation / Repair - Commercial - Re use existing Cables to feed a new 400A 600V Panelboard. (Panel BH600) Supply and install a 45KVA Transformer Supply and install a 225A 208V Panelboard. (Panel BH208) Provide 3 phase 20A power connections for 3 boilers Provide 3 phase 40A power connections for 2 circ pumps | Steele Electric (2001) Ltd
EP-2023-05445 | 2023-06-20 | 1081 BURRARD STREET, Vancouver, BC V6Z 1Y6 | Electrical Permit | Commercial | Renovation | Completed | Installation / Repair - Commercial - SUPPLY AND INSTALL RECEPTACLES IN NEW OFFICE AREA | Brodan Industries Ltd.
EP-2023-01643 | 2023-02-27 | 1081 BURRARD STREET, Vancouver, BC V6Z 1Y6 | Electrical Permit | Commercial | NULL | Issued | Annual / Operating - Renewal of Electrical Annual Operating Permit -Day to day electrical operations of SPH facility -renewal of EP-2022-01945 -Valid Feb. 10, 2023 - Feb. 9, 2024 | CoV Annual Electrical Permits
EP-2023-01521 | 2023-02-23 | 1081 BURRARD STREET, Vancouver, BC V6Z 1Y6 | Electrical Permit | Commercial | Tenant Improvement | Completed | Installation / Repair - Commercial - Install (1) new 150A 3ph 208V subpanel in laundry room to feed new commercial washer and dryer. -No structural. All equipment will be run on the surface. - No effect to the building service. Sub Panel installed off an existing panel on the floo | Sasco Contractors Ltd
EP-2023-00767 | 2023-01-31 | 1081 BURRARD STREET, Vancouver, BC V6Z 1Y6 | Electrical Permit | Commercial | Renovation | Completed | Installation / Repair - Commercial - Nurse Call System retrofit. | Logical Solutions Ltd
EP-2023-06360 | 2023-07-14 | 1081 BURRARD STREET, Vancouver, BC V6Z 1Y6 | Electrical Permit | Commercial | Addition | Completed | Installation / Repair - Commercial - The supply and installation of a Lenel door access and electrified lockset on the nursing station door. NO Maglocks Site Contact - Randy Poirier, FMO Supervisor RPoirier@providencehealth.bc.ca | Paladin Technologies Inc
EP-2023-02308 | 2023-03-21 | 1081 BURRARD STREET, Vancouver, BC V6Z 1Y6 | Electrical Permit | Commercial | Addition | Issued | Installation / Repair - Commercial - Installation of electrical equipment, and switchgear as outlined in the electrical drawings for 2 electrical boilers in the mechanical room. Run conduits from basement floor electrical room to mechanical room on the 4th floor. New panels, new service, conduits, and wiring. >BP: Interior alterations to install an electric boiler on the 4th floor of this existing Hospital (Providence Building) on this site. Scope of work: - New electrical panel and feeder from the basement electrical room, up the exterior of the building into the level 4 mechanical room - Install electric boilers, new vertical hydronic unit heaters, and distribution piping on level on level 4 mechanical room OK for Field Review per W.Wong Building Sprinklered – Separate sprinkler permit required for proposed sprinkler work Energy Upgrade Exempt - Tenant Equipment | MJR Electric Ltd
EP-2023-03653 | 2023-04-27 | 1081 BURRARD STREET, Vancouver, BC V6Z 1Y6 | Electrical Permit | Commercial | Renovation | Issued | Installation / Repair - Commercial - Installation of DDC Controls Emergency Boiler Kill Switch Boilers-1-2-3 Pumps-1-2 | Mountain Pacific Electrical Ltd
SP-2023-01796 | NULL | 1081 BURRARD STREET, Vancouver, BC V6Z 1Y6 | Sprinkler Permit | Commercial | Tenant Improvement | Withdrawn | Commercial - Add and Relocated Sprinkler Heads >BP:Providence Building - 2nd & 5th floors Interior alterations to provide improvements to this 2nd and 5th floors at this existing Hospital (Providence Building) on this site. E2 - Lighting - Upgrade to Bilevel Lighting Control (per 9.4.1.1.(d) of ASHRAE 90.1-2016) Architectural Schedule B provided by Ted Feenstra Mechanical/ Plumbing Schedule B provided by Michael Oshoway Electrical Schedule B provided by Jose Luis Lopez OK for Field Review per W.Wong | Viking Fire Protection Inc
EP-2023-08011 | 2023-09-05 | 1081 BURRARD STREET, Vancouver, BC V6Z 1Y6 | Electrical Permit | Commercial | Tenant Improvement | Issued | Installation / Repair - Commercial - Install conduit and fiber cable from new civil entry to main tel room. We are only working on a new fiber service for Bell Canada into the building. | Marsic Contracting Ltd
EP-2023-09856 | 2023-11-10 | 1081 BURRARD STREET, Vancouver, BC V6Z 1Y6 | Electrical Permit | Commercial | Renovation | Completed | Installation / Repair - Commercial - To supply and install power for Hospital at Home office per proposed floor plan drawing A1.01 and site discussions. Includes (4) new regular power circuits from Panel Board N1F Includes (8) new generator power circuits from Panel Board E1K To supply and install new Cat6 Commscope CS37 for Hostpital at Home office per PHSA specifications. Network request per site and email discussion below. (5) Printers (14) Workstations (1) Omnicell >BP: Ground Fl - Burrard Building Interior alterations to provide improvements to room 1469 on the ground floor of this existing Heritage A hospital (St. Paul's Hospital) on this site. Renovation work includes, adding two sinks, new millwork, new flooring, two half height partitions and electrical outlets. No parking below, plumbing is in mechanical room. OK for Field Review per W.Wong Letters of assurance completed by: ted Feenstra, Reg.Arch Schedule A. Architectural Schedule B. Gordon McDonald Mechanical & Plumbing Schedule B. Derek Hui, P.Eng Electrical Schedule B. | Sasco Contractors Ltd
PP-2023-03992 | 2023-11-14 | 1081 BURRARD STREET, Vancouver, BC V6Z 1Y6 | Plumbing Permit | Commercial | Renovation | Completed | Commercial - Rough in plumbing services to two sinks. >BP: Ground Fl - Burrard Building Interior alterations to provide improvements to room 1469 on the ground floor of this existing Heritage A hospital (St. Paul's Hospital) on this site. Renovation work includes, adding two sinks, new millwork, new flooring, two half height partitions and electrical outlets. No parking below, plumbing is in mechanical room. | Unique Plumbing Ltd
PP-2023-04298 | 2023-12-13 | 1081 BURRARD STREET, Vancouver, BC V6Z 1Y6 | Plumbing Permit | Commercial | Renovation | Completed | Commercial - Remove a backflow preventer from the hydronic heating system. Customer is converting the system to be filled with a glycol solution. | Black & McDonald Limited
EP-2023-11068 | 2023-12-18 | 1081 BURRARD STREET, Vancouver, BC V6Z 1Y6 | Electrical Permit | Commercial | Renovation | Completed | Installation / Repair - Commercial - addition of branch circuit wiring and contactor for 2 combi ovens | MDE Enterprises Ltd
EP-2023-10554 | 2023-12-04 | 1081 BURRARD STREET, Vancouver, BC V6Z 1Y6 | Electrical Permit | Commercial | Renovation | Completed | Installation / Repair - Commercial - Install new 1" conduit from Panel ESA to room 570-10 and re-wire circuits per CSA Z32-21 Standard. Bond all equipment in Patient Care Room per CSA Z32-21 Standard. Provide 3rd party ground reference testing *CEC Section 24 applies | Sasco Contractors Ltd
EP-2024-00338 | 2024-01-18 | 1081 BURRARD STREET, Vancouver, BC V6Z 1Y6 | Electrical Permit | Commercial | Tenant Improvement | Issued | Installation / Repair - Commercial - voice and data scope -Burrard building Level 2, south >BP: Providence Building - 2nd & 5th floors Revision#1 - change of engineering record Fire suppression schedule B provided by Mr. Jad McDonald, P.L.Eng. -Interior Layout changes made to match existing conditions. Interior alterations to provide improvements to this 2nd and 5th floors at this existing Hospital (Providence Building) on this site. | 4th Utility Inc
EP-2024-00284 | 2024-01-18 | 1081 BURRARD STREET, Vancouver, BC V6Z 1Y6 | Electrical Permit | Commercial | New | Issued | Installation / Repair - Commercial - PARKADE SECURITY: Conduit and cabling for the installation of 12 maglocks and related devices as per alternative solution AL-2020-00130. Low voltage security wiring. Note: The scope of work not authorized under the certificate FSR C-R - Security Alarm includes electrical work on fire alarm system. Also see Term #99 of this permit. >BP: Parkade Istallation of Mag locks in Parkade, P1 and P2. AL-2020-00130 | Houle Electric Limited
SP-2022-01220 | 2022-12-05 | 3725 CAMBIE STREET, Vancouver, BC V5Z 2X4 | Sprinkler Permit | Commercial | Renovation | Issued | Commercial - Sprinkler alterations to the existing, two-storey plus basement 10-unit multiple dwelling by adding 1 dwelling unit to the basement for a total of 11 dwelling units, alter the existing fire escape and add two 2-car detached accessory buildings (garages) providing 4 parking spaces having vehicular access from the lane. Note: This application is reviewed under VBBL 2019. | Viking Fire Protection Inc
PP-2023-01256 | 2023-04-12 | 3730 CAMBIE STREET, Vancouver, BC V5Z 2X5 | Plumbing Permit | Commercial | Tenant Improvement | Completed | Commercial - Replacement of the Domestic Water System | Cambridge Plumbing Systems Ltd
EP-2022-04113 | 2022-06-07 | 3755 CAMBIE STREET, Vancouver, BC V5Z 2X4 | Electrical Permit | Commercial | Renovation - Dwelling Unit(s) only | Completed | Installation / Repair - Commercial - In each suite units #1-10 update brach circuit for the following : -dishwasher, 120v combo laundry unit, bathroom fan, kitchen fan, 20 amp kitchen plugs **Amend 10/03/2022** Please amend to include service work, relocate and reconnect. New meters needed from bc hydro for units 11/12 Amend: Oct 4, 2022 400amps/ 120/240v/ single phase 2 suites are 60amp feeders >BP: Interior alterations to provide improvements to all suites (#1-#10) and to add suites #11 & #12 in this existing two storey Residential (Group C) building on this site. Proposed work includes conversion of the existing laundry/storage room to a new rental residential suite (#12) and to validate suite #11 at the basement level. Alterations to include conversion of one parking space in one of the rear detached garages to storage/bike storage for the use of the rental tenants. Ok for DB as per S Erichsen. To be reviewed under the 2019 VBBL. Revision #1- 2022-06-13- S.Le Update work description and location of work. | Onpoint Electric Ltd
PP-2022-01358 | 2022-05-10 | 3755 CAMBIE STREET, Vancouver, BC V5Z 2X4 | Plumbing Permit | Commercial | New | Completed | Commercial - Replacing buildings water lines . | Poco Plumbing & Heating Ltd
PP-2022-02396 | 2022-07-12 | 3755 CAMBIE STREET, Vancouver, BC V5Z 2X4 | Plumbing Permit | Commercial | Renovation | Completed | Commercial - Adding laundry boxes in each suite (CF-2022-004099) >Interior alterations to provide improvements to all suites (#1-#10) and to add suites #11 & #12 in this existing two storey Residential (Group C) building on this site. Proposed work includes conversion of the existing laundry/storage room to a new rental residential suite (#12) and to validate suite #11 at the basement level. Alterations to include conversion of one parking space in one of the rear detached garages to storage/bike storage for the use of the rental tenants. To be reviewed under the 2019 VBBL. Revision #1- 2022-06-13- S.Le Update work description and location of work. >>>>> Amend: July 12th -Unit 12 adding suite in building Bathroom group kitchen sink and laundry 1 toilet 1 bathtub 1 vanity 1 laundry 1 kitchen sink. 5 fixtures in total . | Poco Plumbing & Heating Ltd
EP-2022-09511 | 2022-11-10 | 3755 CAMBIE STREET, Vancouver, BC V5Z 2X4 | Electrical Permit | Residential | Renovation | Completed | Installation / Repair - Residential - Installation of utility fiber optic cabling. | Mott Electric General Partnership
EP-2023-06747 | 2023-08-16 | 3777 CAMBIE STREET, Vancouver, BC V5Z 2X4 | Electrical Permit | Commercial | Renovation - Dwelling Unit(s) only | Completed | Installation / Repair - Commercial - Panel update and baseboard installations in the suits | CRONA MANAGEMENT INC.
NULL | NULL | 3777 CAMBIE STREET, Vancouver, BC V5Z 2X4 | Mechanical Permit | NULL | NULL | Withdrawn | NULL | CRONA MANAGEMENT INC.
GP-2022-00149 | 2022-01-17 | 7055 BLAKE STREET, Vancouver, BC | Gas Permit | Residential | Tenant Improvement | Completed | Residential - Hot water tank renewal. | Robert Essler
GP-2023-00456 | 2023-02-07 | 7055 BLAKE STREET, Vancouver, BC | Gas Permit | Residential | Tenant Improvement | Completed | Residential - Hot water tank replacement | Robert Essler
GP-2023-02332 | 2023-08-09 | 7055 BLAKE STREET, Vancouver, BC | Gas Permit | Residential | Tenant Improvement | Issued | Residential - Gas hot water tank to renew. | Robert Essler
GP-2023-03146 | 2023-10-19 | 7255 BLAKE STREET, Vancouver, BC V5S 3V6 | Gas Permit | Residential | Tenant Improvement | Issued | Residential - Gas Hot water tank to renew. | Robert Essler
GP-2023-00976 | 2023-03-19 | 7255 BLAKE STREET, Vancouver, BC V5S 3V6 | Gas Permit | Residential | Tenant Improvement | Completed | Residential - Gas hot water tank replacement. | Robert Essler
GP-2023-01850 | 2023-06-17 | 7255 BLAKE STREET, Vancouver, BC V5S 3V6 | Gas Permit | Residential | Tenant Improvement | Completed | Residential - Hot water tank to be renewed. | Robert Essler
GP-2023-01804 | 2023-06-12 | 7255 BLAKE STREET, Vancouver, BC V5S 3V6 | Gas Permit | Residential | Tenant Improvement | Completed | Residential - Renew Gas hot water tank. | Robert Essler
GP-2022-03690 | 2022-11-23 | 7355 BLAKE STREET, Vancouver, BC | Gas Permit | Residential | Tenant Improvement | Completed | Residential - Gas Hot water tank replacement | Robert Essler
GP-2023-04149 | 2023-12-21 | 7355 BLAKE STREET, Vancouver, BC | Gas Permit | Residential | Tenant Improvement | Issued | Residential - Gas hot water tank to replace. | Robert Essler
EP-2022-09493 | 2022-11-24 | 1450 BLANCA STREET, Vancouver, BC V6R 4E2 | Electrical Permit | Residential | Renovation | Issued | Installation / Repair - Residential - Renovation wiring to include new/updated lighting, lighting control and LV motorized shading *Amend Jun 14, 2023 -upgrade lighting -upgrade kitchenette circuits -install electric floor heating throughout NOTE: NO GROUND DISTURBANCE - any ground disturbance may be in contravention to the Heritage Conservation Act and will require appropriate permits and clearances from the Provincial Archaeology Branch, First Nations and the City of Vancouver. | Kuban Electric Ltd
SP-2023-00758 | 2023-05-02 | 1450 BLANCA STREET, Vancouver, BC V6R 4E2 | Sprinkler Permit | Residential | Renovation | Issued | Residential - Moved 3 heads, added 3 heads & capped off existing heads >BP: Interior alterations to renovate this existing one family dwelling on this site. | Allright Sprinklers Ltd
NULL | NULL | 1450 BLANCA STREET, Vancouver, BC V6R 4E2 | Sprinkler Permit | Residential | Renovation | Draft | Residential - Added 3 heads, moved 3 heads & capped off existing heads | Allright Sprinklers Ltd
PP-2023-01450 | 2023-04-25 | 1450 BLANCA STREET, Vancouver, BC V6R 4E2 | Plumbing Permit | Residential | Renovation | Issued | Residential - Remove & replace a few fixtures >BP: Interior alterations to renovate this existing one family dwelling on this site. June 12/2023-AMEND -please add the following plumbing fixtures 2 showers, 2 basins, 1 sink - to Pool Cabana | McKellar Plumbing & Heating Ltd
GP-2023-01325 | 2023-04-24 | 1450 BLANCA STREET, Vancouver, BC V6R 4E2 | Gas Permit | Residential | Renovation | Issued | Residential - 1 gas fireplace Venting and hook up only >BP: Interior alterations to renovate this existing one family dwelling on this site. NOTE: NO GROUND DISTURBANCE - any ground disturbance may be in contravention to the Heritage Conservation Act and will require appropriate permits and clearances from the Provincial Archaeology Branch, First Nations and the City of Vancouver. | Urban Fireplaces Ltd
EP-2022-09375 | 2022-11-04 | 1953 BLANCA STREET, Vancouver, BC V6R 4E6 | Electrical Permit | Residential | Addition | Completed | Installation / Repair - Residential - EV Car Charger install | Wire-Man Electric Ltd
GP-2023-01555 | 2023-05-15 | 2886 BLANCA STREET, Vancouver, BC V6R 4E9 | Gas Permit | Residential | Renovation | Completed | Residential - run gas line for 1 gas log set, install 1 gas log set into existing brick chimney | The LM Fireplace Warehouse Ltd.
GP-2023-02945 | 2023-10-05 | 2886 BLANCA STREET, Vancouver, BC V6R 4E9 | Gas Permit | Residential | New | Completed | Residential - Install gas insert into existing masonry fireplace | Vancouver Gas Fireplaces Ltd
EP-2023-08581 | 2023-09-22 | 2886 BLANCA STREET, Vancouver, BC V6R 4E9 | Electrical Permit | Residential | Addition | Issued | Installation / Repair - Residential - INSTALLATION OF SECURITY SYSTEM | ADT Security Services Canada Inc
PP-2023-01222 | 2023-04-06 | 2688 BLANCHE STREET, Vancouver, BC | Plumbing Permit | Residential | Tenant Improvement | Completed | Residential - Install nine exterior irrigation lines >BP: Exterior alterations for targeted repairs to building envelope, site landscape work and new HRV unit installation on all 7 buildings in this townhouse complex. Scope of work includes: Building envelope remediation, including replacement of the following: wall cavity insulation, exterior walls sheathing, air and moisture barrier, cladding and cladding accessories, windows and doors, patio sliding doors, acoustical screens on patios. New balcony and deck membrane installation. Attic mold remediation and new attic vapor barrier and insulation. Landscaping: replacement of landscape ties retaining walls with concrete clocks, replacement of landscape ties stairs with concrete stairs on grade, replacement of railings and fencing. Localized paving repairs. New HRV unit installation. | Urban Plumbing & Heating Ltd
EP-2022-07561 | 2022-09-09 | 2688 BLANCHE STREET, Vancouver, BC | Electrical Permit | Commercial | New | Withdrawn | Installation / Repair - Commercial - This permit is not for a temporary power pole. It is for an installation/repairs. >>AMEND: This permit is NOT for a temporary power pole. it is for an installation/repairs type Details will be same -Temporary site panel, power for modular site office. -HRV wiring in 43 townhome hints -removal and install of lights/receptacles >BP: Exterior alterations for targeted repairs to building envelope, site landscape work and new HRV unit installation on all 7 buildings in this townhouse complex. Scope of work includes: Building envelope remediation, including replacement of the following: wall cavity insulation, exterior walls sheathing, air and moisture barrier, cladding and cladding accessories, windows and doors, patio sliding doors, acoustical screens on patios. New balcony and deck membrane installation. Attic mold remediation and new attic vapor barrier and insulation. Landscaping: replacement of landscape ties retaining walls with concrete clocks, replacement of landscape ties stairs with concrete stairs on grade, replacement of railings and fencing. Localized paving repairs. New HRV unit installation. Building envelope and environmental separation as per Part 5 design: Schedule A, Schedule B (Architectural), Schedule D; Jaroslaw (Jack) Dubas, M.A.Sc.,P.Eng., BEP (604.875.1930); Schedule B (Mechanical, Plumbing) Edmond Cheung, P.Eng. (604.581.6338) and Schedule B (Structural) Dan Kunimoto, P.Eng. (604.298.5950) submitted for this project. Building Review Branch Notes: 1. This permit has been reviewed under the requirements of the VBBL #12511 (2019) 2. All new openings to match existing. | Wire-Man Electric Ltd
EP-2022-08203 | 2022-09-28 | 2688 BLANCHE STREET, Vancouver, BC | Electrical Permit | Residential | Addition | Issued | Installation / Repair - Residential - -Temporary site panel, power for modular site office. -HRV wiring in 43 townhome hints -removal and install of lights/receptacles Exterior alterations for targeted repairs to building envelope, site landscape work and new HRV unit installation on all 7 buildings in this townhouse complex. Scope of work includes: Building envelope remediation, including replacement of the following: wall cavity insulation, exterior walls sheathing, air and moisture barrier, cladding and cladding accessories, windows and doors, patio sliding doors, acoustical screens on patios. New balcony and deck membrane installation. Attic mold remediation and new attic vapor barrier and insulation. | Wire-Man Electric Ltd
GP-2023-02691 | 2023-09-13 | 1906 BLENHEIM STREET, Vancouver, BC V6K 4H9 | Gas Permit | Residential | Renovation | Issued | Residential - Boiler replacement | Schmidt Bros Mechanical Ltd
GP-2022-02063 | 2022-07-13 | 2050 BLENHEIM STREET, Vancouver, BC V6K 4J1 | Gas Permit | Residential | Renovation | Completed | Residential - HWT re&re | Ferenc Nagy
EP-2022-07574 | 2022-09-16 | 2110 BLENHEIM STREET, Vancouver, BC V6K 4J2 | Electrical Permit | Residential | Renovation | Completed | Installation / Repair - Residential - Dedicated Circuit for AC install | Pacific Star Electric Inc
EP-2022-01219 | 2022-02-22 | 3263 BLENHEIM STREET, Vancouver, BC V6L 2X7 | Electrical Permit | Residential | Renovation | Completed | Installation / Repair - Residential - relocate one electrical panel , supply and install new panel to feed new air conditioning units for tenants. >BP: Interior alterations to retrofit the HVAC system at this existing senior supportive assisted living building on this site. Scope of work includes retrofitting the HVAC to the dining hall, entry and lounge. Includes the addition of a heat pump for both heating/cooling and HRV units. Exterior units will be replaced at existing locations. Mechanical Schedule-B - Richard Marier - 604-534-3151 Schedule A & Architectural Schedule-B - Harvey Hatch - 604-644-9438 The services of a Structural Engineer may be required, based upon site inspection by the District Building Inspector. Energy Upgrade Exempt OK for Field Review per K. Kang, January 31, 2022 | Brodan Industries Ltd.
EP-2022-04850 | 2022-06-09 | 3263 BLENHEIM STREET, Vancouver, BC V6L 2X7 | Electrical Permit | Residential | Tenant Improvement | Completed | Installation / Repair - Residential - need to wire timer - hrvs (x2) and wire speed control - hrvs (x2) as well as wire duct heater to stat Interior alterations to retrofit the HVAC system at this existing senior supportive assisted living building on this site. Scope of work includes retrofitting the HVAC to the dining hall, entry and lounge. Includes the addition of a heat pump for both heating/cooling and HRV units. Exterior units will be replaced at existing locations. | Modern Systems Management Ltd
GP-2023-02662 | 2023-09-11 | 5813 BOUNDARY ROAD, Vancouver, BC V5R 2R2 | Gas Permit | Residential | Renovation | Completed | Residential - RE&RE for furnace and HWTG | Milani Plumbing Heating & Air Conditioning Ltd
MP-2023-01163 | 2023-06-23 | 5827 BOUNDARY ROAD, Vancouver, BC V5R 2R2 | Mechanical Permit | NULL | NULL | Completed | NULL | Moore & Russell Heating Ltd
EP-2023-05659 | 2023-07-10 | 5827 BOUNDARY ROAD, Vancouver, BC V5R 2R2 | Electrical Permit | Residential | Tenant Improvement | Completed | Installation / Repair - Residential - Electrical work for new full electrical system and replace 100 amp panel with a new 100 amp panel -The new panel will be at the same location as the existing panel MP-2023-01163 | Moore And Russell Heating And Air Conditioning Ltd
EP-2022-00703 | 2022-02-01 | 1290 BURNABY STREET, Vancouver, BC V6E 1P5 | Electrical Permit | Commercial | Renovation | Completed | Installation / Repair - Commercial - Install one (1) 120v circuit for monitoring panel inside electrical room. Wiring is approx. 20' and within the same room. | Fina Electrical Systems Ltd
EP-2022-00723 | 2022-03-04 | 1290 BURNABY STREET, Vancouver, BC V6E 1P5 | Electrical Permit | Commercial | Addition | Completed | Installation / Repair - Commercial - Installation of ULC listed Fire alarm monitoring system including 1 x HS32-612LEC Neo Fire Monitoring Kit, 1 x 25 ft indoor/outdoor LTE antenna | ADT Security Services Canada Inc
EP-2022-03368 | 2022-04-27 | 3656 BLENHEIM STREET, Vancouver, BC V6L 2Y2 | Electrical Permit | Residential | New | Completed | Installation / Repair - Residential - NEW ELECTRICAL FOR SINGLE FAMILY BACKUP GENERATOR FOR SUMP PUMP AND SOME LIGHTING >BP: To construct a 2 storey one-family dwelling ($595,250) with a detached accessory building (garage), at the rear providing 2 parking spaces, having vehicular access from the lane. Note: This is a 2 storey building pursuant to the Zoning and Development By-Law ****The entire building to be sprinklered to NFPA 13D**** 1. A/C unit proposed 2. No bar sink proposed in cellar 3. Structural and geotechnical schedule B: Seyed A. Pishvaei of Zervan Construction Inc. (604.992.9481) 4. Architectural schedule B: (glass guards) Seyed A. Pishvaei of Zervan Construction Inc. (604.992.9481) 5. HPO:Miraval Properties Inc. 6. Rev #1: Generator proposed in rear yard "Combustible projections or roof soffits on an exposing building face shall not project to less than .45m from the property line and shall be in compliance with VBBL 2019 9.10.15.5.(11)" ******THIS PERMIT HAS BEEN ISSUED UNDER THE REQUIREMENTS OF VBBL 2019****** | Indy Electrical Ltd
PP-2022-00876 | 2022-03-16 | 3656 BLENHEIM STREET, Vancouver, BC V6L 2Y2 | Plumbing Permit | Residential | New | Completed | Residential - 1FD - New house To construct a 2 storey one-family dwelling with a detached accessory building (garage), at the rear providing 2 parking spaces, having vehicular access from the lane. Note: This is a 2 storey building pursuant to the Zoning and Development By-Law ****The entire building to be sprinklered to NFPA 13D**** 1. A/C unit proposed 2. No bar sink proposed in cellar | Dulai Plumbing Heating & Renovations Ltd
NULL | NULL | 3656 BLENHEIM STREET, Vancouver, BC V6L 2Y2 | Plumbing Permit | Residential | New | Draft | Residential - Single family | Dulai Plumbing Heating & Renovations Ltd
GP-2022-02675 | 2022-09-08 | 3656 BLENHEIM STREET, Vancouver, BC V6L 2Y2 | Gas Permit | Residential | New | Completed | Residential - Installation of 1 gas fireplace - venting and hook up only >BP: To construct a 2 storey one-family dwelling ($595,250) with a detached accessory building (garage), at the rear providing 2 parking spaces, having vehicular access from the lane. | Urban Fireplaces Ltd
SP-2022-01457 | 2022-09-08 | 3656 BLENHEIM STREET, Vancouver, BC V6L 2Y2 | Sprinkler Permit | Residential | New | Completed | Residential - 1FD - New fire sprinkler >DB: To construct a 2 storey one-family dwelling with a detached accessory building (garage), at the rear providing 2 parking spaces, having vehicular access from the lane. Note: This is a 2 storey building pursuant to the Zoning and Development By-Law ****The entire building to be sprinklered to NFPA 13D**** 1. A/C unit proposed 2. No bar sink proposed in cellar | Blue Tech Mechanical Ltd
NULL | NULL | 3656 BLENHEIM STREET, Vancouver, BC V6L 2Y2 | Gas Permit | Residential | New | Draft | Residential - New gas piping | Sea To Sky Plumbing & Heating Supplies Ltd
GP-2022-02656 | 2022-09-06 | 3656 BLENHEIM STREET, Vancouver, BC V6L 2Y2 | Gas Permit | Residential | New | Completed | Residential - Gas piping for: >BP: To construct a 2 storey one-family dwelling ($595,250) with a detached accessory building (garage), at the rear providing 2 parking spaces, having vehicular access from the lane. | Sea To Sky Plumbing & Heating Supplies Ltd
EP-2022-05656 | 2022-07-05 | 3656 BLENHEIM STREET, Vancouver, BC V6L 2Y2 | Electrical Permit | Residential | New | Completed | Installation / Repair - Residential - Prewire and finish security alarm, doorbell, TV and telephone jacks, speakers, and cameras. >BP: To construct a 2 storey one-family dwelling ($595,250) with a detached accessory building (garage), at the rear providing 2 parking spaces, having vehicular access from the lane. Note: This is a 2 storey building pursuant to the Zoning and Development By-Law ****The entire building to be sprinklered to NFPA 13D**** 1. A/C unit proposed 2. No bar sink proposed in cellar 3. Structural and geotechnical schedule B: Seyed A. Pishvaei of Zervan Construction Inc. (604.992.9481) 4. Architectural schedule B: (glass guards) Seyed A. Pishvaei of Zervan Construction Inc. (604.992.9481) 5. HPO:Miraval Properties Inc. 6. Rev #1: Generator proposed in rear yard "Combustible projections or roof soffits on an exposing building face shall not project to less than .45m from the property line and shall be in compliance with VBBL 2019 9.10.15.5.(11)" ******THIS PERMIT HAS BEEN ISSUED UNDER THE REQUIREMENTS OF VBBL 2019****** | Karnpal Johal
GP-2023-01704 | 2023-06-01 | 3743 BLENHEIM STREET, Vancouver, BC V6L 2Y3 | Gas Permit | Residential | Tenant Improvement | Completed | Residential - Add a new gas line for a bbq box | Gregori Plumbing, Heating & Air Conditioning Ltd
GP-2023-00809 | 2023-03-08 | 3838 BLENHEIM STREET, Vancouver, BC V6L 2Y6 | Gas Permit | Residential | Renovation | Completed | Residential - Replace existing gas furnace with Trane Hi- efficient gas furnace. | LION MECHANICAL
EP-2023-00600 | 2023-01-25 | 5258 BURSILL STREET, Vancouver, BC V5R 3Z5 | Electrical Permit | Residential | New | Completed | Installation / Repair - Residential - service location change from Existing main house to new Laneway house 200 amp main service 100 amp for house 100 amp lwh | H.L. ELECTRICAL LTD
GP-2022-00884 | 2022-03-21 | 2595 BROCK STREET, Vancouver, BC V5R 2R3 | Gas Permit | Residential | Renovation | Completed | Residential - Re&Re Boiler BTU: 115,000 | Milani Plumbing Heating & Air Conditioning Ltd
EP-2023-04985 | 2023-06-06 | 6363 BROOKS STREET, Vancouver, BC V5S 3J3 | Electrical Permit | Residential | Addition | Issued | Installation / Repair - Residential - Installation of security alarm system. | ADT Security Services Canada Inc
GP-2022-04073 | 2022-12-20 | 6368 BROOKS STREET, Vancouver, BC V5S 3J4 | Gas Permit | Residential | Renovation | Completed | Residential - Boiler replacement | WESTBRIDGE PLUMBING & HEATING LTD
EP-2023-04072 | 2023-05-18 | 6378 BROOKS STREET, Vancouver, BC V5S 3J4 | Electrical Permit | Residential | Renovation | Issued | Installation / Repair - Residential - Electrical supply for Dsplit *MP-2023-00803: Issued (Heating and Cooling) | Milani Electric Limited
MP-2023-00803 | 2023-05-09 | 6378 BROOKS STREET, Vancouver, BC V5S 3J4 | Mechanical Permit | NULL | NULL | Issued | NULL | Milani Electric Limited
GP-2023-02613 | 2023-09-07 | 6378 BROOKS STREET, Vancouver, BC V5S 3J4 | Gas Permit | Residential | Tenant Improvement | Completed | Residential - 1 Tankless water heater and 1 Boiler Replace hot water tank with a tankless hot water heater, replace boiler with a high efficiency boiler | YES! WE DO PLUMBING & HEATING
PP-2022-02041 | 2022-06-14 | 1250 BUTE STREET, Vancouver, BC V6E 1Z9 | Plumbing Permit | Commercial | Addition | Issued | Commercial - Install two 4" DCVA Backflow assembly devices >>>> Amend: June 15th -Please change the job address to 1250 Bute Street | KC's Plumbing & Heating
PP-2022-03191 | 2022-09-15 | 1315 BUTE STREET, Vancouver, BC V6E 2A4 | Plumbing Permit | Commercial | Tenant Improvement | Issued | Commercial - Supply and installation of new combined water service. Combined means it will do domestic and fire protection with one pipe to building. CROSS CONNECTION LTR UPLOADED | Cambridge Plumbing Systems Ltd
EP-2022-07829 | 2022-10-24 | 1320 BUTE STREET, Vancouver, BC V6E 2A3 | Electrical Permit | Commercial | Addition | Completed | Installation / Repair - Commercial - Installation of Cameras, Access and Entrephone Mesh Viscount -We will not be installing maglock only door strikes and Kantech readers | ACCURATE ALARMS Ltd
SP-2022-01138 | NULL | 1320 BUTE STREET, Vancouver, BC V6E 2A3 | Sprinkler Permit | Commercial | New | Applicant Revisions | Commercial - For all work to the 2019 VBBL and NFPA 13, 2013 and NFPA 14, 2013 for the retro-active installation of: 1. A 4" Watts series 957 BFG Reduced Pressure Zone Assembly on the existing parkade Glycol systems, and 2. A 4" Watts series 757 Double Check Valve Assembly on the existing wet fire suppression system (Class 1 standpipe (50' hose w/ 1 1/2" hose and nozzle), and Boiler room sprinkler system). in this existing building This application does not include: • Changes to the sprinkler system supply piping (e.g. valves, mains, cross-mains, etc.) except as required to retro-actively install the DCVA's. • Alternative solutions • Change in occupancy and/or hazard classification. Notes: - Fire Suppression system Engineer of record Mr. Rene Wedding of REW Associates Consulting Engineers. E: rwedding@rewassociates.com. T: 604 505 5940. - Per October 3, 2022 email correspondence from REW the Glycol system(s) complies with Section 7.6 of NFPA 13. - One set of approved drawings and permit to be available for viewing at the jobsite. - Separate permit and documents required for any electrical or fire alarm related work. ***If the building is equipped with a fire alarm system the DCVA must be monitored by the fire alarm system.*** | BC FIRE SPRINKLERS--Gordon Knight
EP-2023-03936 | 2023-05-05 | 1320 BUTE STREET, Vancouver, BC V6E 2A3 | Electrical Permit | Commercial | Renovation - Dwelling Unit(s) only | Completed | Installation / Repair - Commercial - Install new panel, new kitchen circuits, new lights plugs and switches, new smoke alarm in bedrooms. >BP: #1603 - 16th floor Interior alterations to provide residential improvements to dwelling unit #1603 on the 16th floor of this existing multiple dwelling building on this site. | Vancouver Telectric Services Ltd
PP-2023-01778 | 2023-05-23 | 1320 BUTE STREET, Vancouver, BC V6E 2A3 | Plumbing Permit | Commercial | Renovation - Dwelling Unit(s) only | Completed | Commercial - Will be installing a new bathtub with diverter valve. Will also be installing a new dishwasher. >BP: Interior alterations to provide residential improvements to dwelling unit #1603 on the 16th floor of this existing multiple dwelling building on this site. | Salvatore Borello
NULL | NULL | 1320 BUTE STREET, Vancouver, BC V6E 2A3 | Plumbing Permit | Commercial | Renovation - Dwelling Unit(s) only | Draft | Commercial - Will be replaceing the bathtub with diverter valve. Will aslo be installing a new dishwasher. | NULL
EP-2023-05452 | 2023-06-28 | 1320 BUTE STREET, Vancouver, BC V6E 2A3 | Electrical Permit | Commercial | Renovation - Dwelling Unit(s) only | Completed | Installation / Repair - Commercial - new panel service wont be affected, new kitchen circuits, new lights plugs and switches also new smokes in bedroom >BP: #802 - 8th floor Interior alterations to provide improvements to dwelling unit #802 on the 8th floor of this existing multiple dwelling building on this site. | Vancouver Telectric Services Ltd
PP-2023-02297 | 2023-06-28 | 1320 BUTE STREET, Vancouver, BC V6E 2A3 | Plumbing Permit | Commercial | Renovation - Dwelling Unit(s) only | Completed | Commercial - Will be replacing the bathtub with diverter valve. Will also be installing a new dishwasher. >BP: #802 - 8th floor Interior alterations to provide improvements to dwelling unit #802 on the 8th floor of this existing multiple dwelling building on this site | Salvatore Borello
EP-2023-05981 | 2023-07-13 | 1320 BUTE STREET, Vancouver, BC V6E 2A3 | Electrical Permit | Commercial | Renovation - Dwelling Unit(s) only | Completed | Installation / Repair - Commercial - new panel service wont be affected, new kitchen circuit, new lights plugs and switches also new smokes in bedrooms >BP: #405 - 4th floor Interior alterations to provide residential improvements to dwelling unit #405 on the 4th floor of this existing multiple dwelling building on this site. | Vancouver Telectric Services Ltd
EP-2023-05979 | 2023-07-13 | 1320 BUTE STREET, Vancouver, BC V6E 2A3 | Electrical Permit | Residential | Renovation - Dwelling Unit(s) only | Completed | Installation / Repair - Residential - new panel service wont be affected, new kitchen circuit, new lights plugs and switches also new snokes in bedrooms >BP: Interior alterations to provide residential improvements to dwelling unit #403 on the 4th floor of this existing multiple dwelling building on this site. Architectural/Plumbing/Electrical Schedule B provided by John. J. McCuaigP.Eng. 604.255.0992 OK for DTI per Kirat Kang - June 8, 2023 | Vancouver Telectric Services Ltd
EP-2023-05980 | 2023-07-13 | 1320 BUTE STREET, Vancouver, BC V6E 2A3 | Electrical Permit | Commercial | Renovation - Dwelling Unit(s) only | Completed | Installation / Repair - Commercial - new panel service wont be affected, new kitchen circuit, new lights plugs and switches also new smokes in bedrooms >BP: #602 - 6th floor Interior alterations to provide residential improvements to dwelling unit #602 on the 6th floor of this existing multiple dwelling building on this site. | Vancouver Telectric Services Ltd
PP-2023-02700 | 2023-07-31 | 1320 BUTE STREET, Vancouver, BC V6E 2A3 | Plumbing Permit | Commercial | Renovation - Dwelling Unit(s) only | Completed | Commercial - Will be replacing the bathtub and shower diverter valve. Will also be installing a new dishwasher. >BP: #403 - 4th floor Interior alterations to provide residential improvements to dwelling unit #403 on the 4th floor of this existing multiple dwelling building on this site | Salvatore Borello
PP-2023-02701 | 2023-07-31 | 1320 BUTE STREET, Vancouver, BC V6E 2A3 | Plumbing Permit | Commercial | Renovation - Dwelling Unit(s) only | Completed | Commercial - Will be replacing the bathtub and shower diverter valve. Will also be installing a new dishwasher. >BP: #405 - 4th floor Interior alterations to provide residential improvements to dwelling unit #405 on the 4th floor of this existing multiple dwelling building on this site. | Salvatore Borello
PP-2023-02702 | 2023-07-31 | 1320 BUTE STREET, Vancouver, BC V6E 2A3 | Plumbing Permit | Commercial | Renovation - Dwelling Unit(s) only | Completed | Commercial - Will be replacing the bathtub and shower diveter valve. Will also be installing a new dishwasher. >BP: #602 - 6th floor Interior alterations to provide residential improvements to dwelling unit #602 on the 6th floor of this existing multiple dwelling building on this site. | Salvatore Borello
PP-2023-00720 | 2023-03-03 | 1320 BUTE STREET, Vancouver, BC V6E 2A3 | Plumbing Permit | Commercial | Renovation - Dwelling Unit(s) only | Completed | Commercial - SUITE #801 - Will be replacing the bathtub/shower diverter valve. Will also be installing a new dishwasher. >BP: #801 - 8th floor Interior alterations to provide improvements to dwelling unit #801 on the 8th floor of this existing multiple dwelling building on this site. | Salvatore Borello
PP-2023-00719 | 2023-03-03 | 1320 BUTE STREET, Vancouver, BC V6E 2A3 | Plumbing Permit | Commercial | Renovation - Dwelling Unit(s) only | Completed | Commercial - SUITE #904 - 9TH FLOOR - Will be replacing the bathtub. Will also be installing a new dishwasher. The location of these fixtures will not change from original. >BP: #904 - 9th floor Interior alterations to provide improvements to dwelling unit #904 on the 9th floor of this existing multiple dwelling building on this site. Scope of work includes to update washroom, kitchen wall modified to create open concept, fix firestopping where applicable, electrical and plumbing work. | Salvatore Borello
EP-2023-01422 | 2023-02-21 | 1320 BUTE STREET, Vancouver, BC V6E 2A3 | Electrical Permit | Residential | Renovation - Dwelling Unit(s) only | Completed | Installation / Repair - Residential - new panel service won't be affected, new kitchen circuits, new lights plugs and switches also new smokes in bedrooms >BP: #904 - 9th floor Interior alterations to provide improvements to dwelling unit #904 on the 9th floor of this existing multiple dwelling building on this site. Scope of work includes to update washroom, kitchen wall modified to create open concept, fix firestopping where applicable, electrical and plumbing work. | Vancouver Telectric Services Ltd
EP-2023-01423 | 2023-02-21 | 1320 BUTE STREET, Vancouver, BC V6E 2A3 | Electrical Permit | Commercial | Renovation - Dwelling Unit(s) only | Completed | Installation / Repair - Commercial - new panel service wont be affected, new kitchen circuits, new lights plugs and switches also new smoke detectors in bedroom >BP: #801 - 8th floor Interior alterations to provide improvements to dwelling unit #801 on the 8th floor of this existing multiple dwelling building on this site. | Vancouver Telectric Services Ltd
PP-2023-01244 | 2023-04-11 | 1320 BUTE STREET, Vancouver, BC V6E 2A3 | Plumbing Permit | Commercial | Renovation - Dwelling Unit(s) only | Completed | Commercial - UNIT #1404 - 14TH FLOOR - kitchen drain drop new tub install, new diverter, new shutoffs on lav, toilet, and kitchen supply lines >BP: #1404 - 14th floor Interior alterations to provide residential improvements to dwelling unit #1404 on the 14th floor of this existing multiple dwelling building on this site. | Platinum Ridge Plumbing Ltd
PP-2023-01245 | 2023-04-11 | 1320 BUTE STREET, Vancouver, BC V6E 2A3 | Plumbing Permit | Commercial | Tenant Improvement | Completed | Commercial - kitchen and bathroom sink drain drop new tub install. new diverter install, new shutoffs on kitchen, lav, and toilet supply lines. >BP: Interior alterations to provide residential improvements to dwelling unit #404 on the 4th floor of this existing multiple dwelling building on this site. | Platinum Ridge Plumbing Ltd
EP-2023-03284 | 2023-04-21 | 1320 BUTE STREET, Vancouver, BC V6E 2A3 | Electrical Permit | Residential | Renovation - Dwelling Unit(s) only | Completed | Installation / Repair - Residential - install new kitchen wiring, panel and devices >BP: Interior alterations to provide residential improvements to dwelling unit #1404 on the 14th floor of this existing multiple dwelling building on this site. Architectural/Plumbing/Electrical Schedule B provided by John. J. McCuaig, P.Eng. 604.255.0992 OK for DTI per M. Lee March 7, 2023 | Terradyne Electrical Services Inc
EP-2023-03283 | 2023-04-21 | 1320 BUTE STREET, Vancouver, BC V6E 2A3 | Electrical Permit | Residential | Renovation - Dwelling Unit(s) only | Completed | Installation / Repair - Residential - install new kitchen wiring, panel and new devices >BP: Interior alterations to provide residential improvements to dwelling unit #404 on the 4th floor of this existing multiple dwelling building on this site. Architectural/Plumbing/Electrical Schedule B provided by John. J. McCuaigP.Eng. 604.255.0992 OK for DTI per M. Lee March 7, 2023 | Terradyne Electrical Services Inc
EP-2023-08938 | 2023-10-23 | 1320 BUTE STREET, Vancouver, BC V6E 2A3 | Electrical Permit | Residential | Renovation - Dwelling Unit(s) only | Completed | Installation / Repair - Residential - new panel service wont be affected, new kitchen circuits, new lights plugs and switches also new smoke detectors in bedrooms >BP: #202 - 1320 Bute Street Interior alterations to unit #202 - 1320 Bute street of this existing multiple dwelling building on this site. Scope of work includes: 1) New baseboards. 2) New shelving with supports, and rods in closet. 3) New closet doors. 4) Fix firestopping in walls where it is applicable. 5) Kitchen wall modification to create open concept with dishwasher and microwave 6) Install New cabinetry and countertops in kitchen. Ok for DTI as per Manuel Meier September 6, 2023 | Vancouver Telectric Services Ltd
PP-2023-03805 | 2023-10-30 | 1320 BUTE STREET, Vancouver, BC V6E 2A3 | Plumbing Permit | Commercial | Renovation - Dwelling Unit(s) only | Completed | Commercial - Will be replacing the bathtub/diverter valve. Will also be installing a new dishwasher. >BP: #202 - 1320 Bute Street Interior alterations to unit #202 - 1320 Bute street of this existing multiple dwelling building on this site. Scope of work includes: 1) New baseboards. 2) New shelving with supports, and rods in closet. 3) New closet doors. 4) Fix firestopping in walls where it is applicable. 5) Kitchen wall modification to create open concept with dishwasher and microwave 6) Install New cabinetry and countertops in kitchen. | Salvatore Borello
PP-2024-00178 | 2024-01-25 | 1320 BUTE STREET, Vancouver, BC V6E 2A3 | Plumbing Permit | Commercial | Renovation - Dwelling Unit(s) only | Issued | Commercial - Will be replaceing the bathtub and shower diverter valve. Will aslo be installing a new dishwasher. | Salvatore Borello
EP-2024-00279 | 2024-01-18 | 1320 BUTE STREET, Vancouver, BC V6E 2A3 | Electrical Permit | Residential | Renovation - Dwelling Unit(s) only | Issued | Installation / Repair - Residential - new electrical panel service wont be affected. new kitchen circuits. new lights plugs and switches. also new smoke in bedroom >BP: #1006 - 10th floor Interior alterations to provide improvements to dwelling unit #1006 on the 10th floor of this existing multiple dwelling building on this site. | Vancouver Telectric Services Ltd
PP-2022-00159 | 2022-01-21 | 1320 BUTE STREET, Vancouver, BC V6E 2A3 | Plumbing Permit | Commercial | Addition | Completed | Commercial - INSTALLATION OF BACKFLOWS/VACUUM BREAKERS AS PER COV CROSS CONNECTION REPORT - PREMISE ISOLATION DCVA - POOL FILL RPBA - 4 VACUUM BREAKERS | Allied Plumbing Heating and Air Conditioning
PP-2022-01535 | 2022-05-06 | 1376 BUTE STREET, Vancouver, BC V6E 2A6 | Plumbing Permit | Commercial | Addition | Completed | Commercial - Installation of new DCVA backflow preventer assembly in the laundry room. This permit is being applied for as a result of a City of Vancouver Cross Connection Inspection at 1376 Bute street. | DENTE MECHANICAL
EP-2023-08400 | 2023-09-25 | 6138 BUTLER STREET, Vancouver, BC V5S 3K4 | Electrical Permit | Residential | Addition | Issued | Installation / Repair - Residential - change a 100 AMP panel to a 150 AMP panel | Aweico Electric Ltd
SP-2023-00440 | 2023-03-14 | 6272 BUTLER STREET, Vancouver, BC V5S 3K4 | Sprinkler Permit | Residential | New | Completed | Residential - New sprinkler system >BP: To construct a two-storey two-family dwelling with two secondary suites located in the basement, with a detached accessory building (garage) at the rear providing 2 parking spaces, having vehicular access from the lane. 1. Covenant registered at the Land Title Office under CB-165480-CB165481 2. No strata titling permitted 3. A/C units proposed in rear yard 4. No Bar sinks proposed 5. Schedule B: Md. Shahidul (604.653.7474) Structural & Geotechnical 6. HPO: Residential Builder - Vantop Construction Ltd. | Haven Fire Protection Ltd
GP-2023-01012 | 2023-03-23 | 6272 BUTLER STREET, Vancouver, BC V5S 3K4 | Gas Permit | Residential | New | Completed | Residential - To install 2 boiler 4 range & 1 BBQ There is pipping for 2 range BBQ >BP: To construct a two-storey two-family dwelling with two secondary suites | JOT MECHANICAL LTD
EP-2023-00638 | 2023-02-21 | 6272 BUTLER STREET, Vancouver, BC V5S 3K4 | Electrical Permit | Residential | New | Completed | Installation / Repair - Residential - Complete Security Alarm, Tel, Tv Internet, Intercom >BP: To construct a two-storey two-family dwelling with two secondary suites ($942,957) located in the basement, with a detached accessory building (garage) at the rear providing 2 parking spaces, having vehicular access from the lane. Note: This Building Permit will remain in a suspended status until the associated (green) Demolition Permit BP-2022-01383 is completed. 1. Covenant registered at the Land Title Office under CB-165480-CB165481 2. No strata titling permitted 3. A/C units proposed in rear yard 4. No Bar sinks proposed 5. Schedule B: Md. Shahidul (604.653.7474) Structural & Geotechnical 6. HPO: Residential Builder - Vantop Construction Ltd. | Covert Security Solutions Inc
EP-2022-08054 | 2022-09-22 | 6272 BUTLER STREET, Vancouver, BC V5S 3K4 | Electrical Permit | Residential | New | Expired | Temporary Power - Residential - To provide temporary power. | Simon Electric Ltd
PP-2023-00129 | 2023-01-13 | 6272 BUTLER STREET, Vancouver, BC V5S 3K4 | Plumbing Permit | Residential | New | Completed | Residential - plumbing for duplex house >BP: To construct a two-story two-family dwelling with two secondary suites located in the basement, with a detached accessory building (garage) at the rear providing 2 parking spaces, having vehicular access from the lane. 1. Covenant registered at the Land Title Office under CB-165480-CB165481 2. No strata titling permitted 3. A/C units proposed in rear yard 4. No Bar sinks proposed 5. Schedule B: Md. Shahidul (604.653.7474) Structural & Geotechnical 6. HPO: Residential Builder - Vantop Construction Ltd. | Rain Coast Plumbing & Heating Ltd
MP-2023-00073 | 2023-01-18 | 6272 BUTLER STREET, Vancouver, BC V5S 3K4 | Mechanical Permit | NULL | NULL | Completed | NULL | Rain Coast Plumbing & Heating Ltd
EP-2023-00402 | 2023-01-25 | 6272 BUTLER STREET, Vancouver, BC V5S 3K4 | Electrical Permit | Residential | New | Completed | Installation / Repair - Residential - WIRING NEW DUPLEX & LEGAL BASEMENT UNIT >BP: To construct a two-storey two-family dwelling with two secondary suites ($942,957) located in the basement, with a detached accessory building (garage) at the rear providing 2 parking spaces, having vehicular access from the lane. 1. Covenant registered at the Land Title Office under CB-165480-CB165481 2. No strata titling permitted 3. A/C units proposed in rear yard 4. No Bar sinks proposed 5. Schedule B: Md. Shahidul (604.653.7474) Structural & Geotechnical 6. HPO: Residential Builder - Vantop Construction Ltd. ******THIS PERMIT HAS BEEN ISSUED UNDER THE REQUIREMENTS OF VBBL #12511 (2019)****** | Simon Electric Ltd
PP-2022-04242 | 2022-11-24 | 6272 BUTLER STREET, Vancouver, BC V5S 3K4 | Plumbing Permit | Residential | New | Completed | Residential - sump inspection/drain tiles | Vantop Construction Ltd
NULL | NULL | 6289 BUTLER STREET, Vancouver, BC V5S 3K5 | Gas Permit | Residential | Renovation | Draft | Residential - New gas fireplace with vent & hook up | Fastgo System 2011 Inc DBA Fireplaces Unlimited
GP-2022-03507 | 2022-11-10 | 6289 BUTLER STREET, Vancouver, BC V5S 3K5 | Gas Permit | Residential | Renovation | Completed | Residential - New gas fireplace with vent & hook up | Fastgo System 2011 Inc DBA Fireplaces Unlimited
GP-2022-03164 | 2022-10-18 | 6289 BUTLER STREET, Vancouver, BC V5S 3K5 | Gas Permit | Residential | Renovation | Completed | Residential - RE N RE - Removal of existing boiler and hot water tank. Installation of new combi boiler >BP: Interior alterations to provide improvements to this one-family dwelling at this site. Scope of work includes: - Updating kitchen, washroom and bathroom. - Installation of Smoke & CO Alarms - Installation of a new A/C unit @ the rear yard (West side of the building) | Suter Services Ltd
PP-2022-03197 | 2022-09-15 | 6289 BUTLER STREET, Vancouver, BC V5S 3K5 | Plumbing Permit | Residential | Renovation | Completed | Residential - Updating kitchen and bathrooms | Suter Services Ltd
EP-2022-06452 | 2022-08-02 | 6289 BUTLER STREET, Vancouver, BC V5S 3K5 | Electrical Permit | Residential | Renovation | Completed | Installation / Repair - Residential - repair and upgrade of low voltage circuits , cameras and data wires >BP: Interior alterations to provide improvements to this one-family dwelling at this site. Scope of work includes: - Updating kitchen, washroom and bathroom. - Installation of Smoke & CO Alarms - Installation of a new A/C unit @ the rear yard (West side of the building) | Opticnet Communications Inc
EP-2022-05626 | 2022-07-05 | 6289 BUTLER STREET, Vancouver, BC V5S 3K5 | Electrical Permit | Residential | Tenant Improvement | Completed | Installation / Repair - Residential - upgrade service from 100 amp to 200 amp >BP: Interior alterations to provide improvements to this one-family dwelling at this site. Scope of work includes: - Updating kitchen, washroom and bathroom. - Installation of Smoke & CO Alarms - Installation of a new A/C unit @ the rear yard (West side of the building) OK for field review as per Nehzat J. 04 April 2022. Letter of assurance provided by: Schedule B (Architectural): Vipul Chauhan, Architect AIBC, 604-264-1450 Energy Upgrade: E2 - Lightning - Upgrade to control Parking Garage Lighting (per 9.4.1.3 of ASHRAE 90.1-2016) | Simon Electric Ltd
EP-2022-04152 | 2022-05-30 | 6353 BUTLER STREET, Vancouver, BC V5S 3K6 | Electrical Permit | Residential | Tenant Improvement | Completed | Installation / Repair - Residential - Electrical install of heat pump. BP not required. NO change to existing service. | Moore And Russell Heating And Air Conditioning Ltd
EP-2022-03190 | 2022-04-21 | 6383 BUTLER STREET, Vancouver, BC V5S 3K6 | Electrical Permit | Residential | Addition | Completed | Installation / Repair - Residential - installation of wireless alarm system and a cctv system | Telus Custom Security Systems Inc
MP-2023-01423 | 2023-08-03 | 6383 BUTLER STREET, Vancouver, BC V5S 3K6 | Mechanical Permit | NULL | NULL | Completed | NULL | Moore & Russell Heating Ltd
EP-2023-07241 | 2023-08-09 | 6383 BUTLER STREET, Vancouver, BC V5S 3K6 | Electrical Permit | Residential | Renovation | Completed | Installation / Repair - Residential - Service upgrade from 100 amp to 200 amp. Amend: Sept 14, 2023 change the FSR to Rob Williams CEL000022798 | Milani Electric Limited
GP-2023-03239 | 2023-10-26 | 6383 BUTLER STREET, Vancouver, BC V5S 3K6 | Gas Permit | Residential | Tenant Improvement | Completed | Residential - Re and Re Tankless Water Heater | Moore & Russell Heating Ltd
EP-2023-09233 | 2023-12-13 | 6383 BUTLER STREET, Vancouver, BC V5S 3K6 | Electrical Permit | Residential | Tenant Improvement | Completed | Installation / Repair - Residential - Electrical installation of 3 outdoor mini split system - DCC-12 to be installed on exisitng car charger load calc attached. MP-2023-01423 | Moore And Russell Heating And Air Conditioning Ltd
EP-2023-04715 | 2023-06-04 | 6386 BUTLER STREET, Vancouver, BC V5S 3K7 | Electrical Permit | Residential | Addition | Completed | Installation / Repair - Residential - Service change of house and under ground teck wire from meter base to house panel | ALPHA ONE ELECTRIC LTD
EP-2023-06105 | 2023-07-10 | 6410 BUTLER STREET, Vancouver, BC V5S 3K7 | Electrical Permit | Residential | Addition | Issued | Installation / Repair - Residential - ¦1FD/ 125A SERVICE DISCONNECT/ RE-CONNECT¦ we build new laneway that reason we need existing house permit thanks | Sunrays Electrical Ltd
EP-2022-08839 | 2022-10-17 | 993 BROUGHTON STREET, Vancouver, BC V6G 2A4 | Electrical Permit | Residential | New | Expired | Temporary Power - Residential - To provide temporary power. | WESTPEAK ELECTRICAL LTD
EP-2023-09216 | NULL | 993 BROUGHTON STREET, Vancouver, BC V6G 2A4 | Electrical Permit | Residential | Renovation - Dwelling Unit(s) only | Applicant Revisions | Installation / Repair - Residential - ¦ MCD: 1FD- 200A ¦ NFPA 13R ¦ SINGLE STAGE FA ¦ ANNUNCIATOR ¦ Rewire of heritage home in Vancouver >BP: **********Part 3 residential building & Part 5 Design*********** Interior and exterior alterations, addition and to convert this existing 3-storey Heritage “B” One-Family Dwelling to a 4-storey One-Family Dwelling residential building. ******THIS PERMIT HAS BEEN REVIEWED & ISSUED UNDER THE REQUIREMENTS OF VBBL 2019 ND AMENDMENT EFFECTIVE JANUARY 1ST, 2022. ******** Rev. 1 - C. Fong - August 3, 2023. - replace all existing siding to non-combustible Hardie Lap Siding and non-combustible Hardie Shingle Siding. - replace existing wood studs on lower level with new wood studs. - replace existing wooden stairs to new wooden stairs. - remove existing underpinned concrete foundation wall area and replace with new concrete wall forming. - related to DP-2023-00411. Building Review Branch Notes: 1. Sch. A, D, Arch. B, Struct. B and Geo. B are submitted. 2. Related to AL-2022-00206. 3. Entire building is fully upgraded per Table 11.2.1.4.(1) and energy upgrade per Table 11.2.1.4.(2). 4. Entire building to be sprinklered to NFPA 13R requirements and exterior sprinkler system conforming to NFPA 13 on Northwest and Northeast building elevations to retain existing combustible cladding. 5. Building has a supervised sprinkler system in conformance w/ Article 3.2.4.9 and the sprinkler system is designed to notify the fire department in conformance with Article 3.2.4.7. (single stage FA) per Table 11.5.1.1.(10). | WESTPEAK ELECTRICAL LTD
MP-2023-01880 | 2023-10-19 | 993 BROUGHTON STREET, Vancouver, BC V6G 2A4 | Mechanical Permit | NULL | NULL | Issued | NULL | MCKIM MECHANICAL
EP-2023-09520 | 2023-10-20 | 993 BROUGHTON STREET, Vancouver, BC V6G 2A4 | Electrical Permit | Residential | Renovation - Dwelling Unit(s) only | Issued | Temporary Power - Residential - To provide temporary power. | WESTPEAK ELECTRICAL LTD
PP-2023-03215 | 2023-09-11 | 993 BROUGHTON STREET, Vancouver, BC V6G 2A4 | Plumbing Permit | Residential | Renovation | Issued | Residential - 1FD - installing new fixtures >BP: **********Part 3 residential building & Part 5 Design*********** Interior and exterior alterations, addition and to convert this existing 3-storey Heritage “B” One-Family Dwelling to a 4-storey One-Family Dwelling residential building. ******THIS PERMIT HAS BEEN REVIEWED & ISSUED UNDER THE REQUIREMENTS OF VBBL 2019 ND AMENDMENT EFFECTIVE JANUARY 1ST, 2022. ******** 2. Related to AL-2022-00206. 4. Entire building to be sprinklered to NFPA 13R requirements and exterior sprinkler system conforming to NFPA 13 on Northwest and Northeast building elevations to retain existing combustible cladding. AMEND: SEPT 12/2023 ADD THE FOLLOWING FIXTURES & A FLOOR: 1 - Floor drain, 2 - WC, 2 - showers, 3 - basin sinks, 1 - laundry sink, 1 - auto washer AMEND: SEPT. 18/2023 PER DPI Please delete two hose bibs and add one floor drain per inspector. | MCKIM MECHANICAL
GP-2023-02649 | 2023-09-11 | 993 BROUGHTON STREET, Vancouver, BC V6G 2A4 | Gas Permit | Residential | Renovation | Issued | Residential - 2 Ranges, 1 Boiler, 1 BBQ & 1 Fireplace adding new fixtures >BP: **********Part 3 residential building & Part 5 Design*********** Interior and exterior alterations, addition and to convert this existing 3-storey Heritage “B” One-Family Dwelling to a 4-storey One-Family Dwelling residential building. ******THIS PERMIT HAS BEEN REVIEWED & ISSUED UNDER THE REQUIREMENTS OF VBBL 2019 ND AMENDMENT EFFECTIVE JANUARY 1ST, 2022. ******** Rev. 1 - C. Fong - August 3, 2023. - replace all existing siding to non-combustible Hardie Lap Siding and non-combustible Hardie Shingle Siding. - replace existing wood studs on lower level with new wood studs. - replace existing wooden stairs to new wooden stairs. - remove existing underpinned concrete foundation wall area and replace with new concrete wall forming. - related to DP-2023-00411. Building Review Branch Notes: 1. Sch. A, D, Arch. B, Struct. B and Geo. B are submitted. 2. Related to AL-2022-00206. 3. Entire building is fully upgraded per Table 11.2.1.4.(1) and energy upgrade per Table 11.2.1.4.(2). 4. Entire building to be sprinklered to NFPA 13R requirements and exterior sprinkler system conforming to NFPA 13 on Northwest and Northeast building elevations to retain existing combustible cladding. 5. Building has a supervised sprinkler system in conformance w/ Article 3.2.4.9 and the sprinkler system is designed to notify the fire department in conformance with Article 3.2.4.7. (single stage FA) per Table 11.5.1.1.(10). | MCKIM MECHANICAL
PP-2023-02947 | 2023-08-21 | 993 BROUGHTON STREET, Vancouver, BC V6G 2A4 | Plumbing Permit | Residential | Renovation | Issued | Residential - 1x outside sump with pumps 1x outside gravity sump NOTE: Engineering Assurance letter will be submitted to the Plumbing Inspector on the site. Letter shall conform to the requirements of Vancouver Bulletin 2000-008-EL/PL. | J & R Excavation & Demolition Ltd.
EP-2022-08872 | 2022-10-21 | 1019 BROUGHTON STREET, Vancouver, BC V6G 2A7 | Electrical Permit | Commercial | Renovation | Completed | Installation / Repair - Commercial - To replace one (1) light, one (1) plug and one (1) disconnect switch [3ph, 100amp] in elevator machine room and one (1) light and one (1) outlet in pit To run new ground wire to ground disconnect and phone line from electrical room to machine room. | Fina Electrical Systems Ltd
GP-2022-01396 | 2022-05-05 | 1091 BROUGHTON STREET, Vancouver, BC V6G 2A9 | Gas Permit | Commercial | Tenant Improvement | Completed | Commercial - re and re of 4 gas dryers | Spears Sales & Service Ltd
EP-2022-05399 | 2022-06-24 | 1160 BROUGHTON STREET, Vancouver, BC V6G 2B2 | Electrical Permit | Commercial | Renovation | Completed | Installation / Repair - Commercial - Replacement of existing lighting fixtures (florescent and incandescent) with new LED high efficiency fixtures. No new wiring or construction included with this permit. In Common Areas only (parkade, hallways, stairs). No work in personal units or suites on this scope. | Community Electric Ltd
NULL | NULL | 1160 BROUGHTON STREET, Vancouver, BC V6G 2B2 | Plumbing Permit | Commercial | Renovation - Dwelling Unit(s) only | Draft | Commercial - Will be replacing the bathtub and shower diverter valve. Will also be replacing the toilet, lavatory sink and faucet, kitchen sink and faucet and installing a new dishwasher. The location of these fixtures will not be moved or changed from origingal location. | NULL
NULL | NULL | 1160 BROUGHTON STREET, Vancouver, BC V6G 2B2 | Plumbing Permit | Commercial | Renovation - Dwelling Unit(s) only | Draft | Commercial - Will be replacing the bathtub and shower diverter valve. Will also be replacing the toilet, lavatory sink and faucet, kitchen sink and faucet and installing a new dishwasher. The location of these fixtures will not change or move from original location. | Salvatore Borello
PP-2022-00010 | 2022-01-05 | 1160 BROUGHTON STREET, Vancouver, BC V6G 2B2 | Plumbing Permit | Commercial | Renovation - Dwelling Unit(s) only | Completed | Commercial - Unit 101. Will be replacing the bathtub and the shower diverter valve. Will also be replacing the toilet, the lavatory faucet and sink call Mom the kitchen faucet and sink and will be installing a new dishwasher. A location of these fixtures will not move/ change from the original location. | Salvatore Borello
PP-2022-03802 | 2022-10-24 | 1160 BROUGHTON STREET, Vancouver, BC V6G 2B2 | Plumbing Permit | Commercial | Renovation - Dwelling Unit(s) only | Completed | Commercial - Will be replacing the bathtub and shower diverter valve. Will also be installing a new dishwasher. > Interior alterations to provide improvements in unit #504 to do bathroom and kitchen renovation in this existing multiple dwelling building on this site. Scope of work includes: fire stopping where applicable, remove partition wall in kitchen to create open concept, re&re bathroom fixtures/finishes, millwork, appliances, flooring, plumbing and electrical work. E2-Appliances - Upgrade to an Energuide/Energy Star appliance (fridge; dishwasher). Architectural/ Plumbing/ Electrical Schedule B - John J McCuaig, P. Eng. phone# 604.255.0992 OK to process as DTI as per N. Jalalkamali. - August 18, 2022 The services of a Structural Engineer may be required, based upon site inspection by the District Building Inspector. | Salvatore Borello
EP-2022-08579 | 2022-10-11 | 1160 BROUGHTON STREET, Vancouver, BC V6G 2B2 | Electrical Permit | Residential | Renovation - Dwelling Unit(s) only | Completed | Installation / Repair - Residential - new panel service wont be affected, new kitchen circuits, new lights plugs and switches also new smoke in bedroom #407 Interior alterations to provide improvements in unit #407 to do bathroom and kitchen renovation in this existing multiple dwelling building on this site. Scope of work includes: fire stopping where applicable, remove partition wall in kitchen to create open concept, re&re bathroom fixtures/finishes, millwork, appliances, flooring, plumbing and electrical work. | Vancouver Telectric Services Ltd
PP-2022-04063 | 2022-11-10 | 1160 BROUGHTON STREET, Vancouver, BC V6G 2B2 | Plumbing Permit | Commercial | Renovation - Dwelling Unit(s) only | Completed | Commercial - Will be replacing the bathtub and mixing valve. Will also be replacing the fixtures in the kitchen. The location will not change. >>BP: #407 Interior alterations to provide improvements in unit #407 to do bathroom and kitchen renovation in this existing multiple dwelling building on this site. Scope of work includes: fire stopping where applicable, remove partition wall in kitchen to create open concept, re&re bathroom fixtures/finishes, millwork, appliances, flooring, plumbing and electrical work | Salvatore Borello
EP-2022-07746 | 2022-09-15 | 1160 BROUGHTON STREET, Vancouver, BC V6G 2B2 | Electrical Permit | Residential | Renovation - Dwelling Unit(s) only | Completed | Installation / Repair - Residential - new electrical panel service wont be affected. new kitchen circuits. new lights plugs and switches also new smokes in bedrooms #504 Interior alterations to provide improvements in unit #504 to do bathroom and kitchen renovation in this existing multiple dwelling building on this site. Scope of work includes: fire stopping where applicable, remove partition wall in kitchen to create open concept, re&re bathroom fixtures/finishes, millwork, appliances, flooring, plumbing and electrical work. | Vancouver Telectric Services Ltd
EP-2023-06179 | 2023-07-14 | 1160 BROUGHTON STREET, Vancouver, BC V6G 2B2 | Electrical Permit | Residential | Renovation | Completed | Installation / Repair - Residential - Installation / Repair - Residential - Minor apartment kitchen renovation, relocation of some receptacles and switches, replacing old light fixtures. >BP: #802 - 8th floor Interior alterations to the bathroom and kitchen in this dwelling unit on the 8th floor (#802) in this existing multiple dwelling building on this site. Scope of work includes: fire stopping where applicable, remove partition wall in kitchen to create open concept, re&re bathroom fixtures/finishes, millwork, appliances, flooring, plumbing and electrical work. Architectural/Plumbing/Electrical Schedule B provided by John. J. McCuaig, P.Eng., 604.255.0992 OK for DTI as per Kirat Kang on June 12, 2023 | Greenwest Electric Ltd
PP-2023-02580 | 2023-07-20 | 1160 BROUGHTON STREET, Vancouver, BC V6G 2B2 | Plumbing Permit | Commercial | Renovation - Dwelling Unit(s) only | Completed | Commercial - Bathroom and kitchen re and re >BP: #802 - 8th floor Interior alterations to the bathroom and kitchen in this dwelling unit on the 8th floor (#802) in this existing multiple dwelling building on this site. Scope of work includes: fire stopping where applicable, remove partition wall in kitchen to create open concept, re&re bathroom fixtures/finishes, millwork, appliances, flooring, plumbing and electrical work. | Howrah Plumbing
EP-2023-04642 | 2023-06-02 | 1160 BROUGHTON STREET, Vancouver, BC V6G 2B2 | Electrical Permit | Commercial | Renovation | Completed | Installation / Repair - Commercial - #203 minor kitchen renovation, relocation of some receptacles and switches, replacing old light fixtures. >BP: #203-1160 Broughton Street. Interior alterations to Unit #203 - 1160 Broughton Street in this existing multiple dwelling building. Scope of work includes: 1) Kitchen Re & Re 2) Bathroom Re & Re 3) New baseboards, new paint, new doors and trim. | Greenwest Electric Ltd
PP-2023-01899 | 2023-05-29 | 1160 BROUGHTON STREET, Vancouver, BC V6G 2B2 | Plumbing Permit | Commercial | Renovation - Dwelling Unit(s) only | Completed | Commercial - UNIT #203 - bathroom and kitchen re & re >BP: #203-1160 Broughton Street. Interior alterations to Unit #203 - 1160 Broughton Street in this existing multiple dwelling building. Scope of work includes: 1) Kitchen Re & Re 2) Bathroom Re & Re 3) New baseboards, new paint, new doors and trim. | Howrah Plumbing
PP-2023-00774 | 2023-03-08 | 1160 BROUGHTON STREET, Vancouver, BC V6G 2B2 | Plumbing Permit | Commercial | Renovation - Dwelling Unit(s) only | Completed | Commercial - Re&re bathroom and kitchen. >BP: #403 Interior alterations to provide improvements in unit #403 to do bathroom and kitchen renovation in this existing multiple dwelling building on this site. Scope of work includes: fire stopping where applicable, remove partition wall in kitchen to create open concept, re&re bathroom fixtures/finishes, millwork, appliances, flooring, plumbing and electrical work. | Howrah Plumbing
EP-2023-02153 | 2023-03-15 | 1160 BROUGHTON STREET, Vancouver, BC V6G 2B2 | Electrical Permit | Commercial | Addition | Completed | Installation / Repair - Commercial - We need to pull a dedicated 14/2 circuit for the dishwasher. We also need to relocate one switch and one receptacle. >BP: Interior alterations to provide improvements in unit #403 to do bathroom and kitchen renovation in this existing multiple dwelling building on this site. Scope of work includes: fire stopping where applicable, remove partition wall in kitchen to create open concept, re&re bathroom fixtures/finishes, millwork, appliances, flooring, plumbing and electrical work. Architectural/ Plumbing/ Electrical Schedule B -John J McCuaig, P. Eng. phone# 604.255.0992 OK for DTI as per S.Yu on Feb 28, 2023 | Multi-Tech Electric Ltd
PP-2023-01288 | 2023-04-14 | 1160 BROUGHTON STREET, Vancouver, BC V6G 2B2 | Plumbing Permit | Commercial | Renovation - Dwelling Unit(s) only | Completed | Commercial - Bathroom and kitchen re&re. >BP: Interior alterations to the bathroom and kitchen in this dwelling unit on the 8th floor (#803) in this existing multiple dwelling building on this site. Scope of work includes: fire stopping where applicable, remove partition wall in kitchen to create open concept, re&re bathroom fixtures/finishes, millwork, appliances, flooring, plumbing and electrical work. | Howrah Plumbing
EP-2023-03232 | 2023-04-18 | 1160 BROUGHTON STREET, Vancouver, BC V6G 2B2 | Electrical Permit | Residential | Renovation | Completed | Installation / Repair - Residential - General renovation/rewiring of apartment. Mainly kitchen work but minor work required in bathroom and living room. Scope of work: Basic kitchen Reno. relocation of receptacles, switches , and range plug, hanging new light fixtures. Addition of hardwired smoke detector to bedroom, minor work done to bathroom, new fixtures, new decora plugs and switches throughout apartment. >BP: Interior alterations to the bathroom and kitchen in this dwelling unit on the 8th floor (#803) in this existing multiple dwelling building on this site. Scope of work includes: fire stopping where applicable, remove partition wall in kitchen to create open concept, re&re bathroom fixtures/finishes, millwork, appliances, flooring, plumbing and electrical work. OK for DTI as per S.Yu on March 29, 2023 Architectural/Plumbing/Electrical Schedule B provided by John. J. McCuaig, P.Eng., 604.255.0992 | Greenwest Electric Ltd
EP-2023-03554 | 2023-04-28 | 1160 BROUGHTON STREET, Vancouver, BC V6G 2B2 | Electrical Permit | Commercial | Renovation | Completed | Installation / Repair - Commercial - basic renovation in apartment, relocate and add new receptacles and switches as needed. Install new fixtures and smoke alarm. Wiring work in kitchen as needed (re locate range plugs and counter plugs as needed for new configuration) >BP: #801 - 8th floor Interior alterations to the bathroom and kitchen in this dwelling unit on the 8th floor (#801) in this existing multiple dwelling building on this site. Scope of work includes: fire stopping where applicable, remove partition wall in kitchen to create open concept, re&re bathroom fixtures/finishes, millwork, appliances, flooring, plumbing and electrical work. | Greenwest Electric Ltd
PP-2023-01402 | 2023-04-21 | 1160 BROUGHTON STREET, Vancouver, BC V6G 2B2 | Plumbing Permit | Commercial | Renovation - Dwelling Unit(s) only | Completed | Commercial - UNIT #801 - 8TH FLOOR - bathroom and kitchen re & re >BP: #801 - 8th floor Interior alterations to the bathroom and kitchen in this dwelling unit on the 8th floor (#801) in this existing multiple dwelling building on this site. Scope of work includes: fire stopping where applicable, remove partition wall in kitchen to create open concept, re&re bathroom fixtures/finishes, millwork, appliances, flooring, plumbing and electrical work. | Howrah Plumbing
EP-2023-11223 | 2024-01-04 | 1160 BROUGHTON STREET, Vancouver, BC V6G 2B2 | Electrical Permit | Residential | Renovation | Completed | Installation / Repair - Residential - replace the panel and relocate the kitchen plug >BP: #506 Interior alterations to provide improvements to dwelling unit #506 on the 5th floor of this multiple dwelling building on this site. OK for DTI per W.Wong | Canadian Eagle Electric Ltd
PP-2023-04249 | 2023-12-06 | 1160 BROUGHTON STREET, Vancouver, BC V6G 2B2 | Plumbing Permit | Commercial | Renovation - Dwelling Unit(s) only | Completed | Commercial - Replacing a bathtub and two sinks >BP: #506 Interior alterations to provide improvements to dwelling unit #506 on the 5th floor of this multiple dwelling building on this site. | Petko Mandev
NULL | NULL | 1281 BROUGHTON STREET, Vancouver, BC V6G 2B6 | Sprinkler Permit | Residential | Addition | Draft | Residential - addition of a backflow preventer | NULL
SP-2022-00803 | 2022-06-16 | 1288 BROUGHTON STREET, Vancouver, BC V6G 2B5 | Sprinkler Permit | Commercial | Renovation | Completed | Commercial - For standpipe system alterations to the 2019 VBBL and NFPA 14, 2013 for the retroactive installation of a Watts 007 1 1/2" DCVA on the existing Class 2 standpipe system in this existing residential building. Notes: 1. Fire protection Engineer of record Peter Shires of FAST Automatic Sprinkler Technology Ltd. T: (604) 534 9426 E: fast11@shaw.ca 2. One set of approved drawings and permit to be available for viewing at the jobsite. 3. Separate permit and documents required for any electrical or fire alarm related work. | Phoenix Fire Prevention Inc
PP-2023-00419 | 2023-02-07 | 1315 BROUGHTON STREET, Vancouver, BC V6G 2B6 | Plumbing Permit | Commercial | New | Issued | Commercial - PREMISE ISOLATION BACKFLOW AS PER CITY'S CROSS CONNECTION SURVEY | Allied Plumbing Heating and Air Conditioning
PP-2023-02028 | 2023-06-09 | 1350 BROUGHTON STREET, Vancouver, BC V6G 2X3 | Plumbing Permit | Commercial | Addition | Completed | Commercial - Installation of 2 DCVA Premises valves CROSS CONNECTION LTR UPLOADED | Canadian Plumbing Systems Ltd.
SP-2023-01338 | 2023-09-25 | 1350 BROUGHTON STREET, Vancouver, BC V6G 2X3 | Sprinkler Permit | Residential | Renovation | Completed | Residential - For sprinkler system alterations to the 2019 VBBL, NFPA 13, 2013 and NFPA 14, 2013 for the retroactive installation of a new Watts 757 4" DCVA on the existing fire protection system in this existing building. Notes: 1. Fire protection Engineer of record Dan Wong, P.Eng. of DENV Engineering T: (778) 847-0572 E: denveng7@gmail.com 2. One set of approved drawings and permit to be available for viewing at the jobsite. 3. Separate permit and documents required for any electrical or fire alarm related work. 4. Per August 22, 2023 email from Dan Wong, P.Eng. - Existing sprinklers are Tyco Model B Standard Response, K=5.6, 155°F. ***If the building is equipped with a fire alarm system the DCVA must be monitored by the fire alarm system.*** | Five Star Fire Protection Ltd
PP-2023-01830 | 2023-05-24 | 4692 BRUCE STREET, Vancouver, BC V5N 3Z6 | Plumbing Permit | Residential | New | Completed | Residential - to install a DCVA for lawn irrigation | University Sprinkler Systems Incorporated
EP-2022-08279 | 2022-10-03 | 4692 BRUCE STREET, Vancouver, BC V5N 3Z6 | Electrical Permit | Residential | New | Expired | Temporary Power - Residential - To provide temporary power. Valid: August 17,2022 - August 18,2023 Expired: EP-2021-06925 | Sunrays Electrical Ltd
EP-2022-06998 | 2022-08-22 | 5010 CAMBIE STREET, Vancouver, BC V5Z 2Z5 | Electrical Permit | Commercial | Renovation | Completed | Installation / Repair - Commercial - Decommissioning of a tunnel between 2 buildings. Disconnect the FA and 120V circuits fed out of the current neighboring building. Reconnect the lights and 2 plugs, and add 120V smoke/CO alarms to the panel at 5010 Cambie. Replace the active graphic annunciator film at 4988 Cambie to reflect these changes. >BP: In accordance with Temporary Parking Access Easement CA7769023 - CA7769058 and approved plans under DP-2022-00006 this building permit is issued to allow decommissioning of the temporary parking access tunnel connecting properties at 4988 Cambie St and 5058 Cambie St. Scope of work includes: - to convert the space from temporary vehicle passage to a storage space (GROUP F2) for the use of occupants of 5010 Cambie St only., see email from David Autiero dated Apr4, 2022 in Docs. - alterations to mechanical, plumbing and sprinkler systems - removal of fire shutters - removal of water curtains - block off openings in foundation walls along the south and north property lines Note: the storage shall be fully sprinklered. Care of the Owner: the issuance of this building permit is the first step in the process to decommission the connection tunnel at 5010 Cambie St. that temporary served 4899 Cambie St and 5058 Cambie St. Owner to follow all procedures to complete the process as outlined in the Temporary Parking Access Easement CA7769023 - CA7769058. | LORE ELECTRIC INC
GP-2023-01138 | 2023-04-03 | 5010 CAMBIE STREET, Vancouver, BC V5Z 2Z5 | Gas Permit | Residential | Renovation | Completed | Residential - Removed existing boiler and replaced with new similar boiler | Urban Plumbing & Heating Ltd
NULL | NULL | 525 CAMPBELL AVENUE, Vancouver, BC V6A 3K5 | Electrical Permit | Residential | Renovation | Draft | Installation / Repair - Residential - kitchen wiring work wiring for kitchen plugs , range, microwave | NULL
SP-2023-01161 | 2023-06-28 | 999 CANADA PLACE, Vancouver, BC V6C 3C1 | Sprinkler Permit | Commercial | Renovation | Completed | Commercial - Delete 2 heads, relocate 2 heads >BP: Related to DP-2023-00145 Interior alterations to provide improvements for a new General Office in conjunction with similar to Beauty and Wellness Centre tenant in unit #519 in this existing commercial building. *****This application does not include any of the following: 1. Not more than 20 sprinklers (add, relocate, or remove), 2. hydraulic calculations, 3. change in occupancy and /or hazard classification, 4. warehouse storage arrangements, 5. mobile compact storage arrangements, 6. alternative solutions, 7. changes to the sprinkler system supply piping (e.g. valves, mains, cross-mains, branch-lines, etc.), or 8. flexible sprinkler pipe. | Hydra Tek Fire Systems Ltd
PP-2023-00060 | 2023-01-09 | 999 CANADA PLACE, Vancouver, BC V6C 3C1 | Plumbing Permit | Commercial | New | Completed | Commercial - Rough In and install new Kitchen Sink and HWT >BP: #670 - 6th floor (#600 and #670 combining) Interior alterations to the 6th floor to combine #600 & #670 (retaining #670) and provide improvements for a new office tenant in this existing commercial building on this site. Scope of work: remove demising wall/partition walls, doors, and construct new partition walls, doors, finishes, millwork, ceiling, electrical, plumbing and sprinkler work. FEb 6/23-AMEND Add (1) Inside Backflow Preventor - DCVA to permit please | Quantum Mechanical Systems Inc
EP-2023-00418 | 2023-01-18 | 999 CANADA PLACE, Vancouver, BC V6C 3C1 | Electrical Permit | Commercial | Tenant Improvement | Completed | Installation / Repair - Commercial - Two new subpanels, Branch Wiring for receptacles and floor boxes; Lighting and lighting controls; Exit & EM; Mechanical equipment connections; FA speakers and verification; Data cabling and rough-in >BP: #670 - 6th floor (#600 and #670 combining) Interior alterations to the 6th floor to combine #600 & #670 (retaining #670) and provide improvements for a new office tenant in this existing commercial building on this site. Scope of work: remove demising wall/partition walls, doors, and construct new partition walls, doors, finishes, millwork, ceiling, electrical, plumbing and sprinkler work. OK for Field Review by J. Zhang September 27, 2022. Letters of Assurance submitted: -Schedule A by Walker Mckinley, Architect, AIBC. Ph#403.862.9002. -Architectural Schedule B by Walker Mckinley, Architect, AIBC. Ph#403.862.9002. -Electrical Schedule B by Steven Nemetz, P.Eng. Ph#604.736.6562. -Mechanical/Plumbing Schedule B by Eric Cresswell, P.Eng. Ph#604.684.5995 E2 upgrade - Lighting #1 (per9.4.1.1.(a) of ASHRAE 90.1-2016 | Leading Edge Electric Inc
SP-2022-01849 | 2023-01-09 | 999 CANADA PLACE, Vancouver, BC V6C 3C1 | Sprinkler Permit | Commercial | Tenant Improvement | Completed | Commercial - For sprinkler system alterations to the 2019 VBBL and NFPA 13, 2013 for the tenant improvements to provide interior alterations to the 6th floor to combine #600 & #670 (retaining #670) and provide improvements for a new office tenant in this existing commercial building on this site. Scope of work: Remove demising wall/partition walls, doors, and construct new partition walls, doors, finishes, millwork, ceiling, electrical, plumbing and sprinkler work. 1. This application does not include any of the following: • Warehouse storage arrangements, or mobile compact storage arrangements. • Changes to the sprinkler system supply piping (e.g. valves, mains, cross-mains, etc.). • Flexible sprinkler pipe. • Information Technology Equipment Rooms (e.g. IT Rooms, LAN Rooms, etc.). • New alternative solutions and/or modifications to existing alternative solutions. • Change in occupancy and/or hazard classification. Engineer of Record: Tian Cai 604-475-7733 tcsprinkler@gmail.com Revision #1 - 23-09-15 Sprinkler drawings revised with updated architectural drawings. | Hydra Tek Fire Systems Ltd
EP-2022-05238 | 2022-06-21 | 999 CANADA PLACE, Vancouver, BC V6C 3C1 | Electrical Permit | Commercial | NULL | Expired | Special Event - SPECIAL EVENT: ***CANADA DAY*** JULY 1st, 2022 - 1 DAY EVENT Provide temporary electrical distribution fed from 2 x 150kW generators for Canada Day Celebrations. power for stage, food vendors and activation. Partial set up June 30, 2022 | 0880441 BC Ltd
EP-2023-04355 | 2023-05-23 | 999 CANADA PLACE, Vancouver, BC V6C 3C1 | Electrical Permit | Commercial | Tenant Improvement | Completed | Installation / Repair - Commercial - Installing power receptacles and data drops. | Sasco Contractors Ltd
EP-2023-05347 | 2023-06-15 | 999 CANADA PLACE, Vancouver, BC V6C 3C1 | Electrical Permit | Commercial | NULL | Expired | Special Event - Provide temporary electrical distribution fed from 2 x 150kW. generators for Canada Day Celebrations, power for stage, food vendors and activation. | 0880441 BC Ltd
EP-2023-01172 | 2023-02-10 | 999 CANADA PLACE, Vancouver, BC V6C 3C1 | Electrical Permit | Commercial | Renovation | Completed | Installation / Repair - Commercial - New cable run (200ft) is required from ACU005 (room 10:42) to the bypass door RRE NO MAGLOCKS Site Contact - Ray Leung - 604.816.9536 | PALADIN TECHNOLOGIES INC
EP-2023-01652 | 2023-02-27 | 999 CANADA PLACE, Vancouver, BC V6C 3C1 | Electrical Permit | Commercial | Renovation | Completed | Installation / Repair - Commercial - Pull cat6 cable for replacement installation of 7 cameras | Convergint Technologies Ltd
EP-2023-08222 | 2023-09-12 | 999 CANADA PLACE, Vancouver, BC V6C 3C1 | Electrical Permit | Commercial | Addition | Completed | Installation / Repair - Commercial - Install branch circuit wiring for a new 600V 15A dishwasher hot water booster. Amend: Oct 5, 2023 change the address to: 999 Canada Place | K S Maude Electric Ltd
EP-2022-02034 | 2022-03-23 | 999 CANADA PLACE, Vancouver, BC V6C 3C1 | Electrical Permit | Commercial | Addition | Issued | Installation / Repair - Commercial - LED upgrade, remove the existing fixture and install with a new LED fixture. 1 to 1 replacement | Atlantic Electric Ltd
EP-2022-01631 | 2022-03-01 | 999 CANADA PLACE, Vancouver, BC V6C 3C1 | Electrical Permit | Commercial | Tenant Improvement | Cancelled | Installation / Repair - Commercial - Demo power and data in old first aid room and install power as required to convert to washroom. Relocate Fire alarm devices as required and verify. | Sasco Contractors Ltd
EP-2022-00093 | 2022-01-26 | 999 CANADA PLACE, Vancouver, BC V6C 3C1 | Electrical Permit | Commercial | Tenant Improvement | Completed | Installation / Repair - Commercial - Building Permit #BP-2021-05103 No longer installing fire alarm system. - Disconnection of power at panels. All other demo by others - Relocate (10) existing fixtures - Supply and install (9) wall mount occupancy sensors in the open offices - Provide (11) receptacles as per drawings - Provide (11) Conduit drops for voice/data - Provide (11) Cat6 drops - Supply and install a 24 port patch panel and wall mount rack Supply and installation of new lighting - Supply and install (47) new 2x4 LED flat panels - Supply and install (4) new 1x4 LED Flat panels - Supply and install (40) new 4" recessed pot lights >BP: Interior alterations to office unit #650 on the 6th floor of this commercial building on this site. Tenant improvements for new floor, removal of walls and addition of new partition walls and finishes for new tenant. DBI to determine if Sprinkler Permit is required/SP required per DBI. E2 Energy Upgrade: E2 - Lighting - Upgrade to incorporate Scheduled Shutoff (per 9.4.1.1.(i) of ASHRAE 90.1-2016) Note: Energy checklist is currently no longer required with your Building Permit (BP) application. Some supporting documents are still required at BP stage, specifically Envelope and HVAC, if applicable. Service Water Heating and Lighting supporting documents, if applicable, must be submitted with your related trades permits (e.g. electrical and plumbing). All energy upgrades will be checked during inspections stage. It is the applicant’s responsibility to identify and note all required upgrades including energy upgrades on their BP drawings at BP stage. >>>>>>>> Amend: Feb. 22nd -should be unit: #650 Amend: June 2, 2022 No lighting or occ sensors were installed, please amend to remove this from the permit. | TDR Electric Inc
SP-2022-00742 | 2022-05-13 | 999 CANADA PLACE, Vancouver, BC V6C 3C1 | Sprinkler Permit | Commercial | Tenant Improvement | Completed | Commercial - Add or relocate 10 sprinklers #650 - 6th floor Interior alterations to office unit #650 on the 6th floor of this commercial building on this site. Tenant improvements for new floor, removal of walls and addition of new partition walls and finishes for new tenant. *****This application does not include any of the following: 1. Not more than 20 sprinklers (add, relocate, or remove), 2. hydraulic calculations, 3. change in occupancy and /or hazard classification, 4. warehouse storage arrangements, 5. mobile compact storage arrangements, 6. alternative solutions, 7. changes to the sprinkler system supply piping (e.g. valves, mains, cross-mains, branch-lines, etc.), or 8. flexible sprinkler pipe. | Hydra Tek Fire Systems Ltd
EP-2022-04093 | 2022-05-18 | 1055 CANADA PLACE, Vancouver, BC V6C 0C3 | Electrical Permit | Commercial | Renovation | Completed | Installation / Repair - Commercial - Installing power for Art Installation on outside back patio. | Wespac Electrical Contractor Ltd
EP-2022-04582 | 2022-06-01 | 1055 CANADA PLACE, Vancouver, BC V6C 0C3 | Electrical Permit | Commercial | Addition | Completed | Installation / Repair - Commercial - Supply, install & test network cabling for 3x Network Cameras. | Houle Electric Limited
EP-2022-04741 | 2022-06-10 | 1055 CANADA PLACE, Vancouver, BC V6C 0C3 | Electrical Permit | Commercial | NULL | Expired | Annual / Operating - Annual Electrical Operating Permit for Vancouver Convention Centre East Building within the Canada Place complex located at suite 200 - 999 Canada Place -renewal of: EP-2021-03754 -valid: June 9, 2022 - June 8, 2023 | BRENT FRANKLIN
EP-2022-01678 | 2022-03-04 | 1055 CANADA PLACE, Vancouver, BC V6C 0C3 | Electrical Permit | Commercial | Renovation | Completed | Installation / Repair - Commercial - 1. Inspect existing wiring for 746 luminaires in West Ballrooms A, B & C • Clean up and refasten loose or unsafe wiring • Undo / redo existing splices to bring workmanship to an acceptable standard 2. Create an as-built plan of the existing wiring 3. Clean up and organize existing wiring in Exhibitor office closet and add a rack. | Thrive Electrify Services Ltd
EP-2022-01698 | 2022-03-03 | 1055 CANADA PLACE, Vancouver, BC V6C 0C3 | Electrical Permit | Commercial | Renovation | Completed | Installation / Repair - Commercial - Electrical provisions for the installation of Seawater Copper Treatment Tanks. Including; Installation of customer supplied control cabinet, feeds to three pump/motors, and 4 conductor #14awg tek cable to each of 3 tanks “terminations of tanks by others”. | Wespac Electrical Contractor Ltd
EP-2022-02158 | 2022-03-17 | 1055 CANADA PLACE, Vancouver, BC V6C 0C3 | Electrical Permit | Commercial | Tenant Improvement | Completed | Installation / Repair - Commercial - Install Class 2 low voltage wiring for HVAC controls. >BP: Level 1 - Unit #62 & #66 Interior alterations to combine units 62 and 66 and change the use of unit 62 from office and unit 66 from fitness center to a beauty and wellness with ancillary retail for this new tenant in the existing Vancouver Convention Centre building on this site. Okay for the change of use of both units as per J. Greer, Oct 15/21 Okay for field review as per D. Holbrook, Aug 30/21 E2 - Lighting - Upgrade to Local Control (per 9.4.1.1.(a) of ASHRAE 90.1-2016) letters of assurance submitted by: Mary Joann Zulueta, 403-618-6079, P.Eng, Schedule A, Architectural Schedule B. Steven Memetz, 604-736-6562, P.Eng, Electrical Schedule B. Guillermo A perez, 604-387-1821, P.Eng, mechanical and Plumbing Schedule B. | Webb Electrical Services Inc
EP-2022-02245 | 2022-03-22 | 1055 CANADA PLACE, Vancouver, BC V6C 0C3 | Electrical Permit | Commercial | NULL | Expired | Special Event - Special Event: TED Talks Providing electrical connection to temporary stair lighting and egress lighting | Alpine Electric Ltd
NULL | NULL | 1055 CANADA PLACE, Vancouver, BC V6C 0C3 | Electrical Permit | Commercial | Renovation | Withdrawn | Installation / Repair - Commercial - Demo office receptacles and switches. Install 4 new t-bar light fixtures and relocate 4 existing t-bar light fixtures. | HighAngle Electrical Inc
EP-2022-02833 | 2022-04-08 | 1055 CANADA PLACE, Vancouver, BC V6C 0C3 | Electrical Permit | Commercial | NULL | Expired | Special Event - Install temporary smoke detectors for a TED Talks stage | Western Pacific Enterprises Ltd
EP-2022-00188 | 2022-01-13 | 1055 CANADA PLACE, Vancouver, BC V6C 0C3 | Electrical Permit | Commercial | Addition | Completed | Installation / Repair - Commercial - Install GFCI receptacles for water bottle filler.Get power from nearby receptacle. Each water bottle filler is 25 W and there are 10 + bottle filler receptacles to install. | ACTIVE ELECTRIC LTD.
SP-2022-00056 | 2022-03-03 | 1055 CANADA PLACE, Vancouver, BC V6C 0C3 | Sprinkler Permit | Commercial | Tenant Improvement | Completed | Commercial - BP: Level 1 - Unit #62 & #66 Sprinkler alterations to combine units 62 and 66 and change the use of unit 62 from office and unit 66 from fitness center to a beauty and wellness with ancillary retail for this new tenant in the existing Vancouver Convention Centre building on this site. | Gisborne Industrial Construction Ltd
PP-2022-00333 | 2022-02-01 | 1055 CANADA PLACE, Vancouver, BC V6C 0C3 | Plumbing Permit | Commercial | Tenant Improvement | Completed | Commercial - UNIT #33 - Addition of two toilets and lavatories. #33 - Level 14000 NE corner of Convention Centre Interior alterations to provide tenant improvements for this new office tenant on Level 14000 in the northeast corner of the Convention Centre (#33) in this existing commercial building on this site. Scope of work: demo existing partition walls, flooring. Construct new partition walls, ceilling, millwork, doors & hardward, & flooring for new floor plan. Plumbing, mechanical, electrical, & sprinklers to suit. | Fred Welsh Ltd
PP-2022-00349 | 2022-03-08 | 1055 CANADA PLACE, Vancouver, BC V6C 0C3 | Plumbing Permit | Commercial | Tenant Improvement | Completed | Commercial - LEVEL 1 - UNIT #62 & #66 Tenant improvement plumbing additions Level 1 - Unit #62 & #66 Interior alterations to combine units 62 and 66 and change the use of unit 62 from office and unit 66 from fitness center to a beauty and wellness with ancillary retail for this new tenant in the existing Vancouver Convention Centre building on this site. | LPI Mechanical (West) Inc
EP-2022-00799 | 2022-03-17 | 1055 CANADA PLACE, Vancouver, BC V6C 0C3 | Electrical Permit | Commercial | Tenant Improvement | Completed | Installation / Repair - Commercial - Install Owner supplied fibre optic cabling to existing racks. Terminate and test. | Houle Electric Limited
EP-2022-01159 | 2022-02-17 | 1055 CANADA PLACE, Vancouver, BC V6C 0C3 | Electrical Permit | Commercial | Tenant Improvement | Completed | Installation / Repair - Commercial - - Demolition as per drawings - Provide rough-in for lighting, emergency and controls - Install Owner supplied lighting, emergency lighting, lighting controls - Install feeder cables/conduits, install of distribution equipment - All exposed wiring to be run in EMT Conduit, concealed wiring to be in AC-90 armoured cable, provide receptacles and connections for equipment, power junction box and terminations for work station desk whips - Provide power and connections to all mechanical equip., install force flow heater, install nu-heat mat counter - install conduit stubs into ceiling space, provide conduit and pull strings for door access equipment - Install fire alarm devices >BP: Level 1 - Unit #62 & #66 Interior alterations to combine units 62 and 66 and change the use of unit 62 from office and unit 66 from fitness center to a beauty and wellness with ancillary retail for this new tenant in the existing Vancouver Convention Centre building on this site. Okay for the change of use of both units as per J. Greer, Oct 15/21 Okay for field review as per D. Holbrook, Aug 30/21 E2 - Lighting - Upgrade to Local Control (per 9.4.1.1.(a) of ASHRAE 90.1-2016) letters of assurance submitted by: Mary Joann Zulueta, 403-618-6079, P.Eng, Schedule A, Architectural Schedule B. Steven Memetz, 604-736-6562, P.Eng, Electrical Schedule B. Guillermo A perez, 604-387-1821, P.Eng, mechanical and Plumbing Schedule B. | TDR Electric Inc
EP-2022-01343 | 2022-02-22 | 1055 CANADA PLACE, Vancouver, BC V6C 0C3 | Electrical Permit | Commercial | Renovation | Completed | Installation / Repair - Commercial - extra low voltage , cameras, data, security and audio >BP: Level 1 - Unit #62 & #66 Interior alterations to combine units 62 and 66 and change the use of unit 62 from office and unit 66 from fitness center to a beauty and wellness with ancillary retail for this new tenant in the existing Vancouver Convention Centre building on this site. Okay for the change of use of both units as per J. Greer, Oct 15/21 Okay for field review as per D. Holbrook, Aug 30/21 E2 - Lighting - Upgrade to Local Control (per 9.4.1.1.(a) of ASHRAE 90.1-2016) letters of assurance submitted by: Mary Joann Zulueta, 403-618-6079, P.Eng, Schedule A, Architectural Schedule B. Steven Memetz, 604-736-6562, P.Eng, Electrical Schedule B. Guillermo A perez, 604-387-1821, P.Eng, mechanical and Plumbing Schedule B. | Hook It Up Solutions Ltd
PP-2023-03461 | 2023-09-29 | 1055 CANADA PLACE, Vancouver, BC V6C 0C3 | Plumbing Permit | Commercial | Addition | Completed | Commercial - Connect temporary water system to existing RPBP located a Jack Pool Plaza for the Vancouver Xmas Market | Nicholson Mechanical Ltd
SP-2023-01615 | NULL | 1055 CANADA PLACE, Vancouver, BC V6C 0C3 | Sprinkler Permit | Commercial | Tenant Improvement | Application Incomplete | Commercial - sprinkler replacement | Gisborne Industrial Construction Ltd
EP-2023-10419 | 2023-11-20 | 1055 CANADA PLACE, Vancouver, BC V6C 0C3 | Electrical Permit | Commercial | NULL | Expired | Special Event - install Holiday lighting for "The Vancouver Christmas Market", monitor and perform regular maintenance for the duration of the event. November 16 to December 23, 2023 Plugging in to electrical distribution installed by Vancouver Convention Centre. | 0880441 BC Ltd
EP-2023-10972 | 2023-12-11 | 1055 CANADA PLACE, Vancouver, BC V6C 0C3 | Electrical Permit | Commercial | Renovation | Issued | Installation / Repair - Commercial - Installing Patio heaters system. >BP: Exterior alterations to install an outdoor seating area, to be used in conjunction with the existing Restaurant Class-1 use on the site. Note: - Proposed total occupant load is 272 persons (157 interior, 15 staff and 100 patio). - Washrooms are provided within suite (3 male, 3 female, 1 universal and 2 staff) and also in the Area #4 (shared public washrooms assigned to this suite). - Existing 6’ high glass railings and canopy was approved under DE417144. *** Reviewed under the VBBL 2019 *** | Shawn Electric Ltd
EP-2024-00430 | 2024-01-19 | 1055 CANADA PLACE, Vancouver, BC V6C 0C3 | Electrical Permit | Commercial | Tenant Improvement | Issued | Installation / Repair - Commercial - Wiring for branch circuits x 22 wiring and installing light fixtures x26 Wiring and installing emergency lights, exit lights #29 Interior alterations to provide tenant improvements to this existing retail food space #29 on Level 10500 in this existing commercial building. 'Steves Poke Bar ' | Dormit X Enterprises Ltd
EP-2023-11381 | NULL | 1055 CANADA PLACE, Vancouver, BC V6C 0C3 | Electrical Permit | Commercial | Renovation | Application Incomplete | Installation / Repair - Commercial - Replacing Ceiling tiles, removing lights and re installing lights | Shawn Electric Ltd
EP-2023-01692 | 2023-03-01 | 1055 CANADA PLACE, Vancouver, BC V6C 0C3 | Electrical Permit | Commercial | Renovation | Completed | Installation / Repair - Commercial - Installation of convenience receptacles in Mechanical Room | Wespac Electrical Contractor Ltd
SP-2023-00773 | NULL | 1055 CANADA PLACE, Vancouver, BC V6C 0C3 | Sprinkler Permit | Commercial | Tenant Improvement | Withdrawn | Commercial - Ground level tenant improvement, of approximately 1,100sqft. 12 sprinklers modified to suit tenant ceiling >BP: To perform interior/exterior alterations and to change the use at unit #20 from Health Care Office to Retail Limited Food (Starbucks) in this existing commercial building. Exterior alterations, the removal of the existing tenancy doors to be replaced with the take-out window and canopy cleared by Planner Michele Alborg | Gisborne Industrial Construction Ltd
SP-2023-00215 | 2023-02-06 | 1055 CANADA PLACE, Vancouver, BC V6C 0C3 | Sprinkler Permit | Commercial | Tenant Improvement | Completed | Commercial - Sprinkler Adds and Deletes >DB: #36 Interior alterations to provide tenant improvements to the dining area at this existing Neighborhood Public House. Scope of work includes reconfiguring the dining area and relocating interior stairs. *****This application does not include any of the following: 1. Not more than 20 sprinklers (add, relocate, or remove), 2. hydraulic calculations, 3. change in occupancy and /or hazard classification, 4. warehouse storage arrangements, 5. mobile compact storage arrangements, 6. alternative solutions, 7. changes to the sprinkler system supply piping (e.g. valves, mains, cross-mains, branch-lines, etc.), or 8. flexible sprinkler pipe. | Troy Life & Fire Safety Limited Protection Incendia Troyu Ltee
EP-2023-01158 | 2023-02-10 | 1055 CANADA PLACE, Vancouver, BC V6C 0C3 | Electrical Permit | Commercial | Tenant Improvement | Completed | Installation / Repair - Commercial - Re/re of existing fixtures, TV receptacles and data >BP: Interior alterations to provide tenant improvements to the dining area at this existing Neighborhood Public House. Scope of work includes reconfiguring the dining area and relocating interior stairs. OK for field review as per Dave Holbrook Notes: - Schedule B, Architectural, Peter J Mallen, Architect, 604-484-8285. - Energy Upgrade: E2 - HVAC - Clean and Balance all Air Systems (per 6.7.2.3.2 of ASHRAE 90.1-2016) - This building is sprinklered. DBI to determine if a separate sprinkler permit is required. | Brodan Industries Ltd.
EP-2023-02795 | 2023-03-30 | 1055 CANADA PLACE, Vancouver, BC V6C 0C3 | Electrical Permit | Commercial | NULL | Expired | Special Event - Installation of fire alarm on temporary stage for TED talks | Western Pacific Enterprises Ltd
EP-2023-02282 | 2023-03-17 | 1055 CANADA PLACE, Vancouver, BC V6C 0C3 | Electrical Permit | Commercial | Renovation | Completed | Installation / Repair - Commercial - Installation of CO detection system in blackwater treatment room | Wespac Electrical Contractor Ltd
EP-2023-02281 | 2023-03-17 | 1055 CANADA PLACE, Vancouver, BC V6C 0C3 | Electrical Permit | Commercial | Renovation | Completed | Installation / Repair - Commercial - Installation of (3) VFD's and exhaust fans in blackwater treatment room. | Wespac Electrical Contractor Ltd
EP-2023-02543 | 2023-03-24 | 1055 CANADA PLACE, Vancouver, BC V6C 0C3 | Electrical Permit | Commercial | NULL | Expired | Special Event - Special Event: TED Talks Providing electrical connection to temporary stair lighting and egress lighting | Alpine Electric Ltd
EP-2023-04359 | 2023-05-18 | 1055 CANADA PLACE, Vancouver, BC V6C 0C3 | Electrical Permit | Commercial | NULL | Issued | Annual / Operating - Annual Electrical Operating Permit for Vancouver Convention Centre West Building 1055 Canada Place V6C 0C3 Renewal of EP-2022-04741 Valid: June 9, 2023 - June 8, 2024 | BRENT FRANKLIN
EP-2023-06716 | 2023-07-25 | 1055 CANADA PLACE, Vancouver, BC V6C 0C3 | Electrical Permit | Commercial | NULL | Issued | Annual / Operating - Temporary electrical installations from 15A 120v up to and including 400A 120/208V 3phase power and up to 400A 600V 3 phase power, for trade shows, weddings, film shoots and special events and conferences. RENEWAL OF EP-2022-06628 VALID: Aug. 15, 2023 - Aug. 14, 2024 | CoV Annual Electrical Permits
EP-2023-03913 | 2023-05-05 | 1055 CANADA PLACE, Vancouver, BC V6C 0C3 | Electrical Permit | Commercial | Tenant Improvement | Completed | Installation / Repair - Commercial - Remove and replace power pac poles. Additional receptacles for isolation booths. Additional receptacles in kitchen. | Wespac Electrical Contractor Ltd
EP-2023-05810 | 2023-06-28 | 1055 CANADA PLACE, Vancouver, BC V6C 0C3 | Electrical Permit | Commercial | Renovation | Completed | Installation / Repair - Commercial - Remove 2x4 Tbar fluorescent lighting fixtures & replace with new LED Panels. Remove old track lights & replace with new 8' Linear LED units. Install custom length of LED tape lighting at receptionist desk. Communication wiring at front of office. Relocate existing receptacles. | Steele Electric (2001) Ltd
PP-2023-02628 | 2023-07-25 | 1055 CANADA PLACE, Vancouver, BC V6C 0C3 | Plumbing Permit | Commercial | New | Issued | Commercial - new plumbing for a sushi restaurant >BP: #29 Interior alterations to provide tenant improvements to this existing retail food space #29 on Level 10500 in this existing commercial building. 'Steves Poke Bar | Atlantis Plumbing & Heating Ltd
EP-2022-05772 | 2022-07-08 | 1055 CANADA PLACE, Vancouver, BC V6C 0C3 | Electrical Permit | Commercial | Tenant Improvement | Completed | Installation / Repair - Commercial - Installation of 1 new TV receptacle in Meeting Room | Wespac Electrical Contractor Ltd
EP-2022-06628 | 2022-08-10 | 1055 CANADA PLACE, Vancouver, BC V6C 0C3 | Electrical Permit | Commercial | NULL | Expired | Annual / Operating - This is a Renewal for EP-2021-05900 Annual / Operating - Annual Electrical for special events - Valid: Aug. 15, 2022 - Aug. 14, 2023 **Electrician on site: William Murray Site Contact William Murray : 778-835-1114 Temporary electrical installations from 15A 120v up to and including 400A 120/208V 3phase power and up to 400A 600V 3 phase power, for trade shows, weddings, film shoots and special events and conferences. | CoV Annual Electrical Permits
NULL | NULL | 1055 CANADA PLACE, Vancouver, BC V6C 0C3 | Electrical Permit | Commercial | NULL | Draft | Movie Set / Filming - To allow for Movie Set/Filming Applicant shall provide completed Contractor Declaration form, and dates of filming and associated location(s) to csinspection.clerks@vancouver.ca prior to the commencement of filming. Visit vancouver.ca/inspections for more details. | NULL
PP-2022-03358 | 2022-09-26 | 1055 CANADA PLACE, Vancouver, BC V6C 0C3 | Plumbing Permit | Commercial | Renovation | Completed | Commercial - install domestic hot and cold water and DWV to new bar at front of house connecting to existing piping in unit with required back flow devices. Install new stainless kitchen equipment to existing domestic hot and cold water and DWV with small modifications with all required back flow devices. Add one two comp sink in dish pit and one hand sink at cook line at back of house prep area. Add 2 hub drains at cook line for combi ovens. install new sinks in mezzanine public washrooms connecting to existing piping. >BP: Interior and exterior alterations for tenant improvements to this existing Restaurant Class -1 proposing a new tenant in Unit #26 at the ground and mezzanine levels of this existing high-rise mixed-use commercial building. Notes: 1. Class-1 Cooking operation 2. Application and permit reviewed and approved under the VBBL #12511 3. Patio seating to be approved under a separate permit. 4. Proposed occupant load: 313 | Mainland Plumbing & Heating
EP-2022-07812 | 2022-09-16 | 1055 CANADA PLACE, Vancouver, BC V6C 0C3 | Electrical Permit | Commercial | Renovation | Completed | Installation / Repair - Commercial - improvement/ renovation of original restaurant of lights, plugs, bar and kitchen equipment to new chop restaurant Interior and exterior alterations for tenant improvements to this existing Restaurant Class -1 proposing a new tenant in Unit #26 at the ground and mezzanine levels of this existing high-rise mixed-use commercial building. Notes: 1. Class-1 Cooking operation 2. Application and permit reviewed and approved under the VBBL #12511 3. Patio seating to be approved under a separate permit. 4. Proposed occupant load: 313 | Shawn Electric Ltd
EP-2022-09464 | 2022-11-08 | 1055 CANADA PLACE, Vancouver, BC V6C 0C3 | Electrical Permit | Commercial | Tenant Improvement | Completed | Installation / Repair - Commercial - Tenant improvement installation of data runs, lights, receptacle and switches. | Wespac Electrical Contractor Ltd
PP-2022-03519 | 2022-10-03 | 1055 CANADA PLACE, Vancouver, BC V6C 0C3 | Plumbing Permit | Commercial | Addition | Completed | Commercial - Connect to existing back flow preventor at Vancouver Convention Center for the Vancouver Xmas Market | Nicholson Mechanical Ltd
EP-2022-10812 | 2023-01-11 | 1055 CANADA PLACE, Vancouver, BC V6C 0C3 | Electrical Permit | Commercial | Tenant Improvement | Issued | Installation / Repair - Commercial - LED lighting upgrade . Replacement of fluorescent lights to LED | MEK ENTERPRISES LTD
EP-2022-01465 | 2022-02-24 | 985 BROUGHTON STREET, Vancouver, BC V6G 2A4 | Electrical Permit | Commercial | Tenant Improvement | Completed | Installation / Repair - Commercial - Replacement of faulty fire alarm control panel. Note: This permit has been issued based on Bulletin 2018-004-BU/EL. | 0777792 BC Ltd
EP-2022-10139 | 2022-12-01 | 990 BROUGHTON STREET, Vancouver, BC V6G 2A5 | Electrical Permit | Commercial | Tenant Improvement | Completed | Installation / Repair - Commercial - Adding plugs circuits for exercise equipment, remove old sauna circuit and replace with small sub panel, move some plugs and switches to new locations. Re-lamp old light fixtures. Re/re exits signs & emergency heads. >BP: Minor renovation Modification of the first floor swimming pool to convert it to gym for exclusive use of the tenants in this high rise residential building on this site. Included in the scope of work is improving H/C access for washroom and replacing existing patio door and window from the new gym to side yard. Revision-1 1. Updated square footage of the area of work on drawing A-001 2. Modifying washroom, sauna, and shower rooms 3. Relocating north wall of the GYM further into the lobby 4. Relocating office room walls to facilitate the changes 5. Replace electrical engineer of the record. | F & S Electrical Ltd
PP-2022-04446 | 2023-01-05 | 990 BROUGHTON STREET, Vancouver, BC V6G 2A5 | Plumbing Permit | Commercial | Renovation | Completed | Commercial - Complete plumbing roughin and finishing of a plumbing system for a fitness gym. Minor renovation Modification of the first floor swimming pool to convert it to gym for exclusive use of the tenants in this high rise residential building on this site. Included in the scope of work is improving H/C access for washroom and replacing existing patio door and window from the new gym to side yard. Revision-1 1. Updated square footage of the area of work on drawing A-001 2. Modifying washroom, sauna, and shower rooms 3. Relocating north wall of the GYM further into the lobby 4. Relocating office room walls to facilitate the changes 5. Replace electrical engineer of the record. | Custom Air Conditioning Ltd
SP-2023-01742 | 2023-11-01 | 990 BROUGHTON STREET, Vancouver, BC V6G 2A5 | Sprinkler Permit | Commercial | Tenant Improvement | Issued | Commercial - For sprinkler system alterations to the 2019 VBBL, NFPA 13, 2013 and NFPA 14, 2013 for the retroactive installation of an 150 mm (6") Watts 757 DCVA on the existing fire protection system in this existing building. Notes: 1. Fire protection Engineer of record Rene E Wedding P.Eng. of REW Associates Consulting Engineers T: (604) 505 5940 E: rwedding@rewassociates.com 2. One set of approved drawings and permit to be available for viewing at the jobsite. 3. Separate permit and documents required for any electrical or fire alarm related work. ***If the building is equipped with a fire alarm system the DCVA must be monitored by the fire alarm system.*** | NewTech Fire Protection Ltd
PP-2023-03351 | 2023-09-20 | 990 BROUGHTON STREET, Vancouver, BC V6G 2A5 | Plumbing Permit | Commercial | Addition | Issued | Commercial - Installation of Domestic Service DCVA | Piperun Plumbing & Mechanical Ltd
GP-2023-03479 | 2023-11-10 | 6515 BROOKS STREET, Vancouver, BC V5S 3J6 | Gas Permit | Residential | Renovation - Dwelling Unit(s) only | Completed | Residential - R and R gas boiler | Proflow Plumbing Heating Gas Limited
EP-2022-04009 | 2022-05-16 | 6518 BROOKS STREET, Vancouver, BC V5S 3J5 | Electrical Permit | Residential | Addition | Completed | Installation / Repair - Residential - MAIN HOUSE SERVICE CABLE REPLACE .MAIN SERVICE O LANEWAY MOVING METER FROM HOUSE TO LANEWAY | ALPHA TECH ELECTRICAL LTD
GP-2022-03123 | 2022-10-12 | 6520 BROOKS STREET, Vancouver, BC V5S 3J5 | Gas Permit | Residential | Renovation | Completed | Residential - Re & re of gas hot water tank | Milani Plumbing Heating & Air Conditioning Ltd
EP-2022-09261 | 2022-11-02 | 6594 BROOKS STREET, Vancouver, BC V5S 3J5 | Electrical Permit | Residential | New | Expired | Temporary Power - Residential - To provide temporary power. Valid 11/02/2022 til 11/01/2023 | AMTEK Electric Ltd
EP-2022-09262 | 2022-11-01 | 6594 BROOKS STREET, Vancouver, BC V5S 3J5 | Electrical Permit | Residential | Renovation | Completed | Installation / Repair - Residential - Upgrade and relocate existing service 200A duplex meter base Main house 100A switch Lwh 125A Switch Upgrade underground tek Disconnect switch | AMTEK Electric Ltd
EP-2022-10584 | 2022-12-16 | 6672 BROOKS STREET, Vancouver, BC V5S 3J5 | Electrical Permit | Residential | Renovation | Completed | Installation / Repair - Residential - Add smoke detectors -Its in whole house, no any wall for drywall cutting (CF-2018-008111) >BP: Interior alteration to remove wwop addition and revert basement back to unfinished space in this existing one family dwelling building on this site. Scope of work include kitchen and bathroom renovation on main floor. Okay for field review as per E.Kai April 25/19 Note: Energy efficiency upgrade to be in conformance with Table 11.2.1.4. of the Vancouver Building By-law Amend: Mar 1, 2023 add (removing of illegal suite ) in scope of work job value increases by $250 | Morning Star Electrical Ltd
EP-2022-05815 | 2022-07-12 | 4438 BRAKENRIDGE STREET, Vancouver, BC V6L 2H2 | Electrical Permit | Residential | Addition | Completed | Installation / Repair - Residential - Supply and install (1) 40A, 240V circuit for level 2 charger Supply and install (1) 40A. 240V manual transfer switch Supply and install (1) 6-50 CSA configuration for non-locking receptacle for EV charging. Supply and install (1) 14-50 CSA configuration for non-locking receptacle for EV charging. | Hall Electrical Ltd
EP-2023-02330 | 2023-03-23 | 4455 BRAKENRIDGE STREET, Vancouver, BC V6L 2H1 | Electrical Permit | Residential | Addition | Issued | Installation / Repair - Residential - Install wiring for 10 kW electric furnace (change from existing gas); power supply to a 40 amp, heat pump (add on to existing house). ***Note: A mechanical permit is required for the installation of heat pump. Electrical inspector will not carry out any inspections unless a mechanical permit is obtained. | Tadco Electric Ltd
EP-2022-04714 | 2022-06-13 | 4197 BRANT STREET, Vancouver, BC V5N 5B5 | Electrical Permit | Residential | New | Completed | Installation / Repair - Residential - Low voltage security alarm installation >BP: Fire damage repair work only to this existing One Family Dwelling on this site. Scope of work: - Replace damaged structural framing, install insulation and drywall repair to exterior & interior walls - Install doors, finishes, millwork, flooring, re and re plumbing and electrical as required. OK for field review as per David Jung, April 23rd, 2021 Schedule B Structural submitted per Adam Samuel Densmore, 778-791-7456 Notes: 1. REUP; not required, repair work only 2. Building Not Sprinklered – No sprinkler inspection or permit required | Scott Security Systems Ltd
GP-2022-00317 | 2022-02-03 | 4197 BRANT STREET, Vancouver, BC V5N 5B5 | Gas Permit | Residential | New | Completed | Residential - There was a fire here, the tank and furnace will be installed new Fire damage repair work only to this existing One Family Dwelling on this site. Scope of work: Replace damaged structural framing. Insulation and drywall repair. Re and Re plumbing and electrical as required. | PAPA PLUMBING & HEATING LTD.
PP-2022-00332 | 2022-05-03 | 4197 BRANT STREET, Vancouver, BC V5N 5B5 | Plumbing Permit | Residential | New | Completed | Residential - There was a fire here so all the plumbing will be newly done. Fire damage repair work only to this existing One Family Dwelling on this site. Scope of work: Replace damaged structural framing. Insulation and drywall repair. Re and Re plumbing and electrical as required. | PAPA PLUMBING & HEATING LTD.
NULL | NULL | 4197 BRANT STREET, Vancouver, BC V5N 5B5 | Plumbing Permit | Residential | Tenant Improvement | Draft | Residential - Kitchen Bathroom | PAPA PLUMBING & HEATING LTD.
MP-2023-00638 | 2023-04-14 | 4205 BRANT STREET, Vancouver, BC V5N 5B5 | Mechanical Permit | NULL | NULL | Issued | NULL | AQUIFER MECHANICAL
EP-2023-06428 | 2023-07-28 | 4205 BRANT STREET, Vancouver, BC V5N 5B5 | Electrical Permit | Residential | New | Issued | Installation / Repair - Residential - duplex rough wire, service , underground and finishing >BP: To construct a two-storey two-family dwelling, with a detached accessory building (garage) at the rear providing 2 parking spaces, having vehicular access from the lane. Note: This is a 2.5 storey building pursuant to the Zoning and Development By-Law 1. No strata titling permitted 2. A/C units proposed in rear yard. 3. Bar sinks proposed in main floor. 4. Schedule B: Md. Shahidul Alam (604.653.7475) Structural & Geotechnical 5. HPO: Richlea Homes Ltd. Combustible projections or roof soffits on an exposing building face shall not project to less than .45m from the property line and shall be in compliance with VBBL 2019 9.10.15.5.(9) The entire building, to be sprinklered to 2 x NFPA 13D. ******THIS PERMIT HAS BEEN ISSUED UNDER THE REQUIREMENTS OF VBBL #12511 (2019)****** | Kaler Electrical Ltd
SP-2023-01305 | 2023-07-19 | 4205 BRANT STREET, Vancouver, BC V5N 5B5 | Sprinkler Permit | Residential | New | Issued | Residential - New sprinkler system >BP: To construct a two-storey two-family dwelling, with a detached accessory building (garage) at the rear providing 2 parking spaces, having vehicular access from the lane. Note: This is a 2.5 storey building pursuant to the Zoning and Development By-Law 1. No strata titling permitted 2. A/C units proposed in rear yard. 3. Bar sinks proposed in main floor. 4. Schedule B: Md. Shahidul Alam (604.653.7475) Structural & Geotechnical 5. HPO: Richlea Homes Ltd. | Haven Fire Protection Ltd
GP-2023-01948 | 2023-06-28 | 4205 BRANT STREET, Vancouver, BC V5N 5B5 | Gas Permit | Residential | New | Issued | Residential - 2 Range, 2 Boiler & 2 BBQ Gas piping with black iron >BP: To construct a two-storey two-family dwelling | AQUIFER MECHANICAL
PP-2023-01721 | 2023-05-16 | 4205 BRANT STREET, Vancouver, BC V5N 5B5 | Plumbing Permit | Residential | New | Issued | Residential - DWV waterline and fixtures installations >BP: To construct a two-storey two-family dwelling, with a detached accessory building (garage) at the rear providing 2 parking spaces, having vehicular access from the lane. Note: This is a 2.5 storey building pursuant to the Zoning and Development By-Law 1. No strata titling permitted 2. A/C units proposed in rear yard. 3. Bar sinks proposed in main floor. 4. Schedule B: Md. Shahidul Alam (604.653.7475) Structural & Geotechnical 5. HPO: Richlea Homes Ltd. | AQUIFER MECHANICAL
EP-2023-04781 | 2023-05-30 | 4205 BRANT STREET, Vancouver, BC V5N 5B5 | Electrical Permit | Residential | New | Issued | Installation / Repair - Residential - Rough in and Plating of security, Telephone, Network, TV, doorbell. >BP: To construct a two-storey two-family dwelling, with a detached accessory building (garage) at the rear providing 2 parking spaces, having vehicular access from the lane. This Building Permit will remain in a suspended status until the associated (green) Demolition Permit BP-2022-01222 is completed. Note: This is a 2.5 storey building pursuant to the Zoning and Development By-Law 1. No strata titling permitted 2. A/C units proposed in rear yard. 3. Bar sinks proposed in main floor. 4. Schedule B: Md. Shahidul Alam (604.653.7475) Structural & Geotechnical 5. HPO: Richlea Homes Ltd. Combustible projections or roof soffits on an exposing building face shall not project to less than .45m from the property line and shall be in compliance with VBBL 2019 9.10.15.5.(9) The entire building, to be sprinklered to 2 x NFPA 13D. ******THIS PERMIT HAS BEEN ISSUED UNDER THE REQUIREMENTS OF VBBL #12511 (2019)****** | Tuong Su
EP-2022-08051 | 2022-09-22 | 4205 BRANT STREET, Vancouver, BC V5N 5B5 | Electrical Permit | Residential | New | Expired | Temporary Power - Residential - To provide temporary power. | Kaler Electrical Ltd
PP-2022-03688 | 2022-10-25 | 4205 BRANT STREET, Vancouver, BC V5N 5B5 | Plumbing Permit | Residential | New | Issued | Residential - Sump | AKAL DEMOLITION & EXCAVATING LTD
GP-2023-03293 | 2023-10-30 | 4291 BRANT STREET, Vancouver, BC V5N 5B5 | Gas Permit | Residential | Renovation | Completed | Residential - RE&RE hot water tank | Milani Plumbing Heating & Air Conditioning Ltd
EP-2024-00466 | 2024-01-31 | 3330 BRIDGEWAY, Vancouver, BC V5K 1H9 | Electrical Permit | Commercial | Renovation | Issued | Installation / Repair - Commercial - Investigation and repair of deficient work, including supporting and making safe of cabling. -re: CF-2022-013197 | Catalyst Electrical Ltd
SP-2023-00651 | NULL | 3330 BRIDGEWAY, Vancouver, BC V5K 1H9 | Sprinkler Permit | Commercial | Tenant Improvement | Withdrawn | Commercial - Tenant improvement to update the existing system to a code compliant system that meets the project needs >BP: Renovation of existing building to convert to TL-CMBC office and vehicle storage garage. | NULL
EP-2023-08259 | 2023-09-14 | 3440 BRIDGEWAY, Vancouver, BC V5K 1B6 | Electrical Permit | Commercial | Tenant Improvement | Issued | Installation / Repair - Commercial - Remove and cleanup the existing wiring, for unit #2 and #4 remove light switches, existing light fixtures, replace the faulty Exit and EM lights and safety check. Install permanent light fixture for Shell building - regarding the lights at unit # 4 no changes for the lighting installation for unit 2, we are putting some lights for Shell unit. >BP: Interior alterations to demise the existing 2 storey Storage Warehouse building to 4 separate units and to change the use of two of the units. The proposed units are: Unit 1 – Lower Floor – Storage Warehouse (F2) – Unit 2 – Lower Floor – Manufacturing Use (Shell F2) – Unit 3 – Upper Floor – Wholesale Use Class A (F2) - Unit 4 – Upper Floor – Storage Warehouse (F2). Project is related to AL-2022-00134. Sprinklers to be fully upgraded to NFPA 13 as per AL. To be reviewed under the 2019 VBBL | Shanai Enterprise Inc
GP-2022-01216 | 2022-04-19 | 2425 BRUNSWICK STREET, Vancouver, BC V5T 3M1 | Gas Permit | Residential | Renovation | Completed | Residential - Replace boiler with new AO Smith Boiler and connect to existing venting. | On Tap Solutions Ltd
EP-2022-01476 | 2022-02-24 | 633 BUCKETWHEEL, Vancouver, BC V5Z 4A7 | Electrical Permit | Commercial | Renovation | Completed | Installation / Repair - Commercial - Maintenance replacement of fire alarm panel | Fina Electrical Systems Ltd
EP-2022-10264 | 2022-12-12 | 3430 BURKHOLDER DRIVE, Vancouver, BC | Electrical Permit | Residential | Addition | Completed | Installation / Repair - Residential - pot lights added Dec 14/22-AMEND Please change to 3430 Burkholder Dr, Vancouver, BC V5S 4M8 Case File CF-2022-012042 | David Chifan
EP-2023-04677 | 2023-05-29 | 1003 BURNABY STREET, Vancouver, BC V6E 4R7 | Electrical Permit | Commercial | Renovation | Issued | Installation / Repair - Commercial - Maintenance replacement of fire alarm panel, annunciator and initiating devices [manual pulls, heats and smokes]. Note: The issuance of this permit is based on Bulletin 2018-004-BU/EL. | Fina Electrical Systems Ltd
EP-2022-05469 | 2022-06-28 | 1010 BURNABY STREET, Vancouver, BC V6E 4L8 | Electrical Permit | Residential | Renovation | Completed | Installation / Repair - Residential - UNIT # Changing some plugs, switches and lights. | Fortune Link Electrical Ltd
GP-2023-01859 | 2023-06-18 | 2669 BRIGHTWOOD PLACE, Vancouver, BC V5S 2E6 | Gas Permit | Residential | Renovation | Completed | Residential - Replacing natural gas fired on demand water heater | Southrock Plumbing & Heating
PP-2022-00318 | 2022-02-01 | 5425 CARNARVON STREET, Vancouver, BC V6N 4G1 | Plumbing Permit | Commercial | Renovation | Completed | Commercial - Installation of 1 WC, 1 Lav, 1 SH, 2 FDs To alter the interior of this existing Fire Hall building to provide a new women’s toilet room and shower in the existing storage room of 2nd story and to enclose a pole station on ground level. | Broadway Refrigeration & Air Conditioning Co
EP-2022-00201 | 2022-01-14 | 5425 CARNARVON STREET, Vancouver, BC V6N 4G1 | Electrical Permit | Commercial | Renovation | Completed | Installation / Repair - Commercial - New lighting, heater and power for washroom addition >BP: To alter the interior of this existing Fire Hall building to provide a new women’s toilet room and shower in the existing storage room of 2nd story and to enclose a pole station on ground level. Note: This application is reviewed under VBBL 2019. | Keystone Electric Ltd
EP-2022-04134 | 2022-09-16 | 5538 CARNARVON STREET, Vancouver, BC V6N 1J3 | Electrical Permit | Residential | Addition | Completed | Installation / Repair - Residential - Dedicated Circuit for AC Install | Pacific Star Electric Inc
EP-2022-03429 | 2022-04-28 | 5555 CARNARVON STREET, Vancouver, BC V6N 1J2 | Electrical Permit | Commercial | NULL | Expired | Movie Set / Filming - To allow for Movie Set/Filming Applicant shall provide completed Contractor Declaration form, and dates of filming and associated location(s) to csinspection.clerks@vancouver.ca prior to the commencement of filming. Visit vancouver.ca/inspections for more details. | Filmgroup.tv Ltd
GP-2024-00033 | 2024-01-04 | 5596 CARNARVON STREET, Vancouver, BC V6N 1J3 | Gas Permit | Residential | Tenant Improvement | Issued | Residential - Rinnai H/E combi boiler replacement | Wah Fai Plumbing & Heating Inc
NULL | NULL | 5979 CARNARVON STREET, Vancouver, BC V6N 1J8 | Plumbing Permit | Residential | New | Draft | Residential - Installation of One Outside Storm Sump for Laneway House | JBS Services Ltd
EP-2022-01070 | 2022-02-22 | 5979 CARNARVON STREET, Vancouver, BC V6N 1J8 | Electrical Permit | Residential | New | Cancelled | Installation / Repair - Residential - new house wiring >BP: To construct a 1 storey laneway house building ($224,925.00) with an attached 2 car garage (with an open parking pad) providing 3 parking space having vehicular access from the lane Note: Parking for the site has been provided under DB (construction of LWH) Note: This is a 1 storey building pursuant to the Zoning & Development By-law 1. Covenant registered at the Land Title Office under CA9347570 2. No Strata Titling permitted 3. No A/C unit proposed 4. No bar sink proposed 5. Schedule B: Ke Jian, Ma, P.Eng (604.599.8890) Structural & Geotechnical 6. HPO: Residential Builder, CMP Development Group Ltd. "Combustible projections or roof soffits on an exposing building face shall not project to less than .45m from the property line and shall be in compliance with VBBL 2014 9.10.15.5.(9)" The entire building, INCLUDING THE ATTACHED GARAGE (if applicable), to be sprinklered to NFPA 13D. Any alterations or conversions to the attached garage (if applicable) to habitable living space shall not be permitted without first obtaining the approval of the Director of Planning and the Chief Building Official. Thermal protection measures and Laneway house design guidelines shall be required to be met prior to the approval of the conversion. ******THIS PERMIT HAS BEEN ISSUED UNDER THE REQUIREMENTS OF VBBL 2019 AND THE GREEN HOMES PROGRAM****** See BP-2021-00927 for Bldg 1 on site (principal bldg) addressed 3011 W 44th Ave. | Jeff Electric Ltd
EP-2022-05985 | 2022-07-20 | 5979 CARNARVON STREET, Vancouver, BC V6N 1J8 | Electrical Permit | Residential | New | Completed | Installation / Repair - Residential - LWH - lane way house wiring DB: To construct a 1 storey laneway house building with an attached 2 car garage (with an open parking pad) providing 3 parking space having vehicular access from the lane Note: Parking for the site has been provided under DB (construction of LWH) Note: This is a 1 storey building pursuant to the Zoning & Development By-law 1. Covenant registered at the Land Title Office under CA9347570 2. No Strata Titling permitted 3. No A/C unit proposed. 4. No bar sink proposed | SS Electrical Limited
SP-2022-01530 | 2022-09-20 | 5979 CARNARVON STREET, Vancouver, BC V6N 1J8 | Sprinkler Permit | Residential | New | Completed | Residential - We are installing sprinkler for new single family laneway dwelling . To construct a 2 storey + cellar one-family dwelling with an attached accessory building (garage), at the rear providing 2 parking spaces, having vehicular access from the lane. Note: This is a 2 storey building pursuant to the Zoning and Development By-Law 1- Bar/Sink proposed in bar room, cellar floor 2- A/C unit proposed rear yard under stairs North elevation. To comply to City of Vancouver Noise Bylaw #6555 3- Schedule B: Ke Jian, Ma, P.Eng (604.599.8890) Structural & Geotechnical | Superstar Plumbing Heating & Sprinkler Supplies Ltd
GP-2022-02801 | 2022-09-20 | 5979 CARNARVON STREET, Vancouver, BC V6N 1J8 | Gas Permit | Residential | New | Completed | Residential - We are installing and running new gas line from meter to laneway house , installing Navien combi boiler with 1 zone radiant heat | Superstar Plumbing Heating & Sprinkler Supplies Ltd
EP-2022-06796 | 2022-08-24 | 5979 CARNARVON STREET, Vancouver, BC V6N 1J8 | Electrical Permit | Residential | New | Completed | Installation / Repair - Residential - Install Low Voltage wiring (networking), Alarm, CCTV, Data, Tel. Rough-In and Finishing ** Amend 11/23/2022** amend the value of installation to 5,400 >BP: To construct a 1 storey laneway house building ($224,925.00) with an attached 2 car garage (with an open parking pad) providing 3 parking space having vehicular access from the lane Note: Parking for the site has been provided under DB (construction of LWH) Note: This is a 1 storey building pursuant to the Zoning & Development By-law 1. Covenant registered at the Land Title Office under CA9347570 2. No Strata Titling permitted 3. No A/C unit proposed. 4. No bar sink proposed 5. Schedule B: Ke Jian, Ma, P.Eng (604.599.8890) Structural & Geotechnical 6. HPO: Residential Builder, CMP Development Group Ltd. The entire building, INCLUDING THE ATTACHED GARAGE (if applicable), to be sprinklered to NFPA 13D. | Magnificent Security Inc.
GP-2022-01681 | 2022-06-01 | 6149 CARNARVON STREET, Vancouver, BC V6N 1K2 | Gas Permit | Residential | Renovation | Completed | Residential - Furnace re&re | Ferenc Nagy
PP-2022-03567 | 2022-10-07 | 4020 CAMBIE STREET, Vancouver, BC V5Z 2X8 | Plumbing Permit | Commercial | New | Completed | Commercial - install a DCVA lawn irrigation | University Sprinkler Systems Incorporated
EP-2022-02196 | 2022-03-25 | 4033 CAMBIE STREET, Vancouver, BC V5Z 2X9 | Electrical Permit | Commercial | Tenant Improvement | Completed | Installation / Repair - Commercial - 120/208v rough in, low voltage communication/security wiring and finish, LED Lighting, existing distribution to remain, existing fire alarm system to be reverified. >BP: Exterior and interior alterations to provide tenant improvement to a new General Office - Real Estate (Presentation Centre) in this unit at this existing commercial building. Scope of work includes to replace the cladding in the storefront with new brick veneer. Ok for DB per Karen Kallweit-Graham Ok for field review per Jamie Zhang. Schedule A (CRP) & Schedule B (Architectural) - Gwyn Vose Architect, 604-683-8797 Schedule B (Electrical) - Steven Nemetz, 604-736-6562 Schedule B (Mechanical & Plumbing) - Alexis Lam, 604-684-3412 Notes: 1. Energy upgrade trigger: E2 - Lighting - Upgrade to incorporate Scheduled Shutoff (per 9.4.1.1.(i) of ASHRAE 90.1-2016) 2. Building Not Sprinklered – No sprinkler inspection or permit required. 3. Building Inspector to determine if Structural Engineer is required | Nightingale Electric Ltd
PP-2022-01323 | 2022-04-20 | 4033 CAMBIE STREET, Vancouver, BC V5Z 2X9 | Plumbing Permit | Commercial | Tenant Improvement | Completed | Commercial - Addition of one (1) Staff Washroom (LAV & WC), and one (1) staff room sink (KS Sink & FCT); Replacement of one (1) LAV for existing client washroom. Exterior and interior alterations to provide tenant improvement to a new General Office - Real Estate (Presentation Centre) in this unit at this existing commercial building. Scope of work includes to replace the cladding in the storefront with new brick veneer. | Lisi Mechanical Contractors Ltd
SP-2022-00535 | 2022-04-13 | 4033 CAMBIE STREET, Vancouver, BC V5Z 2X9 | Sprinkler Permit | Commercial | Tenant Improvement | Completed | Commercial - Relocate 3 sprinkler heads and add 2 new.. >BP: Exterior and interior alterations to provide tenant improvement to a new General Office - Real Estate (Presentation Centre) in this unit at this existing commercial building. Scope of work includes to replace the cladding in the storefront with new brick veneer. Ok for DB per Karen Kallweit-Graham Ok for field review per Jamie Zhang. Schedule A (CRP) & Schedule B (Architectural) - Gwyn Vose Architect, 604-683-8797 Schedule B (Electrical) - Steven Nemetz, 604-736-6562 Schedule B (Mechanical & Plumbing) - Alexis Lam, 604-684-3412 Notes: 1. Energy upgrade trigger: E2 - Lighting - Upgrade to incorporate Scheduled Shutoff (per 9.4.1.1.(i) of ASHRAE 90.1-2016) 2. Building Not Sprinklered – No sprinkler inspection or permit required. 3. Building Inspector to determine if Structural Engineer is required *****This application does not include any of the following: 1. Not more than 20 sprinklers (add, relocate, or remove), 2. hydraulic calculations, 3. change in occupancy and /or hazard classification, 4. warehouse storage arrangements, 5. mobile compact storage arrangements, 6. alternative solutions, 7. changes to the sprinkler system supply piping (e.g. valves, mains, cross-mains, branch-lines, etc.), or 8. flexible sprinkler pipe. | Hydroworks Contracting Ltd
EP-2022-02437 | 2022-03-25 | 4033 CAMBIE STREET, Vancouver, BC V5Z 2X9 | Electrical Permit | Commercial | Renovation | Completed | Installation / Repair - Commercial - Alarm,data >BP: Exterior and interior alterations to provide tenant improvement to a new General Office - Real Estate (Presentation Centre) in this unit at this existing commercial building. Scope of work includes to replace the cladding in the storefront with new brick veneer. Ok for DB per Karen Kallweit-Graham Ok for field review per Jamie Zhang. Schedule A (CRP) & Schedule B (Architectural) - Gwyn Vose Architect, 604-683-8797 Schedule B (Electrical) - Steven Nemetz, 604-736-6562 Schedule B (Mechanical & Plumbing) - Alexis Lam, 604-684-3412 Notes: 1. Energy upgrade trigger: E2 - Lighting - Upgrade to incorporate Scheduled Shutoff (per 9.4.1.1.(i) of ASHRAE 90.1-2016) 2. Building Not Sprinklered – No sprinkler inspection or permit required. 3. Building Inspector to determine if Structural Engineer is required | Supertech Systems Ltd
PP-2022-03566 | 2022-10-07 | 4050 CAMBIE STREET, Vancouver, BC V5Z 2X8 | Plumbing Permit | Commercial | New | Completed | Commercial - Install a DCVA for Lawn irrigation | University Sprinkler Systems Incorporated
PP-2022-03565 | 2022-10-07 | 4060 CAMBIE STREET, Vancouver, BC V5Z 2X8 | Plumbing Permit | Commercial | New | Completed | Commercial - Install a DCVA for lawn irrigation. | University Sprinkler Systems Incorporated
EP-2022-10670 | 2022-12-19 | 4088 CAMBIE STREET, Vancouver, BC V5Z 2X8 | Electrical Permit | Commercial | Tenant Improvement | Completed | Installation / Repair - Commercial - VoIP Upgrade: Supply and install Ca6 & Cat6A cables on the 2nd floor; Rack in the communication; Remove existing cables. | Houle Electric Limited
EP-2022-09185 | 2022-11-22 | 750 CAMBIE STREET, Vancouver, BC V6B 2P2 | Electrical Permit | Commercial | Tenant Improvement | Issued | Installation / Repair - Commercial - Electrical and fire alarm upgrades associated with elevator modernization including the following: Supply and install of new addressable smoke detectors, relays to tie in elevator controller, addition of LEDs at existing graphic, new ULC dialer, reconnection of ATS signals to controller, new 36k BTU heat pump, power and conduit for new lobby rescue station, new #6 ground, 8x new LED caged fixtures, new GFCI receptacles per drawings. Elevator modernization Interior alterations to provide elevator modernization to the existing addressable single stage fire alarm system to incorporate emergency recall of two elevators to meet the requirements of CSA-B44 in this existing commercial building. | Action Electric Ltd
EP-2022-07221 | 2022-08-26 | 750 CAMBIE STREET, Vancouver, BC V6B 2P2 | Electrical Permit | Commercial | Tenant Improvement | Completed | Installation / Repair - Commercial - Installation of power supply, 2 reader doors, 2 exit motion, 2 surface door contacts, 1 video intercom system - NO MAGLOCKS >BP: Interior alterations to provide improvements for his existing General Office full floor tenant on the 5th floor (unit #500) of this existing commercial building. Scope of work; demo of partition walls, doors, frames, glazing. Install new partitions, patch and repair flooring, relocate lighting to suit new layout. *DBI to determine if a Sprinkler Permit is required. Ok for Field Review Per K.Vogt. E2 - Lighting - Upgrade to Local Control (per 9.4.1.1.(a) of ASHRAE 90.1-2016) Energy checklist is currently no longer required with your Building Permit (BP) application. Some supporting documents are still required at BP stage, specifically Envelope and HVAC, if applicable. Service Water Heating and Lighting supporting documents, if applicable, must be submitted with your related trades permits (e.g. electrical and plumbing). All energy upgrades will be checked during inspections stage. It is the applicant's responsibility to identify and note all required upgrades including energy upgrades on their BP drawings at BP stage. | PALADIN TECHNOLOGIES INC
EP-2022-05904 | 2022-07-14 | 750 CAMBIE STREET, Vancouver, BC V6B 2P2 | Electrical Permit | Commercial | Tenant Improvement | Completed | Installation / Repair - Commercial - · Supply and install data/Tel wiring and devices. · Supply and install new receptacles. · Supply and install Video intercom and door release system. · Supply and install security pipe rough in. · Relocate existing lights >BP: Interior alterations to provide improvements for his existing General Office full floor tenant on the 5th floor (unit #500) of this existing commercial building. Scope of work; demo of partition walls, doors, frames, glazing. Install new partitions, patch and repair flooring, relocate lighting to suit new layout. *DBI to determine if a Sprinkler Permit is required. Ok for Field Review Per K.Vogt. E2 - Lighting - Upgrade to Local Control (per 9.4.1.1.(a) of ASHRAE 90.1-2016) Energy checklist is currently no longer required with your Building Permit (BP) application. Some supporting documents are still required at BP stage, specifically Envelope and HVAC, if applicable. Service Water Heating and Lighting supporting documents, if applicable, must be submitted with your related trades permits (e.g. electrical and plumbing). All energy upgrades will be checked during inspections stage. It is the applicant's responsibility to identify and note all required upgrades including energy upgrades on their BP drawings at BP stage. | Action Electric Ltd
EP-2022-05751 | 2022-07-08 | 750 CAMBIE STREET, Vancouver, BC V6B 2P2 | Electrical Permit | Commercial | NULL | Expired | Annual / Operating - ANNUAL OPERATING PERMIT All work that falls under the guidelines of the annual operating permit. Valid Jun 8, 2022 - June 9, 2023 | Ino-Tek Electric Ltd.
SP-2022-01136 | 2022-07-20 | 750 CAMBIE STREET, Vancouver, BC V6B 2P2 | Sprinkler Permit | Commercial | Tenant Improvement | Completed | Commercial - UNIT #500 - 5TH FLOOR - ADD AND RELOCATE 3 SPRINKLER HEADS Unit 500 - 5th floor Interior alterations to provide improvements for his existing General Office full floor tenant on the 5th floor (unit #500) of this existing commercial building. Scope of work; demo of partition walls, doors, frames, glazing. Install new partitions, patch and repair flooring, relocate lighting to suit new layout. *****This application does not include any of the following: 1. Not more than 20 sprinklers (add, relocate, or remove), 2. hydraulic calculations, 3. change in occupancy and /or hazard classification, 4. warehouse storage arrangements, 5. mobile compact storage arrangements, 6. alternative solutions, 7. changes to the sprinkler system supply piping (e.g. valves, mains, cross-mains, branch-lines, etc.), or 8. flexible sprinkler pipe. | Priority Fire Systems Ltd
EP-2023-05282 | 2023-06-13 | 750 CAMBIE STREET, Vancouver, BC V6B 2P2 | Electrical Permit | Commercial | NULL | Issued | Annual / Operating - ANNUAL OPERATING PERMIT All work that falls under the guidelines of the annual operating permit. Renewal of EP-2022-05751 Valid Jun 8, 2023 - June 9, 2024 | Ino-Tek Electric Ltd.
EP-2022-05122 | 2022-06-16 | 840 CAMBIE STREET, Vancouver, BC V6B 0B4 | Electrical Permit | Commercial | Addition | Completed | Installation / Repair - Commercial - Install new Emergency lighting and Fire Alarm Pull Station on roof top as per drawing attached >BP: Roof Patio Exit Upgrade. Upgrading the exit doors to be code compliant and putting new push to exit emergency bar connected to the existing electrical strike and fire alarm. Upgrading exit lighting and emergency lighting and partial re-verification of fire alarm system. Letters of assurance submitted by: Sonia Mollaei, P.Eng, 778-833-0908, Electrical Schedule B, Barry McGinn, Reg. Arch. Architectural Schedule B, Schedule A, 604-473-9866. Note to applicant: The services of a structural engineer may be required, based upon site inspection by the District Building Inspector. A Sprinkler permit may be required, as determined by the District Building Inspector. Energy checklist is currently no longer required with your Building Permit (BP) application. Some supporting documents are still required at BP stage, specifically Envelope and HVAC, if applicable. Service Water Heating and Lighting supporting documents, if applicable, must be submitted with your related Trades permits (e.g. electrical and plumbing). All energy upgrades will be checked during inspections stage. It is the applicant’s responsibility to identify and note all required upgrades including energy upgrades on their BP drawings at BP stage. | Sasco Contractors Ltd
EP-2022-07928 | 2022-09-26 | 840 CAMBIE STREET, Vancouver, BC V6B 0B4 | Electrical Permit | Commercial | New | Expired | Temporary Power - Commercial - To provide temporary power. | 0777792 BC Ltd
EP-2022-08207 | 2022-09-28 | 840 CAMBIE STREET, Vancouver, BC V6B 0B4 | Electrical Permit | Commercial | Tenant Improvement | Issued | Installation / Repair - Commercial - LED LIGHTING UPGRADE | Energy Network Services Inc
EP-2022-01981 | 2022-03-11 | 845 CAMBIE STREET, Vancouver, BC V6B 2P4 | Electrical Permit | Commercial | New | Completed | Installation / Repair - Commercial - Replacement of legacy Douglas Lighting equipment with new Douglas Lighting equipment. Levels 2-9 Just controls only no additional lighting ( relay panels) | S1 ELECTRIC LTD
EP-2022-09180 | 2023-07-31 | 845 CAMBIE STREET, Vancouver, BC V6B 2P4 | Electrical Permit | Commercial | Renovation | Issued | Installation / Repair - Commercial - Unit substation replacement. 750 kVA Transformer, Voltage: 25/12.5KV 3PH – 208V/120V. Add four fire alarm smoke detectors in the main electrical room. Sprinkler system to be deleted in the electrical room. BP: Upgrade fire alarm system and sprinkler system in this existing municipal designated Heritage "B" commercial building (Law Society of BC) on this site. BRB review notes: Reviewed under VBBL 2019 Replace existing main distribution Cap off sprinkler system in main electrical room Add four smoke detectors in the main electrical room Associated with EP-2022-09180 | MDE Enterprises Ltd
EP-2023-00101 | 2023-01-06 | 845 CAMBIE STREET, Vancouver, BC V6B 2P4 | Electrical Permit | Commercial | Renovation | Completed | Installation / Repair - Commercial - 8th Floor Add two fire alarm bells to the existing bell circuit on the 8th floor | 0777792 BC Ltd
SP-2023-01391 | 2023-08-01 | 845 CAMBIE STREET, Vancouver, BC V6B 2P4 | Sprinkler Permit | Commercial | Tenant Improvement | Issued | Commercial - Cap off existing sprinkler heads in 2 hours fire rated electrical room. >BP: Upgrade fire alarm system and sprinkler system in this existing municipal designated Heritage "B" commercial building (Law Society of BC) on this site. BRB review notes: Reviewed under VBBL 2019 Replace existing main distribution Cap off sprinkler system in main electrical room Add four smoke detectors in the main electrical room Associated with EP-2022-09180 *****This application does not include any of the following: 1. Not more than 20 sprinklers (add, relocate, or remove), 2. hydraulic calculations, 3. change in occupancy and /or hazard classification, 4. warehouse storage arrangements, 5. mobile compact storage arrangements, 6. alternative solutions, 7. changes to the sprinkler system supply piping (e.g. valves, mains, cross-mains, branch-lines, etc.), or 8. flexible sprinkler pipe. | Priority Fire Systems Ltd
EP-2023-02997 | 2023-04-05 | 845 CAMBIE STREET, Vancouver, BC V6B 2P4 | Electrical Permit | Commercial | Tenant Improvement | Completed | Installation / Repair - Commercial - Access control, Alarm system , and CCTV >BP: Interior alterations to provide improvements for an existing office tenant on the ground floor of this existing commercial building. Scope of work: demo/construction of partition walls, doors for new layout. Electrical, plumbing, & Sprinklers to suit. OK to open BP for DTI per K. Clark - January 27, 2023 Letters of Assurance submitted by: Schedule A and Architectural Schedule B, Michael D. McNaught, Architect AIBC, MRAIC, ph: 604.724.7602 Mechanical and Plumbing Schedule B, Ronald Braun, MSc., P. Eng., ph 604.609.0500 x104 Electrical Schedule B, S.S. Dhaliwal, P. Eng., ph: 604.609.0500 x108 Energy checklist is currently no longer required with your Building Permit (BP) application. Some supporting documents are still required at BP stage, specifically Envelope and HVAC, if applicable. Service Water Heating and Lighting supporting documents, if applicable, must be submitted with your related trades permits (e.g. electrical and plumbing). | Fusion Security Inc
EP-2023-03681 | 2023-04-28 | 845 CAMBIE STREET, Vancouver, BC V6B 2P4 | Electrical Permit | Commercial | Tenant Improvement | Completed | Installation / Repair - Commercial - Install new Lighting, Receptacles, Data/Tel, Mech Equipment wiring, and Fire Alarm Additional Devices. >BP: Interior alterations to provide improvements for an existing office tenant on the ground floor of this existing commercial building. Scope of work: demo/construction of partition walls, doors for new layout. Electrical, plumbing, & Sprinklers to suit. OK to open BP for DTI per K. Clark - January 27, 2023 Letters of Assurance submitted by: Schedule A and Architectural Schedule B, Michael D. McNaught, Architect AIBC, MRAIC, ph: 604.724.7602 Mechanical and Plumbing Schedule B, Ronald Braun, MSc., P. Eng., ph 604.609.0500 x104 Electrical Schedule B, S.S. Dhaliwal, P. Eng., ph: 604.609.0500 x108 Energy checklist is currently no longer required with your Building Permit (BP) application. Some supporting documents are still required at BP stage, specifically Envelope and HVAC, if applicable. Service Water Heating and Lighting supporting documents, if applicable, must be submitted with your related trades permits (e.g. electrical and plumbing) | Deltec Electric Ltd
PP-2023-01103 | 2023-03-30 | 845 CAMBIE STREET, Vancouver, BC V6B 2P4 | Plumbing Permit | Commercial | Tenant Improvement | Completed | Commercial - Install kitchen in tenant unit >BP: 845 Cambie St. Interior alterations to provide improvements for an existing office tenant on the ground floor of this existing commercial building. Scope of work: demo/construction of partition walls, doors for new layout. Electrical, plumbing, & Sprinklers to suit. | Meridian West Mechanical Ltd
SP-2023-00530 | 2023-03-28 | 845 CAMBIE STREET, Vancouver, BC V6B 2P4 | Sprinkler Permit | Commercial | Tenant Improvement | Completed | Commercial - Add two sprinkler heads for tenant improvement. >BP: 845 Cambie St. Interior alterations to provide improvements for an existing office tenant on the ground floor of this existing commercial building. Scope of work: demo/construction of partition walls, doors for new layout. Electrical, plumbing, & Sprinklers to suit. *****This application does not include any of the following: 1. Not more than 20 sprinklers (add, relocate, or remove), 2. hydraulic calculations, 3. change in occupancy and /or hazard classification, 4. warehouse storage arrangements, 5. mobile compact storage arrangements, 6. alternative solutions, 7. changes to the sprinkler system supply piping (e.g. valves, mains, cross-mains, branch-lines, etc.), or 8. flexible sprinkler pipe. | Priority Fire Systems Ltd
EP-2023-08119 | 2023-09-08 | 845 CAMBIE STREET, Vancouver, BC V6B 2P4 | Electrical Permit | Commercial | Tenant Improvement | Completed | Installation / Repair - Commercial - Audio, Video equipment installation. >BP: Interior alterations to provide improvements for an existing office tenant on the ground floor of this existing commercial building. Scope of work: remove/construct partition walls, doors for new layout. Electrical, plumbing, & Sprinklers to suit. REVISION #1: remediation work to 2nd level walkway and column structure to provide 2hr FRR, lighting updated in meeting room and increase in project value from $750,000.00 to $793,000.00 July24, 2023 mlh | Modern Security Systems Ltd
EP-2022-04799 | 2022-06-08 | 888 CAMBIE STREET, Vancouver, BC V6B 2P6 | Electrical Permit | Commercial | Renovation | Completed | Installation / Repair - Commercial - Security work for editorial rooms only >BP: Interior alterations to provide improvements to this existing 3 storey, Heritage "C" commercial building on this site. Scope of work includes removal of glass panels and infill of walls, new T-bar, lighting, paints and electrical locks. DBI to determine if Peng is required. Ok for field review as per Kirat Kang April 13, 2022 | Provident Security Corp
SP-2022-00946 | 2022-06-13 | 888 CAMBIE STREET, Vancouver, BC V6B 2P6 | Sprinkler Permit | Commercial | Tenant Improvement | Completed | Commercial - Add heads to new dropped ceilings to suit new tenant layout. Upright heads to remain in combustible concealed space. >BP: Interior alterations to provide improvements to this existing 3 storey, Heritage "C" commercial building on this site. Scope of work includes removal of glass panels and infill of walls, new T-bar, lighting, paints and electrical locks. DBI to determine if Peng is required. Ok for field review as per Kirat Kang April 13, 2022 *****This application does not include any of the following: 1. Not more than 20 sprinklers (add, relocate, or remove), 2. hydraulic calculations, 3. change in occupancy and /or hazard classification, 4. warehouse storage arrangements, 5. mobile compact storage arrangements, 6. alternative solutions, 7. changes to the sprinkler system supply piping (e.g. valves, mains, cross-mains, branch-lines, etc.), or 8. flexible sprinkler pipe. | Viking Fire Protection Inc
EP-2022-04979 | 2022-06-14 | 888 CAMBIE STREET, Vancouver, BC V6B 2P6 | Electrical Permit | Commercial | Tenant Improvement | Completed | Installation / Repair - Commercial - Lighting - replace editorial rooms (4) >BP: Interior alterations to provide improvements to this existing 3 storey, Heritage "C" commercial building on this site. Scope of work includes removal of glass panels and infill of walls, new T-bar, lighting, paints and electrical locks. DBI to determine if Peng is required. Ok for field review as per Kirat Kang April 13, 2022 | Mott Electric General Partnership
EP-2022-03344 | 2022-04-26 | 888 CAMBIE STREET, Vancouver, BC V6B 2P6 | Electrical Permit | Commercial | Renovation | Completed | Installation / Repair - Commercial - Replace existing faulty fire alarm control panel and associated devices as replacement parts for existing control panel no longer available. Note: This permit has been issued based on Bulletin 2018-004-BU/EL. | Corporate Electric Limited
EP-2022-02716 | 2022-04-22 | 950 CAMBIE STREET, Vancouver, BC V6B 5X5 | Electrical Permit | Commercial | Tenant Improvement | Issued | Installation / Repair - Commercial - Modification of existing fire alarm system as per Bulletin 2018-004-BU/EL Option #3 triggered by the automatic elevator recall as follows: Existing fire alarm panel is an addressable NFS2-3030 Fire alarm system. Replace existing conventional type detectors to addressable type as per drawings. Existing addressable smoke detectors to remain and be programmed for elevator recall functionality where noted. Provide new addressable fire alarm relays for elevator recall. Provide new heat pump split unit c/w thermostat. Provide & install new #6 ground wire tied into building ground. Provide & install new disconnect switches as per drawings (refer to single line diagram). Provide new phone line as per drawings. Replace 3x existing receptacles in elevator machine room & pit with new GFCI type receptacles. Replace 3x existing fixtures in elevator machine room & pit with new LED’s c/w with wire cages. Verification of the fire alarm system in conformance with CAN/ULC S537. | Action Electric Ltd
SP-2023-01703 | 2023-10-30 | 950 CAMBIE STREET, Vancouver, BC V6B 5X5 | Sprinkler Permit | Commercial | Tenant Improvement | Issued | Commercial - Remove and add sprinkler heads to suit tenant improvement >BP: Interior alterations to provide tenant improvements to the existing washrooms and showers serving the pool area in this existing mixed use building. The scope of work includes to upgrade the existing meeting room/office area | Troy Life & Fire Safety Limited Protection Incendia Troyu Ltee
EP-2023-08472 | 2023-09-19 | 950 CAMBIE STREET, Vancouver, BC V6B 5X5 | Electrical Permit | Commercial | Renovation | Issued | Installation / Repair - Commercial - Installation of lighting, lighting control, receptacles, fire alarm, hand dryers. >BP: Interior alterations to provide tenant improvements to the existing washrooms and showers serving the pool area in this existing mixed use building. The scope of work includes to upgrade the existing meeting room/office area Ok for field review as per L King. Note: The applicant will have to apply to VCH for a construction permit to alter the pool area. | Brodan Industries Ltd.
PP-2023-04248 | 2023-12-06 | 950 CAMBIE STREET, Vancouver, BC V6B 5X5 | Plumbing Permit | Commercial | Renovation | Issued | Commercial - pool bathroom renovation >BP: Interior alterations to provide tenant improvements to the existing washrooms and showers serving the pool area in this existing mixed use building. The scope of work includes to upgrade the existing meeting room/office area | Paton Plumbing Worx Inc
EP-2023-03413 | 2023-04-20 | 950 CAMBIE STREET, Vancouver, BC V6B 5X5 | Electrical Permit | Commercial | Renovation - Dwelling Unit(s) only | Issued | Installation / Repair - Commercial - Upgrade lighting in outdoor fountain. | Action Electric Ltd
EP-2023-00680 | 2023-03-31 | 1008 CAMBIE STREET, Vancouver, BC V6B 6J7 | Electrical Permit | Commercial | Tenant Improvement | Completed | Installation / Repair - Commercial - Supply and install 7 EV Chargers in the Parking garage. | MCKINLEY ELECTRIC LTD
EP-2022-10520 | 2022-12-14 | 1099 CAMBIE STREET, Vancouver, BC V6B 5A8 | Electrical Permit | Commercial | NULL | Expired | Annual / Operating - Annual Electrical permit General Electrical work, small electrical jobs like change receptacles, lamps, ballasts, lights, switches, ect. Renewal from EP-2022-00012 Valid: January 5, 2023 to January 4, 2023. | MDE Enterprises Ltd
EP-2024-00123 | 2024-01-05 | 1099 CAMBIE STREET, Vancouver, BC V6B 5A8 | Electrical Permit | Commercial | NULL | Issued | Annual / Operating - Annual Electrical permit General Electrical work, small electrical jobs like change receptacles, lamps, ballasts, lights, switches, ect. Renewal from EP-2022-10520 Valid: January 5, 2024 to January 4, 2025. | MDE Enterprises Ltd
EP-2022-01992 | 2022-04-12 | 1099 CAMBIE STREET, Vancouver, BC V6B 5A8 | Electrical Permit | Commercial | Renovation | Issued | Installation / Repair - Commercial - Minor electrical and fire alarm modifications related to the elevator modernization as per engineer drawings submitted under BP >BP: Interior alterations only to provide elevator modernization for the existing two stage fire alarm system, in this existing 4 storey Yaletown Housing Community Care Facility-Class B Institutional Building Main Recall level - 1st storey, Alternate Recall level -2nd storey Scope: 1. Existing addressable elevator #1,3 machine room heat detector to be replaced with new addressable smoke detector. 2. New relays to be installed to allow for elevator #1,3 recall to current standards. ******THIS PERMIT HAS BEEN REVIEWED UNDER THE REQUIREMENTS OF VBBL #12511 (2019)******** Building Review Branch Notes: - Electrical Permit is required - VBBL 2019 | Fina Electrical Systems Ltd
EP-2022-00012 | 2022-01-05 | 1099 CAMBIE STREET, Vancouver, BC V6B 5A8 | Electrical Permit | Commercial | NULL | Expired | Annual / Operating - Annual Electrical Permit General electrical work though-out the building Valid: January 5, 2022 to January 4, 2023. | MDE Enterprises Ltd
EP-2022-02204 | 2022-03-21 | 1099 CAMBIE STREET, Vancouver, BC V6B 5A8 | Electrical Permit | Commercial | Addition | Completed | Installation / Repair - Commercial - re&re of heat pump >BP: Interior alterations only to provide for the replacement of the emergency generator including the upgrading of the associated mechanical ventilation and fuel pump system, and to provide a new day tank, automatic transfer switch, and remote alarm control ability in the existing Generator Room on the sub ground floor level, at this existing Yaletown Housing Community Care Facility-Class B Institutional Building. OK for field review as per Stewart Cowdell, May 10, 2021. letters of assurance submitted by: Matthys Fourie, P.Eng, 604-696-8000: Schedule A, Electrical Schedule B; Jiang Zhu, Reg.Architect, 604-696-8000, Architectural Schedule B; Dejan Radoicic, P.Eng, 604-696-8000, Mechanical Schedule B. Note to applicant: The services of a structural engineer may be required, based upon site inspection by the District Building Inspector. No Sprinkler permit required. | One Degree HVAC Service Group Ltd.
EP-2022-01500 | 2022-02-25 | 2120 CAMBIE STREET, Vancouver, BC V5Z 4N6 | Electrical Permit | Commercial | NULL | Expired | Annual / Operating - Misc electrical work throughout Renewal of EP-2021-01659 Valid: March 19, 2022 to March 18, 2023 | Mott Electric General Partnership
SP-2024-00075 | 2024-01-24 | 2120 CAMBIE STREET, Vancouver, BC V5Z 4N6 | Sprinkler Permit | Commercial | Tenant Improvement | Completed | Commercial - Removed Existing Sprinkler Head >BP: Interior Alterations to provide improvements to the 4th level of the existing civic building (police station) on this site. Scope: To expand the existing locker room and alter the interior layout of this floor. *****This application does not include any of the following: 1. Not more than 20 sprinklers (add, relocate, or remove), 2. hydraulic calculations, 3. change in occupancy and /or hazard classification, 4. warehouse storage arrangements, 5. mobile compact storage arrangements, 6. alternative solutions, 7. changes to the sprinkler system supply piping (e.g. valves, mains, cross-mains, branch-lines, etc.), or 8. flexible sprinkler pipe. | Viking Fire Protection Inc
EP-2023-10337 | 2023-11-28 | 2120 CAMBIE STREET, Vancouver, BC V5Z 4N6 | Electrical Permit | Commercial | Renovation | Completed | Installation / Repair - Commercial - Demo 10 Receptacles, 3 data outlets, 1 flush data box, 2 pot lights and 4 switches. Installation of 1 x 20 amp 120 volt house keeping receptacle Re and re only of 5 x 1x4 T-bar luminaires for replacement of t-bar. -There is no new lighting work being performed. 5 of the existing lights are coming down and going back up again in new t-bar. Grounding and bonding is only for the new 20 amp receptacle. >BP: Interior Alterations to provide improvements to the 4th level of the existing civic building (police station) on this site. Scope: To expand the existing locker room and alter the interior layout of this floor. OK to process as DTI per D. Langevin Oct 3, 2023 Schedule A & B - Architectural - Art Cader 604.916.5323 Schedule B - Mechanical - Mark Yeung 604.559.8809 Schedule B - Electrical - Narvir Patrola 236.521.6900 | Deltec Electric Ltd
EP-2023-09268 | NULL | 2120 CAMBIE STREET, Vancouver, BC V5Z 4N6 | Electrical Permit | Commercial | Renovation | Withdrawn | Installation / Repair - Commercial - Heat pump replacement | Just Mechanical Ltd
EP-2023-09263 | 2023-10-16 | 2120 CAMBIE STREET, Vancouver, BC V5Z 4N6 | Electrical Permit | Commercial | Renovation | Completed | Installation / Repair - Commercial - Replacement of heat pump 417; it is like for like. -3 water sourced heat pumps are being replaced. 2 on the 4th floor, 1 on the 3rd floor. >BP: Interior Alterations to provide improvements to the 4th level of the existing civic building (police station) on this site. Scope: To expand the existing locker room and alter the interior layout of this floor. OK to process as DTI per D. Langevin Oct 3, 2023 Schedule A & B - Architectural - Art Cader 604.916.5323 Schedule B - Mechanical - Mark Yeung 604.559.8809 Schedule B - Electrical - Narvir Patrola 236.521.6900 | Just Mechanical Ltd
EP-2023-08896 | NULL | 2120 CAMBIE STREET, Vancouver, BC V5Z 4N6 | Electrical Permit | Commercial | Renovation | Withdrawn | Installation / Repair - Commercial - Heat pump replacement | Just Mechanical Ltd
EP-2022-10749 | 2022-12-23 | 2120 CAMBIE STREET, Vancouver, BC V5Z 4N6 | Electrical Permit | Commercial | Tenant Improvement | Completed | Installation / Repair - Commercial - Electric Vehicle Charging Infrastructure - Wiring installation for electric vehicle supply equipment (EVSE). Install a 30 kVA transformer 600:120/208, Panel distribution 225A PNL-EV1, 2x 40A EVSE branch circuits supplying 6 networked PhiHong EV Chargers, and communication cables. | Power Pros Electrical Ltd
EP-2023-01820 | 2023-03-06 | 2120 CAMBIE STREET, Vancouver, BC V5Z 4N6 | Electrical Permit | Commercial | NULL | Issued | Annual / Operating - Misc electrical work throughout Renewal of EP-2022-01500 Valid: March 19, 2023 to March 18, 2024 | Mott Electric General Partnership
EP-2023-02625 | 2023-04-13 | 2120 CAMBIE STREET, Vancouver, BC V5Z 4N6 | Electrical Permit | Commercial | Addition | Completed | Installation / Repair - Commercial - Wire in new Heat Pump *MP-2023-00425 | Just Mechanical Ltd
MP-2023-00425 | 2023-03-22 | 2120 CAMBIE STREET, Vancouver, BC V5Z 4N6 | Mechanical Permit | NULL | NULL | Completed | NULL | Just Mechanical Ltd
EP-2022-07051 | 2022-08-23 | 2219 CAMBIE STREET, Vancouver, BC V5Z 2T5 | Electrical Permit | Commercial | Renovation | Completed | Installation / Repair - Commercial - Replacement of customers service conductors, to ensure adequate drip loops are in place to mitigate moisture ingress into service pipes. Weather head angles may need adjusting as well. Amend: Feb 15, 2023 increase the job value by $5000.00 and expand scope to include the replacement of the main service disconnect . Single phase, 240V, 600A. | Quantum Lighting Inc
SP-2022-01053 | NULL | 2290 CAMBIE STREET, Vancouver, BC | Sprinkler Permit | Commercial | Tenant Improvement | Applicant Revisions | Commercial - Add floor openings on Level 2 and 3 for tire elevator and vestibules for tire elevator landing on Levels 1 and 3. >>BP: To install a new tire conveyors from 1st floor to the 2nd floor and from the 2nd floor to the 3rd floor in this existing four storey retail (Canadian Tire) building. To be reviewed under the 2019 VBBL. Reviewed during the 2020 Pandemic. Revision #1 - To change the electrical engineer from P Leung to S. Fernandez Alarcon effective Jan.1/21 and to change the Architect/CRP from D Massie to V. Chauhan effective Mar.15/21. - accepted May 4/21 Revision #2 - To alter the layout of the conveyors and to change the electrical consultant to S Dhaliwal effective Mar.21/22. - in process | NULL
EP-2023-04182 | 2023-05-12 | 2290 CAMBIE STREET, Vancouver, BC | Electrical Permit | Commercial | Addition | Completed | Installation / Repair - Commercial - Adding 5 new smoke detectors in the elevator lobbies and mechanical room as well as relocation of lighting and service outlets in elevator pit. >BP: Interior alterations to replace Elevator #3 with minor alterations to the elevator shaft openings on each floor in this existing four-storey retail (Canadian Tire) building. Scope: - Replacement of existing Elevator #3; - Minor adjustments to elevator shaft openings on each floor; and - Remove and install new machine room equipment, including a split AC unit in the elevator machine room. Reviewed under the 2019 VBBL. | Accurate Electric Ltd.
PP-2023-04055 | 2023-11-20 | 2290 CAMBIE STREET, Vancouver, BC | Plumbing Permit | Commercial | Tenant Improvement | Completed | Commercial - Installation of one fixture- Little giant pump for condensate . | Afstar Mechanical Ltd
SP-2022-00567 | 2022-04-20 | 2290 CAMBIE STREET, Vancouver, BC | Sprinkler Permit | Commercial | Tenant Improvement | Withdrawn | Commercial - New conveyor room needs fire sprinklers on Level 1 >BP: To install a new tire conveyors from 1st floor to the 2nd floor and from the 2nd floor to the 3rd floor in this existing four storey retail (Canadian Tire) building. To be reviewed under the 2019 VBBL. Reviewed during the 2020 Pandemic. Revision #1 - To change the electrical engineer from P Leung to S. Fernandez Alarcon effective Jan.1/21 and to change the Architect/CRP from D Massie to V. Chauhan effective Mar.15/21. - accepted May 4/21 Revision #2 - To alter the layout of the conveyors and to change the electrical consultant to S Dhaliwal effective Mar.21/22. - in process *****This application does not include any of the following: 1. Not more than 20 sprinklers (add, relocate, or remove), 2. hydraulic calculations, 3. change in occupancy and /or hazard classification, 4. warehouse storage arrangements, 5. mobile compact storage arrangements, 6. alternative solutions, 7. changes to the sprinkler system supply piping (e.g. valves, mains, cross-mains, branch-lines, etc.), or 8. flexible sprinkler pipe. | Spectrum Fire Protection Ltd
PP-2023-03343 | 2023-09-19 | 2323 CAMBIE STREET, Vancouver, BC V5Z 2T9 | Plumbing Permit | Commercial | Tenant Improvement | Completed | Commercial - Add ice machine, glass washer, hand sink, bar sink, 3 RP(Back flow preventer) >DB: Exterior and interior alterations to provide improvements to this existing Restaurant Class 1 space in this existing commercial building on this site. Exterior alteration is to add a new roof top kitchen exhaust fan. | Ezaid Plumbing and Heating Ltd
EP-2023-08466 | 2023-09-19 | 2323 CAMBIE STREET, Vancouver, BC V5Z 2T9 | Electrical Permit | Commercial | Addition | Completed | Installation / Repair - Commercial - Additional kitchen exhaust system wirng installation and relocate existing receptacles and installation of data port for pos system. >BP: Exterior and interior alterations to provide improvements to this existing Restaurant Class 1 space in this existing commercial building on this site. Exterior alteration is to add a new roof top kitchen exhaust fan. Building Review Branch Notes: 1) Total proposed Occupant load is 44 seats +6 staffs = 50 Persons. 2) A permanent sign indicating the above proposed occupant load shall be posted in a conspicuous location near the suite's principal entrance. 3) Separate permit and additional washroom will be required if total occupant load exceed 50 persons. 4) Separate permit is required for outdoor patio seating. Additional washroom may be required. Note: "This permit has been reviewed under the provision of Vancouver Building By-law 2019 (#12511)." | CSM Electric Ltd
NULL | NULL | 2323 CAMBIE STREET, Vancouver, BC V5Z 2T9 | Mechanical Permit | NULL | NULL | Draft | NULL | NULL
EP-2023-07265 | 2023-08-31 | 2615 CAMBIE STREET, Vancouver, BC V5Z 4K2 | Electrical Permit | Commercial | Addition | Issued | Installation / Repair - Commercial - Install two level 2 EV chargers. 1. Install 3Ph 60A breaker x1. 2. Wire 6/3c teck from 600V distribution to primary side transformer. 3. Wire 250kcmil 4C ACWU from secondary side transformer to load centre. 4. Install 208V 3Ph 4W 200A load centre. 5. Run 1" EMT from load centre to two parking stalls beside electrical room. 6. Install communication gateway and two Flo CoRe+ EV chargers. | APC ALARM CORP
EP-2023-04026 | 2023-05-09 | 2615 CAMBIE STREET, Vancouver, BC V5Z 4K2 | Electrical Permit | Commercial | Renovation | Completed | Installation / Repair - Commercial - 3 additional CCTV camera cables in South Stairwell | 4th Utility Inc
NULL | NULL | 8525 CAMBIE STREET, Vancouver, BC V6P 3J9 | Electrical Permit | Commercial | Renovation | Withdrawn | Installation / Repair - Commercial - Replace metal halide high bays with LED high bays as per BC Hydro energy incentive. | Fowlstone Electric Ltd
PP-2022-01005 | 2022-03-25 | 8530 CAMBIE STREET, Vancouver, BC V6P 6N6 | Plumbing Permit | Commercial | New | Completed | Commercial - Install backflow preventors | Brian Mussato Plumbing & Heating Ltd
EP-2022-06211 | 2022-07-26 | 2706 CAROLINA STREET, Vancouver, BC V5T 3T2 | Electrical Permit | Residential | Renovation | Completed | Installation / Repair - Residential - Separate basement panel and upper floor panel with 2 x meter base. Currently the upper floor panel is off the main panel in basement. -The current set up which was done not to long ago is a single 200A panel. I'm wishing to split it into a double meter base to feed 100A to the downstairs panel and 100A to the upstairs panel. | Bryan Fajkovic
PP-2023-02642 | 2023-07-25 | 2722 CAROLINA STREET, Vancouver, BC V5T 3T2 | Plumbing Permit | Commercial | Renovation | Completed | Commercial - Installation of Water & DWV Piping and installation of Fixtures. >BP: Exterior and interior alterations to renovate the upper unit of this existing sprinklered Multiple Dwelling Building on this site. Scope of work include to enlarge the deck on the north side and demolish the existing detached one-car garage. Sch B (Struct): Ke Jian, Ma, 604-599-8890, GBS Engineering Group ReUP (Req: 4pts, Provided: 7pts) Attic insulation, EV charger, and Heat pump replacement to be upgraded as indicated on A01 | Kyle Hoban
NULL | NULL | 2722 CAROLINA STREET, Vancouver, BC V5T 3T2 | Plumbing Permit | Residential | Renovation | Draft | Residential - Installation of Water & DWV Rough-In Piping and Fixtures. | Kyle Hoban
NULL | NULL | 2722 CAROLINA STREET, Vancouver, BC V5T 3T2 | Plumbing Permit | Residential | Renovation | Draft | Residential - Installation of Water and DWV Rough-In Piping and installation of fixtures. | Kyle Hoban
SP-2023-01336 | 2023-07-24 | 2722 CAROLINA STREET, Vancouver, BC V5T 3T2 | Sprinkler Permit | Commercial | Renovation - Dwelling Unit(s) only | Issued | Commercial - relocating and adding up to 5 sprinkler heads >BP: Exterior and interior alterations to renovate the upper unit of this existing sprinklered Multiple Dwelling Building on this site. Scope of work include to enlarge the deck on the north side and demolish the existing detached one-car garage. *****This application does not include any of the following: 1. Not more than 20 sprinklers (add, relocate, or remove), 2. hydraulic calculations, 3. change in occupancy and /or hazard classification, 4. warehouse storage arrangements, 5. mobile compact storage arrangements, 6. alternative solutions, 7. changes to the sprinkler system supply piping (e.g. valves, mains, cross-mains, branch-lines, etc.), or 8. flexible sprinkler pipe. | Elite Sprinkler Systems Ltd
EP-2023-05789 | 2023-08-10 | 2722 CAROLINA STREET, Vancouver, BC V5T 3T2 | Electrical Permit | Residential | Renovation | Completed | Installation / Repair - Residential - Re wire of existing house, main floor with kitchen, top floor with bedrooms and bathrooms, panel change to accommodate extra circuits being added. -There will be no changes to the existing service. I need to change the panel to accommodate more circuits ie.arc faults >BP: Exterior and interior alterations to renovate the upper unit of this existing sprinklered Multiple Dwelling Building on this site. Scope of work include to enlarge the deck on the north side and demolish the existing detached one-car garage. Sch B (Struct): Ke Jian, Ma, 604-599-8890, GBS Engineering Group ReUP (Req: 4pts, Provided: 7pts) Attic insulation, EV charger, and Heat pump replacement to be upgraded as indicated on A01 | R. E. D. Electric Ltd
GP-2023-01974 | 2023-07-05 | 2722 CAROLINA STREET, Vancouver, BC V5T 3T2 | Gas Permit | Residential | Renovation | Issued | Residential - Fireplace venting Move gas range line BP: Exterior and interior alterations to renovate the upper unit of this existing sprinklered Multiple Dwelling Building on this site. | M & H Plumbing, Heating & Gas
EP-2023-02586 | 2023-03-27 | 2722 CAROLINA STREET, Vancouver, BC V5T 3T2 | Electrical Permit | Residential | Tenant Improvement | Issued | Installation / Repair - Residential - Electrical to outdoor heat pump -reference: MP-2023-00482 | 0994152 BC Ltd
MP-2023-00482 | 2023-03-24 | 2722 CAROLINA STREET, Vancouver, BC V5T 3T2 | Mechanical Permit | NULL | NULL | Completed | NULL | 0994152 BC Ltd
EP-2023-07260 | 2023-08-10 | 2722 CAROLINA STREET, Vancouver, BC V5T 3T2 | Electrical Permit | Residential | Renovation - Dwelling Unit(s) only | Issued | Installation / Repair - Residential - Installation of Alarm, Cameras & Structured Wiring. | Prism Security Systems Ltd
GP-2023-03942 | 2023-12-08 | 2920 CAROLINA STREET, Vancouver, BC V5T 3T5 | Gas Permit | Residential | New | Completed | Residential - Replacement of Gas Fireplace | Kirkstone Heating Ltd
EP-2023-01965 | 2023-03-15 | 2948 CAROLINA STREET, Vancouver, BC V5T 3T5 | Electrical Permit | Residential | Renovation | Expired | Installation / Repair - Residential - Adding a circuit for a heat pump *GP-2022-02565 | Douglas Millington o/a Moose Electric
GP-2022-02565 | 2022-08-29 | 2948 CAROLINA STREET, Vancouver, BC V5T 3T5 | Gas Permit | Residential | Renovation | Completed | Residential - Decommission and remove furnace Install Heat Pump | Ashton Service Group/Ashton Mechanical Ltd.
EP-2022-07678 | 2022-09-14 | 3308 CAROLINA STREET, Vancouver, BC V5V 4B2 | Electrical Permit | Residential | Renovation | Completed | Installation / Repair - Residential - 200A upgrade from a 100A service. Service to come off private pole at the front of the property. | F & S Electrical Ltd
NULL | NULL | 3308 CAROLINA STREET, Vancouver, BC V5V 4B2 | Mechanical Permit | NULL | NULL | Draft | NULL | KERN BSG MANAGEMENT LTD
EP-2023-04678 | 2023-06-20 | 3308 CAROLINA STREET, Vancouver, BC V5V 4B2 | Electrical Permit | Residential | Renovation | Completed | Installation / Repair - Residential - Wiring for heat pump *An approved mechanical permit is required for the installation of air conditioning or heat pump unit at the time of installation before an electrical inspection will be performed | F & S Electrical Ltd
GP-2022-02578 | 2022-08-29 | 5348 BRUCE STREET, Vancouver, BC V5P 3M3 | Gas Permit | Residential | Renovation | Completed | Residential - rere of tankless and furnace | Resilient Plumbing & Heating Inc
NULL | NULL | 5348 BRUCE STREET, Vancouver, BC V5P 3M3 | Mechanical Permit | NULL | NULL | Draft | NULL | NULL
EP-2023-08436 | 2023-09-25 | 5348 BRUCE STREET, Vancouver, BC V5P 3M3 | Electrical Permit | Residential | Renovation | Issued | Installation / Repair - Residential - 200A Upgrade >Permit Amendment Feb 01, 2024 -Permit cancellation and permit refund request (less $85 administration fee) submitted to Electrical Safety Manager for review -No additional information or revisions are required. Contact City of Vancouver Trades Clerks @ 311 if you have any additional questions | Resilient Plumbing & Heating Inc
GP-2023-03262 | 2023-10-27 | 5368 BRUCE STREET, Vancouver, BC V5P 3M3 | Gas Permit | Residential | Renovation | Completed | Residential - Replace an old boiler and hot water tank with a combi boiler | Vector Home Services Inc
EP-2022-05055 | 2022-06-15 | 1380 BURRARD STREET, Vancouver, BC V6Z 2H3 | Electrical Permit | Commercial | NULL | Expired | Annual / Operating - misc electrical work throughout Valid: JUNE 18, 2022 to JUNE 17, 2023 Renewal of EP-2021-04093 | Mott Electric General Partnership
PP-2023-03151 | 2023-09-13 | 1380 BURRARD STREET, Vancouver, BC V6Z 2H3 | Plumbing Permit | Commercial | Tenant Improvement | Cancelled | Commercial - Decomm & Reno **No Building alterations or Building work otherwise a BP will be required Sept 18/2023-AMEND Please cancel the permit. | KERN BSG MANAGEMENT LTD
EP-2024-00386 | 2024-01-19 | 1380 BURRARD STREET, Vancouver, BC V6Z 2H3 | Electrical Permit | Commercial | Tenant Improvement | Issued | Installation / Repair - Commercial - Office TI: Wall demo turning office space into open area, adding floor boxes, deleting pac poles and installing wiremold, Removing existing lighting, adding 120v occupancy switches where required in enclosed spaces. | Mott Electric General Partnership
EP-2024-00385 | 2024-01-19 | 1380 BURRARD STREET, Vancouver, BC V6Z 2H3 | Electrical Permit | Commercial | Tenant Improvement | Issued | Installation / Repair - Commercial - Office TI: Wall demo turning office space into open area, adding floor boxes, deleting pac poles and installing wiremold, Removing existing lighting, adding 120v occupancy switches where required in enclosed spaces. 3rd floor Interior alteration to provide improvements for this existing full floor office tenant on the the 3rd floor of this existing commercial building. | Mott Electric General Partnership
EP-2023-04741 | 2023-05-30 | 1380 BURRARD STREET, Vancouver, BC V6Z 2H3 | Electrical Permit | Commercial | NULL | Issued | Annual / Operating - **Annual Operating Permit*** Misc electrical work throughout -renewal of EP-2022-05055 -valid: June 18, 2023 - June 17, 2024 | Mott Electric General Partnership
EP-2024-00813 | 2024-01-31 | 1430 BURRARD STREET, Vancouver, BC V6Z 2A3 | Electrical Permit | Commercial | Tenant Improvement | Issued | Installation / Repair - Commercial - Installation of additional Exit signs. >BP: Interior/exterior alterations to provide improvements for a new Service Centre tenant (Extreme Weather Response (EWR) shelter) on the ground floor only in this existing commercial building. Scope of work includes adding a new accordion gate to limit access to the existing lobby area, a new wall to block to access to the second floor and restoring interior door opening. Exterior renovations are limit to replace existing landing and stairs only at front door on the Southwest elevation. OK for SIPS as per Adrian Cashato, December 19, 2023 Note: 1. Related to DP-2023-00923 for a change of use from General Office to Social Service Centre. 2. Second floor inaccessible to staff and patrons during this Service Centre operation. Processed through CRC. | Norben Electric (2016) Ltd
GP-2022-02889 | 2022-09-26 | 1460 BURRARD STREET, Vancouver, BC V6Z 2A3 | Gas Permit | Commercial | Renovation | Completed | Commercial - re and re HWT | Just Mechanical Ltd
EP-2022-06722 | 2022-08-11 | 1550 BURRARD STREET, Vancouver, BC V6J 3G5 | Electrical Permit | Commercial | NULL | Expired | Annual / Operating - ANNUAL OPERATING PERMIT VALID: AUG 19/2022 TO AUG 18/2023 EXPIRED PERMIT: EP-2021-05938 | Fitterer Electric Ltd
EP-2023-06653 | 2023-07-24 | 1550 BURRARD STREET, Vancouver, BC V6J 3G5 | Electrical Permit | Commercial | NULL | Issued | Annual / Operating - Annual operating permit Renewal of EP-2022-06722 VALID: AUG 19/2023 TO AUG 18/2024 | Fitterer Electric Ltd
EP-2022-08822 | 2022-10-19 | 1770 BURRARD STREET, Vancouver, BC V6J 3G7 | Electrical Permit | Commercial | Tenant Improvement | Completed | Installation / Repair - Commercial - Office addition, TI. New outlets, Lights, Switching, Data >>BP: #260 - 2nd Floor (#260 & #280 combining) Interior alterations to expand #260 into #280 (retaining #260) to become a full floor tenant and to provide tenant improvements for the existing office tenant in this existing commercial building on this site. Scope of work: remove a portion of the demising wall to combine #280 and #260, remove/construct partition walls, doors, finishes, HVAC, lighting, electrical, plumbing and mechanical work. TENANT: DYS Architecture Letters of Assurance submitted by: Schedule A and Architectural Schedule B, Norm Chin, Architect AIBC, ph: 604-697-7708 Mechanical and Plumbing Schedule B, Recep Ahmet Ozata, P.Eng., ph: 604-684-5995 Electrical Schedule B, Cameron Ballard, P.Eng., ph: 604-347-9722 OK for Field Review for Office TI NOTE: Building is not sprinklered. E2 - Lighting - Upgrade to Bilevel Lighting Control per 9.4.1.1(d) of ASHRAE 90.1-2016) Energy checklist is currently no longer required with your Building Permit (BP) application. Some supporting documents are still required at BP stage, specifically Envelope and HVAC, if applicable. Service Water Heating and Lighting supporting documents, if applicable, must be submitted with your related trades permits (e.g. electrical and plumbing). All energy upgrades will be checked during inspections stage. It is the applicant’s responsibility to identify and note all required upgrades including energy upgrades on their BP drawings at BP stage. Jan 5/23- AMEND Re Final-attachments provided Fire VI Schedules Attachment L | Consolidated Electrical Installations Ltd
NULL | NULL | 1807 BURRARD STREET, Vancouver, BC V6J 3G9 | Electrical Permit | Commercial | Renovation | Withdrawn | Interim - Commercial - Approve of electrical work done by previous contractor. | NULL
EP-2021-09323 | 2022-01-07 | 2390 BURRARD STREET, Vancouver, BC V6J 3J1 | Electrical Permit | Commercial | Renovation | Completed | Installation / Repair - Commercial - installation of lighting, receptacles and data for renovation of offices and showroom, HVAC. >BP: Interior alterations to provide improvements to this existing Vehicle Dealer in this existing building on this site. Scope of work: - Construct interior walls at the N.W corner to create 3 new offices - Alterations to the window display area - Alteration to ceiling, wall, floor finishes, signage, and millwork The building is Sprinklered Energy checklist: L2 - HVAC - Clean and Balance all Air Systems (per 6.7.2.3.2 of ASHRAE 90.1-2016) OK for BP and Field Review as per Rosa A. | INT Electrical Ltd
SP-2022-00124 | 2022-03-30 | 2390 BURRARD STREET, Vancouver, BC V6J 3J1 | Sprinkler Permit | Commercial | Tenant Improvement | Completed | Commercial - Northwest Corner 4 new sprinkler heads in crawl space off dry system and 1 relocated head off ground floor wet system. BP: Interior alterations to provide improvements to this existing Vehicle Dealer in this existing building on this site. | 1ST SHOT FIRE PROTECTION LTD
GP-2022-00993 | 2022-03-31 | 5159 BURSILL STREET, Vancouver, BC V5R 3Z4 | Gas Permit | Residential | Renovation | Completed | Residential - Furnace and hot water tank replacement Water Heater @ 38,000 BTU Furnace @ 60,000 BTU | Johnny Wong DBA JLW Heating & Plumbing
EP-2022-08476 | 2022-10-07 | 3106 CAMBIE STREET, Vancouver, BC V5Z 2W2 | Electrical Permit | Commercial | Renovation | Completed | Installation / Repair - Commercial - EMERGENCY REPLACEMENT - BLDG ON FIRE WATCH. Replacing faulty fire alarm panel with new fire alarm panel. New control unit is compatible with all the existing devices incorporated in the existing FAS. We are not altering the existing wiring or outlet boxes, work is considered to be a straight replacement of the electrical equipment. | AG Electric and Alarm Monitoring Co Ltd
PP-2023-00807 | 2023-03-09 | 3106 CAMBIE STREET, Vancouver, BC V5Z 2W2 | Plumbing Permit | Commercial | Renovation | Completed | Commercial - delete 1 backflow preventer as the freezer is being removed | BD Plumbing
EP-2023-06128 | 2023-07-10 | 3150 CAMBIE STREET, Vancouver, BC V5Z 2W2 | Electrical Permit | Commercial | Tenant Improvement | Completed | Installation / Repair - Commercial - Supply power and disconnect for walk-in cooler. >BP: Interior and exterior alterations to this existing commercial retail unit on this site. Scope of work includes: 1) Interior alterations to add a flower cooler room. 2) Installation of a condensing unit on the roof of this property. Ok as per P.O.D Ben Dufix Ok for Field Review as per Manuel Meier. | Wallace Electric Ltd
EP-2022-08456 | 2022-10-07 | 3000 CAMBIE STREET, Vancouver, BC V5Z 2V9 | Electrical Permit | Commercial | Tenant Improvement | Completed | Installation / Repair - Commercial - Emergency replacement of the damaged 200amp single phase main service disconnect switch with a new disconnect switch complete with new service primary wiring for BC Hydro to connect to as old wiring deteriorated and damaged. -Yes service is being affected as we need to relocate the existing main 200amp 1phase disconnect to the back wall, re-feed primary to outside for a new BC Hydro connection point beside the existing service. We cannot fit a new disconnect where the existing is as there is not a 1m clearance in front of it (the old one doesnt have a 1m clearance as well). No upgrade in size of power...etc. 200amp 1phase service goes to splitter that then feeds 3 individual meters. We want install the new service and have BC Hydro swap over to new one at the same time as disconnect to limit downtown because of refridgeration. Old 200amp we are replacing is a fire hazard and is running extremely hot! | Mott Electric General Partnership
EP-2022-05947 | 2022-07-27 | 3000 CAMBIE STREET, Vancouver, BC V5Z 2V9 | Electrical Permit | Commercial | Tenant Improvement | Completed | Installation / Repair - Commercial - install 20 new light fixtures, emergency lighting, refrigeration units for coolers receptacles for POS, clean up existing wiring | City Spark Electrical Ltd
SP-2023-02187 | 2023-12-11 | 995 BUTE STREET, Vancouver, BC V6E 1Y7 | Sprinkler Permit | Commercial | Renovation | Completed | Commercial - Cap off two sprinkler heads on the second floor and relocate one head on the main floor. >BP: Building Permit for DP-2022-00377 To retain, alter, and convert the existing Municipally Designated Heritage B, 3-storey Multiple Conversion Dwelling building containing 4 units to convert to Multiple Conversion Dwelling containing 3 dwelling units , and reconfiguration of the interior, including the removal of an existing interior staircase and kitchen. Schedule B, Structural, Jeff Allester, P.Eng., Struct. Eng. (604.228.0518) ******THIS PERMIT HAS BEEN REVIEWED & ISSUED UNDER THE REQUIREMENTS OF VBBL 2019 AND AMENDMENT EFFECTIVE JANUARY 1ST, 2022. ******** *****This application does not include any of the following: 1. Not more than 20 sprinklers (add, relocate, or remove), 2. hydraulic calculations, 3. change in occupancy and /or hazard classification, 4. warehouse storage arrangements, 5. mobile compact storage arrangements, 6. alternative solutions, 7. changes to the sprinkler system supply piping (e.g. valves, mains, cross-mains, branch-lines, etc.), or 8. flexible sprinkler pipe. | Jade Plumbing & Heating Ltd
EP-2023-10767 | 2023-12-13 | 995 BUTE STREET, Vancouver, BC V6E 1Y7 | Electrical Permit | Commercial | Renovation | Issued | Installation / Repair - Commercial - Additional and relocate wiring, add receptacles and install washroom fans. (No change to existing electrical panel and service) >BP: To retain, alter, and convert the existing Municipally Designated Heritage B, 3-storey Multiple Conversion Dwelling building containing 4 units to convert to Multiple Conversion Dwelling containing 3 dwelling units ($100,000), and reconfiguration of the interior, including the removal of an existing interior staircase and kitchen. Schedule B, Structural, Jeff Allester, P.Eng., Struct. Eng. (604.228.0518) ******THIS PERMIT HAS BEEN REVIEWED & ISSUED UNDER THE REQUIREMENTS OF VBBL 2019 AND AMENDMENT EFFECTIVE JANUARY 1ST, 2022. ******** | Mainpower Electrical Ltd
EP-2023-04311 | 2023-05-23 | 1086 BUTE STREET, Vancouver, BC V6E 1Z5 | Electrical Permit | Residential | Tenant Improvement | Issued | Installation / Repair - Residential - Installation of 1 new EM light and additional fire alarm devices to an existing system >Permit Amendment Oct 03, 2023 -Fire alarm verification report *Document(s) uploaded to "Application Documents" tab for Electrical Inspector review. Documents are at pending status at time of permit amendment approva >BP: Exterior and interior alterations to replace the fire escapes and improve the interior lobbies with installation of a 1 hour fire separation and 45 minute closures in this existing 8 storey Residential (Group C) building on this site. Proposed work includes new fire rated interior doors, new fire escapes stairs complete with landings, treads, handrails, guards, and retractable ladder. Ensure the lowest part of the fire escape stairs and landings/balconies are no less than 5.2m above the street surface. | Accurate Electric Ltd.
SP-2023-00206 | NULL | 1095 BUTE STREET, Vancouver, BC V6E 1Z3 | Sprinkler Permit | Residential | Tenant Improvement | Application Incomplete | Residential - Add 3 backflow preventors as per city survey | Christopher M Schultz
EP-2023-02062 | 2023-03-16 | 1156 BUTE STREET, Vancouver, BC V6E 1Z6 | Electrical Permit | Commercial | Renovation | Completed | Installation / Repair - Commercial - Wiring some reciprocals. Changing lighting and installing a few equipments. Also, installing one subpanel (A4) and a few exit and emergency lights. See engineering drawings. | E S R Electric Ltd
EP-2022-02724 | 2022-04-05 | 1088 BURRARD STREET, Vancouver, BC V6Z 2R9 | Electrical Permit | Commercial | NULL | Expired | Annual / Operating - Minor electrical installation, repair and maintenance April 10/2022 until April 09/2023 EXPIRED PERMIT: EP-2021-02749 | Berts Electric (2001) Ltd
EP-2022-09575 | 2022-11-10 | 1157 BURRARD STREET, Vancouver, BC V6Z 1Y9 | Electrical Permit | Commercial | New | Expired | Temporary Power - Commercial - To provide temporary power. | LORE ELECTRIC INC
EP-2023-10742 | 2023-11-29 | 1157 BURRARD STREET, Vancouver, BC V6Z 1Y9 | Electrical Permit | Commercial | New | Issued | Temporary Power - Commercial - To provide temporary power. | LORE ELECTRIC INC
EP-2023-09507 | 2023-10-23 | 1200 BURRARD STREET, Vancouver, BC V6Z 2C7 | Electrical Permit | Commercial | NULL | Issued | Annual / Operating - Electrical Annual Permit (Operating Permit) for the maintenance and operation of electrical equipment. Renewal of EP-2022-08809 Valid: Oct 5, 2023 to Oct 4, 2024 | Corporate Electric Limited
SP-2023-01636 | 2023-09-07 | 1200 BURRARD STREET, Vancouver, BC V6Z 2C7 | Sprinkler Permit | Commercial | Renovation | Completed | Commercial - SUITE #602 - 6TH FLOOR - demolition back to basic building **Separate documents and application are required for the tenant improvement >BP: #602 - 6th Floor Interior alterations only to provide improvements to an existing Health Care Office on the 6th floor (#602) in this existing commercial building on site. Scope of work: Demolish existing build-out to bring the suite back to an empty space. Work includes remove partition walls, glass block partitions, carpet, tile flooring, plumbing fixtures, electrical and plumbing work. *****This application does not include any of the following: 1. Not more than 20 sprinklers (add, relocate, or remove), 2. hydraulic calculations, 3. change in occupancy and /or hazard classification, 4. warehouse storage arrangements, 5. mobile compact storage arrangements, 6. alternative solutions, 7. changes to the sprinkler system supply piping (e.g. valves, mains, cross-mains, branch-lines, etc.), or 8. flexible sprinkler pipe. | Yu Fire Protection Inc.
SP-2023-01651 | 2023-09-08 | 1200 BURRARD STREET, Vancouver, BC V6Z 2C7 | Sprinkler Permit | Commercial | Renovation | Completed | Commercial - SUITES #311 & #330 - 3RD FLOOR - demolition back to basic building >BP: #311 and #330 - 3rd floor Interior alterations to combine office units #311, #314 and #325 into two units to be #311 and #330 in this existing commercial building on this site. Scope of work: remove demising walls, interior partition walls and doors and construct new demising wall. *****This application does not include any of the following: 1. Not more than 20 sprinklers (add, relocate, or remove), 2. hydraulic calculations, 3. change in occupancy and /or hazard classification, 4. warehouse storage arrangements, 5. mobile compact storage arrangements, 6. alternative solutions, 7. changes to the sprinkler system supply piping (e.g. valves, mains, cross-mains, branch-lines, etc.), or 8. flexible sprinkler pipe. | Yu Fire Protection Inc.
PP-2023-02884 | 2023-08-15 | 1200 BURRARD STREET, Vancouver, BC V6Z 2C7 | Plumbing Permit | Commercial | Renovation | Completed | Commercial - SUITE #602 - 6TH FLOOR - fixture cap off for future use >BP: #602 - 6th Floor Interior alterations only to provide improvements to an existing Health Care Office on the 6th floor (#602) in this existing commercial building on site. Scope of work: Demolish existing build-out to bring the suite back to an empty space. Work includes remove partition walls, glass block partitions, carpet, tile flooring, plumbing fixtures, electrical and plumbing work. | J&YMechanical Ltd
PP-2023-02885 | 2023-08-15 | 1200 BURRARD STREET, Vancouver, BC V6Z 2C7 | Plumbing Permit | Commercial | Renovation | Completed | Commercial - SUITES #311 & #330 - 3RD FLOOR- ONE SINK CAP OFF >BP: #311 and #330 - 3rd floor Interior alterations to combine office units #311, #314 and #325 into two units to be #311 and #330 in this existing commercial building on this site. Scope of work: remove demising walls, interior partition walls and doors and construct new demising wall. | J&YMechanical Ltd
EP-2023-07313 | 2023-08-18 | 1200 BURRARD STREET, Vancouver, BC V6Z 2C7 | Electrical Permit | Commercial | Renovation | Completed | Installation / Repair - Commercial - Remove the receptacles power and relocate existing lighting switch. Installation of lighting. >Permit Amendment Sep 18, 2023 -"Upload attachment. L" *Document(s) uploaded to "Application Documents" tab for Electrical Inspector review. Documents are at pending status at time of permit amendment approval >BP: Interior alterations only to provide improvements to an existing Health Care Office on the 6th floor (#602) in this existing commercial building on site. Scope of work: Demolish existing build-out to bring the suite back to an empty space. Work includes remove partition walls, glass block partitions, carpet, tile flooring, plumbing fixtures, electrical and plumbing work. OK For Field Review per Shelley Dugaro - April 20/23 Building Sprinklered – Building inspector to determine on site if a separate sprinkler permit is required. Separate permit is required for future tenant improvement or to change the use. Energy checklist is currently no longer required with your Building Permit (BP) application. Some supporting documents are still required at BP stage, specifically Envelope and HVAC, if applicable. Service Water Heating and Lighting supporting documents, if applicable, must be submitted with your related trades permits (e.g. electrical and plumbing). | Gold Medal Electric Ltd
EP-2023-07312 | 2023-08-16 | 1200 BURRARD STREET, Vancouver, BC V6Z 2C7 | Electrical Permit | Commercial | Renovation | Completed | Installation / Repair - Commercial - Installation of lighting, remove the receptacles, power and relocate existing lighting switches. >Permit Amendment Sep 18, 2023 -"Upload attachment L" *Document(s) uploaded to "Application Documents" tab for Electrical Inspector review. Documents are at pending status at time of permit amendment approval >BP: #311 and #330 - 3rd floor Interior alterations to combine office units #311, #314 and #325 into two units to be #311 and #330 in this existing commercial building on this site. Scope of work: remove demising walls, interior partition walls and doors and construct new demising wall. OK for Office TI Building Sprinklered – Building inspector to determine on site if a separate sprinkler permit is required. Energy checklist is currently no longer required with your Building Permit (BP) application. Some supporting documents are still required at BP stage, specifically Envelope and HVAC, if applicable. Service Water Heating and Lighting supporting documents, if applicable, must be submitted with your related trades permits (e.g. electrical and plumbing). | Gold Medal Electric Ltd
EP-2022-08809 | 2022-10-18 | 1200 BURRARD STREET, Vancouver, BC V6Z 2C7 | Electrical Permit | Commercial | NULL | Expired | Annual / Operating - ANNUAL OPERATING PERMIT VALID: OCT 5/2022 TO OCT 4/2023 EXPIRED PERMIT: EP-2021-07340 Annual electrical operating permit | Corporate Electric Limited
PP-2023-00483 | 2023-02-10 | 1205 BURRARD STREET, Vancouver, BC V6Z 1Z5 | Plumbing Permit | Commercial | Addition | Completed | Commercial - INSTALL AN ICE MACHINE WITH BACKFLOW | Hillcrest Plumbing & Heating (1967) Ltd
EP-2023-08798 | 2023-09-28 | 1238 BURRARD STREET, Vancouver, BC V6Z 3E1 | Electrical Permit | Commercial | Tenant Improvement | Completed | Installation / Repair - Commercial - RE & RE of CO sensors Retrofit/Replacement Like for like exact appliance replacement. Service remained the same, breaker & electrical feed confirmed to be originally sized properly. Equipment will be replaced in the same location as the existing unit. No change in equipment capacity or fuel. WO 168148 | Haakon Industries (Canada) Ltd.
EP-2022-01610 | 2022-03-01 | 220 CAMBIE STREET, Vancouver, BC V6B 2M9 | Electrical Permit | Commercial | Addition | Completed | Installation / Repair - Commercial - Pull cables and install two alarm Keypads (no maglocks) | Paladin Technologies Inc
EP-2022-10518 | 2022-12-21 | 220 CAMBIE STREET, Vancouver, BC V6B 2M9 | Electrical Permit | Commercial | Renovation | Completed | Installation / Repair - Commercial - Replace 33 existing panels that are approaching end of lfe | Ino-Tek Electric Ltd.
EP-2022-05552 | 2022-06-30 | 220 CAMBIE STREET, Vancouver, BC V6B 2M9 | Electrical Permit | Commercial | Addition | Completed | Installation / Repair - Commercial - Pull cables and install camera, 9 motion sensors and 1 expander board (No Maglocks) Site Contact: Rajinder Gill 604-329-9754 | PALADIN TECHNOLOGIES INC
SP-2018-02326 | 2022-05-20 | 220 CAMBIE STREET, Vancouver, BC V6B 2M9 | Sprinkler Permit | Commercial | Tenant Improvement | Completed | Commercial - For sprinkler system alterations to the 2014 VBBL and NFPA 13, 2013 for the tenant improvements to provide interior alterations to install a staff only lounge on the third floor and exterior alterations to provide ducting to a new make-up air unit and kitchen exhaust fan located at the roof level of this existing Municipally Designated Heritage M commercial building (the building at 220 Cambie Street is protected heritage property) and BP Amendment approved Feb.14/19. This application does not include any of the following: • Changes to the sprinkler system supply piping (e.g. valves, mains, cross-mains, etc.). • Flexible sprinkler pipe. • Information Technology Equipment Rooms (e.g. IT Rooms, LAN Rooms, etc.). • New alternative solutions and/or modifications to existing alternative solutions. Notes: 1. Fire suppression system engineer of record Satwinder Pal Singh, P. Eng. of TAG Engineering Inc. T: 604.564.6800. E: sat@tagengineering.ca 2. One set of approved drawings and permit to be available for viewing at the jobsite. | Masters' Fire and Safety Ltd
GP-2022-02432 | 2022-08-17 | 317 CAMBIE STREET, Vancouver, BC V6B 2N4 | Gas Permit | Commercial | Tenant Improvement | Cancelled | Commercial - Re and re of one gas dryer | Spears Sales & Service Ltd
EP-2023-08998 | 2023-10-16 | 322 CAMBIE STREET, Vancouver, BC V6B 2N3 | Electrical Permit | Commercial | Renovation | Completed | Installation / Repair - Commercial - Fire alarm installation as per engineer drawings submitted by others under BP CF-2022-012987 CF-2023-000385 CF-2023-002794 >BP: 322 Cambie Interior alterations to upgrade the existing Fire Alarm system in the mixed use building on this site. OK for DTI per Leighton W. Sept 21, 2023 Schedule B - Architectural & Electrical - Stephanie F. Jacob - 604.435.5750 | Fina Electrical Systems Ltd
EP-2022-06883 | NULL | 440 CAMBIE STREET, Vancouver, BC V6B 2N5 | Electrical Permit | Commercial | Tenant Improvement | Application Incomplete | Installation / Repair - Commercial - Final connection for Neon Sign (Interior) -There is no sign permit as this sign is located within the office area >BP: Exterior alterations to replace the security gate facing Cambie Street for this existing Heritage 'B' commercial building. OK for DB per Karen Kallweit-Graham (POD) OK for Field Review per J. Zhang, March 21st, 2022 | Up Sign Ltd
EP-2023-05239 | 2023-06-12 | 440 CAMBIE STREET, Vancouver, BC V6B 2N5 | Electrical Permit | Commercial | Renovation | Issued | Installation / Repair - Commercial - Relocating smoke detector - to re wire smoke detector in unit 100 closet and move down to ceiling tile. | Cobing Building Solutions Ltd
EP-2023-06754 | 2023-07-26 | 440 CAMBIE STREET, Vancouver, BC V6B 2N5 | Electrical Permit | Commercial | Renovation | Issued | Installation / Repair - Commercial - RE&RE Fire Panel. Note: This fire alarm system upgrade is limited only to the replacement of existing fire alarm panel without altering the existing wiring or outlet boxes. The issuance of this permit is based on Bulletin 2018-004-BU/EL. | Cobing Building Solutions Ltd
GP-2023-01499 | 2023-05-09 | 5645 BRUCE STREET, Vancouver, BC V5P 3M5 | Gas Permit | Residential | New | Completed | Residential - re/re Install combination boiler | Copper & Cast Mechanical Ltd
EP-2023-05645 | 2023-07-10 | 6138 BRUCE STREET, Vancouver, BC V5P 3M7 | Electrical Permit | Residential | Renovation | Completed | Installation / Repair - Residential - Upgrade service from 100 Amp to 200 Amp and wiring for outdoor mini Split heat pump MP-2023-00745 | Mountain Point Electrical Inc.
GP-2023-01307 | 2023-04-20 | 6138 BRUCE STREET, Vancouver, BC V5P 3M7 | Gas Permit | Residential | Renovation | Completed | Residential - re/re of hot water tank with tankless water heater | 1236318 BC Ltd DBA Aquatech Vancouver
MP-2023-00745 | 2023-05-01 | 6138 BRUCE STREET, Vancouver, BC V5P 3M7 | Mechanical Permit | NULL | NULL | Issued | NULL | 1236318 BC Ltd DBA Aquatech Vancouver
GP-2022-00636 | 2022-03-01 | 6335 BRUCE STREET, Vancouver, BC V5P 3M8 | Gas Permit | Residential | New | Completed | Residential - Gas range install | Fast Track Appliances Ltd
EP-2023-02188 | 2023-03-15 | 555 CARRALL STREET, Vancouver, BC V6B 2J8 | Electrical Permit | Commercial | Addition | Completed | Installation / Repair - Commercial - Upgrade to existing security ULC listed dialer for the monitoring of the fire panel only | Chubb Fire & Security Canada Corp
EP-2023-01580 | 2023-02-27 | 555 CARRALL STREET, Vancouver, BC V6B 2J8 | Electrical Permit | Commercial | Addition | Completed | Installation / Repair - Commercial - Installation of one CT-4000 dual port electrical vehicle charger to P1 parkade fed from panel PA. | S1 ELECTRIC LTD
NULL | NULL | 555 CARRALL STREET, Vancouver, BC V6B 2J8 | Electrical Permit | Commercial | Tenant Improvement | Draft | Installation / Repair - Commercial - EXTRA LOW VOLTAGE - Installation of upgraded card access system | Tyco Integrated Fire & Security Canada Inc/Tyco Feu Et Securite Integres Canada Inc
NULL | NULL | 578 CARRALL STREET, Vancouver, BC | Electrical Permit | Commercial | NULL | Draft | Movie Set / Filming - To allow for Movie Set/Filming Applicant shall provide completed Contractor Declaration form, and dates of filming and associated location(s) to csinspection.clerks@vancouver.ca prior to the commencement of filming. Visit vancouver.ca/inspections for more details. | NULL
EP-2023-06910 | 2023-08-04 | 811 CARRALL STREET, Vancouver, BC | Electrical Permit | Commercial | New | Issued | Temporary Power - Commercial - To provide temporary power. Bocce Ball Event | Ross Morrison Electrical Ltd
EP-2023-06896 | 2023-07-28 | 811 CARRALL STREET, Vancouver, BC | Electrical Permit | Commercial | NULL | Expired | Special Event - Provide temporary electrical distribution from a 36kW generator for special event July 30-August 9. | 0880441 BC Ltd
EP-2023-07432 | 2023-08-24 | 811 CARRALL STREET, Vancouver, BC | Electrical Permit | Commercial | NULL | Expired | Special Event - This is an event happening on the 17th September in lot 39 (881 Carrall Street) - It is a private parking lot in Vancouver. In the event we have a small track made for Electric unicycles. Apart from the race, we would have small booths for EUC manufacturers & equipment distributors as well as sponsorers. On the other side we would have around 5-6 different food trucks. We would have a small stage set-up for prize distribution of the race & light music to be played across the event. | POWER-WEST INDUSTRIES LTD
EP-2023-03831 | 2023-05-03 | 811 CARRALL STREET, Vancouver, BC | Electrical Permit | Commercial | NULL | Expired | Special Event - • Test fire alarm and all of its components including the panel, all pull stations and strobes ensuring that they are all functioning properly. • Check all the grounding of the test to see if it is safe and up to code. • Electrical permit and on-site inspections, coordination with the city inspection authority. | TDR Electric Inc
PP-2023-03339 | 2023-09-20 | 811 CARRALL STREET, Vancouver, BC | Plumbing Permit | Commercial | New | Issued | Commercial - Backflow Prevention Device >BP: SPECIAL EVENTS: To erect and install various tents and stages for theatrical performances, including numerous accessory structures (trucks, trailers, utilities, chain link fence, etc.) for a limited period of time, beginning on September 25, 2023, (construction) and expiring on January 14, 2024, (site restoration), with three (3) performances per day, six (6) days a week (Tuesday to Sunday) from 1:30 p.m. to 10:30 p.m., from October 21, 2023, to December 21, 2023, unless extended in writing by the Director of Planning. | C I R MECHANICAL LTD
EP-2023-08381 | 2023-09-19 | 811 CARRALL STREET, Vancouver, BC | Electrical Permit | Commercial | New | Expired | Special Event - Electrical distribution for circus (Cirque du Soleil kooza) 600/480 & 120/208 And supplying various loads. | Production Power Corporation
EP-2022-01118 | 2022-03-21 | 811 CARRALL STREET, Vancouver, BC | Electrical Permit | Commercial | NULL | Expired | Special Event - >>>SPECIAL EVENT<<< Cirque 2022 Tour Alegria 600 / 120 / 208 Distribution for the Cirque 2022 Tour Alegria LOW VOLTAGE LOCATON: 811 Carrall St | Production Power Corporation
EP-2023-03955 | 2023-05-05 | 6926 CARRINGTON STREET, Vancouver, BC V6N 1T8 | Electrical Permit | Residential | Renovation | Cancelled | Temporary Power - Residential - To provide temporary power. | Nightingale Electric Ltd
EP-2023-02455 | 2023-03-22 | 6926 CARRINGTON STREET, Vancouver, BC V6N 1T8 | Electrical Permit | Residential | Renovation | Issued | Temporary Power - Residential - To provide temporary power. | Nightingale Electric Ltd
EP-2023-02288 | 2023-03-16 | 7076 CARRINGTON STREET, Vancouver, BC V6N 1T8 | Electrical Permit | Residential | New | Issued | Temporary Power - Residential - To provide temporary power. | Kuban Electric Ltd
SP-2023-00557 | NULL | 7076 CARRINGTON STREET, Vancouver, BC V6N 1T8 | Sprinkler Permit | Residential | New | Application Incomplete | Residential - **NO BP/DB YET, STILL IN DP PHASE** Installation of new fie sprinkler system | Fire Busters Inc
GP-2022-00977 | 2023-01-31 | 7276 CARRINGTON STREET, Vancouver, BC V6N 1T9 | Gas Permit | Residential | Renovation | Completed | Residential - Boiler Re+RE -both are existing and they have both a boiler and a furnace RE-RE | PG Precision Gas & Mechanical Inc
EP-2023-05710 | 2023-07-07 | 1110 CARDERO STREET, Vancouver, BC V6G 2H4 | Electrical Permit | Commercial | Renovation | Completed | Installation / Repair - Commercial - Replacement of existing hallway and stairwell fixtures with new. Replacement of existing exit signs with exit sign/emergency lighting combination units. >>Amend: Aug. 2nd, 2023 -Please modify permit value to a total of $14,580.00. We failed to account for the emergency exits properly in the previous value. Thank you! | Bourne Electric Ltd
EP-2023-08256 | 2023-10-11 | 1110 CARDERO STREET, Vancouver, BC V6G 2H4 | Electrical Permit | Commercial | Tenant Improvement | Issued | Installation / Repair - Commercial - Install DDRS system, new addressable smoke detector in each elevator lobby, top of shaft, machine room, relays for recall ion machine room, new lobby phone panel. Replace elevator disconnects, receptacles, machine room & pit light fixtures. Install new ground from building ground to machine room and phone line. >BP: Interior alterations to upgrade the existing fire alarm and elevator system by installoing to this existing high-rise multiple dwelling building to meet the requirements of CSA-B44 | Sasco Contractors Ltd
PP-2023-01412 | 2023-04-21 | 1220 CARDERO STREET, Vancouver, BC V6G 2H7 | Plumbing Permit | Commercial | Renovation | Issued | Commercial - Replace backflow preventer | Energy 1 Services Ltd
EP-2023-01617 | 2023-02-27 | 1251 CARDERO STREET, Vancouver, BC V6G 2H9 | Electrical Permit | Residential | Addition | Completed | Installation / Repair - Residential - Kitchen renovation -3 new pendent lights install and kitchen wiring >BP: Interior alterations to provide residential unit improvement to #1501 on the 15th floor of this existing multiple dwelling building. Scope of work is to remove interior walls at the kitchen area and new lighting to suit. REVISION #1: - Reconfigure the kitchen, including new plumbing and electrical receptacles. B. Wong - Feb /23 OK for Field Review as per S.Yu on Jan 16, 2023 Notes: - DBI to determine on site is Schedule B, Structural, is required. - This building is not sprinklered. | Wire-Man Electric Ltd
PP-2023-00732 | 2023-03-07 | 1251 CARDERO STREET, Vancouver, BC V6G 2H9 | Plumbing Permit | Commercial | Renovation | Completed | Commercial - Kitchen sink roughin to be moved by 3 feet. Ice maker waterline install. Kitchen sink and faucet installation at final. No new plumbing kitchen sink arm will get extended by 3 feet >BP: #1501 Interior alterations to provide residential unit improvement to #1501 on the 15th floor of this existing multiple dwelling building. Scope of work is to remove interior walls at the kitchen area and new lighting to suit. | Profix Mechanical Ltd
EP-2023-08573 | 2023-09-22 | 1251 CARDERO STREET, Vancouver, BC V6G 2H9 | Electrical Permit | Commercial | Renovation | Completed | Installation / Repair - Commercial - Replacing existing electrical panel with a new panel. | Ciprian Romeo Barbu
EP-2023-10524 | NULL | 1265 CARDERO STREET, Vancouver, BC V6G 2J2 | Electrical Permit | Residential | Renovation - Dwelling Unit(s) only | Withdrawn | Installation / Repair - Residential - new panel service wont be affected, new kitchen circuits, new lights plugs and switches, new smokes in bedrooms | Vancouver Telectric Services Ltd
EP-2023-10525 | 2023-11-22 | 1265 CARDERO STREET, Vancouver, BC V6G 2J2 | Electrical Permit | Commercial | Renovation - Dwelling Unit(s) only | Issued | Installation / Repair - Commercial - new panel service wont be affected, new kitchen circuits, new lights plugs and switches, new smokes in bedrooms >BP: Units 103, 203, 303 Hallways on floor 1, 2, and 3. Exterior and interior alterations for fire damage repairs to this existing Multiple Dwelling Building on this site. Scope of work includes plumbing, electrical, millwork, drywall sheeting, windows replacements, door replacements, and finishes. Ok for field review as per Jamie Z. Oct 11 2023 Schedule B Architectural: Scott Gordon, 604.220.8272 The services of a structural engineer may be required, based upon site inspection by the District Building Inspector. This permit is for alterations as shown in plans only. Any unauthorized work on this site, existing or otherwise, is neither recognized nor approved and may be subject to enforcement action. >>>>Amend: Nov. 24th, 2023 -as per customer comments on EP-2023-10523, this application is to include all 3 units -applicant had applied for EP-2023-10523 and EP-2023-10524 in error -total cost of installation to be $5800 -and for the following units: Units 103, 203, 303 Hallways on floor 1, 2, and 3. | Vancouver Telectric Services Ltd
EP-2023-10523 | NULL | 1265 CARDERO STREET, Vancouver, BC V6G 2J2 | Electrical Permit | Residential | Renovation - Dwelling Unit(s) only | Withdrawn | Installation / Repair - Residential - #103 new panel service wont be affected, new kitchen circuits, new lights plugs and switches, new smokes in bedrooms | Vancouver Telectric Services Ltd
PP-2024-00001 | 2024-01-03 | 1265 CARDERO STREET, Vancouver, BC V6G 2J2 | Plumbing Permit | Commercial | Renovation - Dwelling Unit(s) only | Issued | Commercial - Will be replacing three bathtubs. Will also be installing a new dishwasher. >BP: Units 103, 203, 303 Hallways on floor 1, 2, and 3. Exterior and interior alterations for fire damage repairs to this existing Multiple Dwelling Building on this site. Scope of work includes plumbing, electrical, millwork, drywall sheeting, windows replacements, door replacements, and finishes. Ok for field review as per Jamie Z. Oct 11 2023 Schedule B Architectural: Scott Gordon, 604.220.8272 The services of a structural engineer may be required, based upon site inspection by the District Building Inspector. This permit is for alterations as shown in plans only. Any unauthorized work on this site, existing or otherwise, is neither recognized nor approved and may be subject to enforcement action. | Salvatore Borello
EP-2022-08651 | 2022-10-12 | 1265 CARDERO STREET, Vancouver, BC V6G 2J2 | Electrical Permit | Commercial | Addition | Completed | Installation / Repair - Commercial - Installation of Access and Camera Systems. | ACCURATE ALARMS Ltd
EP-2024-00157 | 2024-01-09 | 123 CAMBIE STREET, Vancouver, BC V6B 4R3 | Electrical Permit | Commercial | Tenant Improvement | Issued | Installation / Repair - Commercial - Removing 600V TX (transformer) that was previously installed and going back to 120/208V from the main distribution as the building was prior to the TX install. Removed TX and feed to panel, moved back to meter stack for meter base. Basically demo temp power that was provided from moving to the 600V TX and switching pack to the 120/208V meter and panel on the 6th floor to provide power. | Reliable Electrical Contracting Ltd
PP-2019-02960 | 2022-03-11 | 123 CAMBIE STREET, Vancouver, BC V6B 4R3 | Plumbing Permit | Commercial | Addition | Completed | Commercial - backflow install 300 kitchen,400 kitchen,500 kitchen, 600 kitchen | Egan Plumbing Ltd
GP-2022-00852 | 2022-03-17 | 5336 CAMBIE STREET, Vancouver, BC V5Z 2Z8 | Gas Permit | Residential | Renovation | Stop Work | Residential - Replace appliances from fire and water damage | R E Martin Plumbing & Heating
PP-2022-00920 | 2022-03-18 | 5336 CAMBIE STREET, Vancouver, BC V5Z 2Z8 | Plumbing Permit | Residential | Renovation | Expired | Residential - Replace plumbing from fire damage 5336 Cambie St Interior alterations to the fire damaged building to reconstruct all required building components structural and non-structural in this existing side by side two family dwelling building on this site. Scope of work includes: removal of bathroom in basement and construct all finishes to framing, roof framing, mechanical systems and plumbing fixtures. Construct all interior millwork and finishes. Related to DB-2021-03590 | R E Martin Plumbing & Heating
GP-2024-00120 | 2024-01-15 | 6559 BUTLER STREET, Vancouver, BC V5S 3K8 | Gas Permit | Residential | Renovation | Completed | Residential - RE&RE boiler | Milani Plumbing Heating & Air Conditioning Ltd
EP-2022-07762 | 2022-09-14 | 6572 BUTLER STREET, Vancouver, BC V5S 3K9 | Electrical Permit | Residential | New | Expired | Temporary Power - Residential - To provide temporary power. ***NOTE: Work authorized by this permit is for placement of a temporary power pole only and does not authorize any site construction and/or excavation. A separate Building Permit will be required prior to commencement of any other work on this site. | Moon Star Electrical Ltd
PP-2023-00752 | 2023-03-06 | 6572 BUTLER STREET, Vancouver, BC V5S 3K9 | Plumbing Permit | Residential | New | Issued | Residential - 1FD+SS - #1 & #2 - TWO SUMPS WITHOUT PUMP | Bhullar Excavating and Demolition
PP-2023-01472 | 2023-04-26 | 6572 BUTLER STREET, Vancouver, BC V5S 3K9 | Plumbing Permit | Residential | New | Issued | Residential - 1FD+SS - #1 & #2 - new plumbing The entire building to be sprinklered to NFPA 13D >DB: To construct a 2 storey one-family dwelling with a secondary suite located in the Basement with an open parking pad, providing a total of 2 parking spaces, having vehicular access from the 20' Lane. Note: Additional parking for the site has been provided under DB-2022-02164 (Laneway House). 1. Covenant registered at the Land Title Office under CB260470 2. No Strata Titling permitted 3. A/C proposed – Exterior component located in rear yard, Interior component located in upper floor closet. 4. Bar sink located in basement | Avion Mechanical Ltd
SP-2023-01184 | 2023-07-04 | 6572 BUTLER STREET, Vancouver, BC V5S 3K9 | Sprinkler Permit | Residential | New | Issued | Residential - NEW SPRINKLER INSTALLATION >BP: To construct a 2 storey one-family dwelling with a secondary suite located in the Basement with an open parking pad, providing a total of 2 parking spaces, having vehicular access from the 20' Lane. 1. Covenant registered at the Land Title Office under CB260470 2. No Strata Titling permitted 3. A/C proposed – Exterior component located in rear yard, Interior component located in upper floor closet. 4. Bar sink located in basement 5. Schedule B: (Alan Prahalhad) P.Eng (604.831-1431) Structural & Geotechnical 6. HPO: Residential Builder- (Smart Choice Builders Ltd.) | Real Tech Fire Protection Ltd
GP-2023-02275 | 2023-08-01 | 6572 BUTLER STREET, Vancouver, BC V5S 3K9 | Gas Permit | Residential | New | Issued | Residential - 1 Fireplace Installation Venting and Final Hook up >BP:To construct a 2 storey one-family dwelling with a secondary suite | EVERSHINE FIREPLACES LTD
GP-2023-02264 | 2023-07-31 | 6572 BUTLER STREET, Vancouver, BC V5S 3K9 | Gas Permit | Residential | New | Issued | Residential - 2 Ranges, 1 Boiler, 1 BBQ, 1 Fireplace and 2 Dryers >BP: To construct a 2 storey one-family dwelling with a secondary suite | Avion Mechanical Ltd
EP-2023-06936 | 2023-08-02 | 6572 BUTLER STREET, Vancouver, BC V5S 3K9 | Electrical Permit | Residential | New | Issued | Installation / Repair - Residential - Extra Low Voltage Prewire & Finishing for TV, Tel ,Data , CCTV & Vacuum System. >BP: To construct a 2 storey one-family dwelling with a secondary suite located in the Basement ($1,021,250) with an open parking pad, providing a total of 2 parking spaces, having vehicular access from the 20' Lane. | Secure Worx AV & Automation Inc
MP-2023-00787 | 2023-05-07 | 6572 BUTLER STREET, Vancouver, BC V5S 3K9 | Mechanical Permit | NULL | NULL | Issued | NULL | Avion Mechanical Ltd
EP-2023-05310 | 2023-06-27 | 6572 BUTLER STREET, Vancouver, BC V5S 3K9 | Electrical Permit | Residential | New | Issued | Installation / Repair - Residential - ¦ 1FD +1SS/ 125A ¦ Rough wiring and finishing with secondary suite Main house service = 200 amp Besment suite = 80amp Laneway house service 125 amp Total main service 400 amp overhead *Permit Amendment Jul 12, 2023 Amendment for re load calculation main service 200 amp Main house and secondary suite 125 amp And laneway house 125 amp new load calculation uploaded *An approved mechanical permit is required for the installation of air conditioning or heat pump unit at the time of installation before an electrical inspection will be performed >BP: To construct a 2 storey one-family dwelling with a secondary suite located in the Basement ($1,021,250) with an open parking pad, providing a total of 2 parking spaces, having vehicular access from the 20' Lane. Note: Additional parking for the site has been provided under DB-2022-02164 (Laneway House). As shown by an asterisk (*) on the building permit floor plans and/or elevations, exit protection is required to be provided in accordance with Articles 9.9.4.4., 9.9.4.6., and/or 9.37.2.8. of the 2019 VBBL. 1. Covenant registered at the Land Title Office under CB260470 2. No Strata Titling permitted 3. A/C proposed – Exterior component located in rear yard, Interior component located in upper floor closet. 4. Bar sink located in basement 5. Schedule B: (Alan Prahalhad) P.Eng (604.831-1431) Structural & Geotechnical 6. HPO: Residential Builder- (Smart Choice Builders Ltd.) Note: This is a 2 storey building pursuant to the Zoning and Development By-Law ** Laneway house permit under DB-2022-02164.** ***This permit is issued under the VBBL 2019, with updated energy requirements as per bylaw # 12997 effective Jan 01, 2022.*** | Moon Star Electrical Ltd
EP-2022-03796 | 2022-05-09 | 6572 BUTLER STREET, Vancouver, BC V5S 3K9 | Electrical Permit | Commercial | NULL | Expired | Movie Set / Filming - To allow for Movie Set/Filming Applicant shall provide completed Contractor Declaration form, and dates of filming and associated location(s) to csinspection.clerks@vancouver.ca prior to the commencement of filming. Visit vancouver.ca/inspections for more details. Amend: May 11, 2022 Film dates and times: Thursday May 12 from 7am - Saturday, May 14, 2am | TK Watch Company Inc
EP-2023-02739 | 2023-04-13 | 6593 BUTLER STREET, Vancouver, BC V5S 3K8 | Electrical Permit | Residential | Addition | Completed | Installation / Repair - Residential - Service reconnection. Meterbase is moved to the new laneway house. New underground consumer service feeder needs reconnection. | Bright Ocean Electric Ltd
GP-2022-03243 | 2022-10-20 | 6593 BUTLER STREET, Vancouver, BC V5S 3K8 | Gas Permit | Residential | Renovation | Completed | Residential - Replace boiler with high efficiency boiler , replace hot water tank | Vector Home Services Inc
EP-2022-01322 | 2022-03-01 | 6748 BUTLER STREET, Vancouver, BC V5S 3K9 | Electrical Permit | Residential | Renovation | Completed | Installation / Repair - Residential - >>This is a new 100amp service to the Garage. Additional to the existing service. The client has gained approval from BC hydro in order to have a second drop to their property. The garage must be supplied with new service only NO POWER FROM THE HOUSE SERVICE PERMMITED IN GARAGE. | Kato Electrical Inc
GP-2022-02443 | 2022-08-18 | 6783 BUTLER STREET, Vancouver, BC V5S 3L1 | Gas Permit | Residential | Renovation | Completed | Residential - Re&Re Furnace BTU: 70.000 | Milani Plumbing Heating & Air Conditioning Ltd
EP-2022-07064 | 2022-08-23 | 6783 BUTLER STREET, Vancouver, BC V5S 3L1 | Electrical Permit | Residential | Renovation | Completed | Installation / Repair - Residential - Electrical supply for AC | Milani Electric Limited
EP-2022-00809 | 2022-02-04 | 6823 BUTLER STREET, Vancouver, BC V5S 3L1 | Electrical Permit | Residential | Renovation | Completed | Installation / Repair - Residential - Service upgrade to accomodate New LWH New service to be relocated at upgraded to 200A duplex meter New service feeder to main house | AMTEK Electric Ltd
GP-2023-01477 | 2023-05-05 | 6951 BUTLER STREET, Vancouver, BC V5S 3L1 | Gas Permit | Residential | Renovation | Completed | Residential - Frigidaire Gas Cooktop | Han Appliances & Refrigeration Ltd
GP-2023-03540 | 2023-11-15 | 6960 BUTLER STREET, Vancouver, BC V5S 3L2 | Gas Permit | Residential | Renovation | Issued | Residential - replace a tankless | SUNFLOWER HOME SERVICE LTD
EP-2023-10118 | 2023-11-24 | 2641 CAMBRIDGE STREET, Vancouver, BC V5K 1L6 | Electrical Permit | Residential | Renovation | Issued | Installation / Repair - Residential - wiring for a heat pump | David Stein
MP-2023-02019 | 2023-11-10 | 2641 CAMBRIDGE STREET, Vancouver, BC V5K 1L6 | Mechanical Permit | NULL | NULL | Issued | NULL | Green Mountain Solutions Inc
EP-2023-11016 | 2023-12-12 | 2642 CAMBRIDGE STREET, Vancouver, BC V5K 1L5 | Electrical Permit | Residential | Addition | Completed | Installation / Repair - Residential - -Supply and install 40A Breaker in Main Panel - install Customer Supplied 7.7kW ChargePoint Home Flex EV charger -Test connections and commission installation -Tidy site and dispose of garbage correctly and safely | TDR Electric Inc
EP-2022-02895 | 2022-04-13 | 7743 BUTLER STREET, Vancouver, BC V5S 3L3 | Electrical Permit | Residential | Addition | Completed | Installation / Repair - Residential - low-voltage system wiring: CCTV, security alarm, internet. The job has been done by others years ago. but has not applied permit. Here apply supplementary permit >BP: CF-2020-013156 - To permit interior alterations to this existing One Family Dwelling on this inside with no lane site. Scope of work: - Remove non-load bearing interior walls and adding interior walls. - Adding (4) skylights to the main floor - Updates to the bathrooms | Homelive Technology Ltd
GP-2023-04121 | 2023-12-19 | 3560 CAMBRIDGE STREET, Vancouver, BC V5K 1M4 | Gas Permit | Residential | Renovation | Completed | Residential - replace water storage tank with new condensing boiler | North Star Mechanical Ltd
EP-2023-11130 | 2024-01-02 | 3591 CAMBRIDGE STREET, Vancouver, BC V5K 1M3 | Electrical Permit | Residential | Renovation | Issued | Installation / Repair - Residential - Add 200 amp second service to property in deatached garage for future Ev charger. -Ev charger will be installed by us at time of service upgrade. | Mountain Point Electrical Inc.
MP-2023-00424 | 2023-03-20 | 3591 CAMBRIDGE STREET, Vancouver, BC V5K 1M3 | Mechanical Permit | NULL | NULL | Issued | NULL | 1236318 BC Ltd DBA Aquatech Vancouver
GP-2023-00570 | 2023-02-15 | 3591 CAMBRIDGE STREET, Vancouver, BC V5K 1M3 | Gas Permit | Residential | Renovation | Completed | Residential - Re/re of existing hot water tank. | 1236318 BC Ltd DBA Aquatech Vancouver
GP-2023-03122 | 2023-10-18 | 3249 CHARLES STREET, Vancouver, BC V5K 3C2 | Gas Permit | Residential | Renovation - Dwelling Unit(s) only | Issued | Residential - Replace Furnace & Install Tankless Water Heater | Good Guys Heating Cooling Plumbing
EP-2022-02279 | 2022-03-23 | 560 CARDERO STREET, Vancouver, BC V6G 3E9 | Electrical Permit | Commercial | Renovation | Completed | Installation / Repair - Commercial - Electrical pathways and connections to a HVAC system upgrade. >BP: 2nd floor - Pool Amenity Interior alteration to provide repair work in the pool amenity room on the 2nd floor of this existing multiple dwelling building on this site. | United Power Ltd
PP-2022-02197 | 2022-06-22 | 560 CARDERO STREET, Vancouver, BC V6G 3E9 | Plumbing Permit | Residential | Renovation | Completed | Residential - Plumbing for Strata pool area for the building >2nd floor - Pool Amenity Interior alteration to provide repair work in the pool amenity room on the 2nd floor of this existing multiple dwelling building on this site. OK for Field Review per K. Vogt April 21, 2021 Schedule A (CRP) and Schedule B (Architectural) - Ron Bijok, 604-551-9376 Schedule B (Electrical) - Steven Nemetz, 604-736-6562 Notes: 1) Energy upgrade trigger: E1 - Lighting - Upgrade internal Exit Signs to not exceed 5W per face 2) Building inspector to determine on site if a separate sprinkler permit is required. No Sprinkler permit required per DBI, Jun 1, 2021 | HOMEGROWN MECHANICAL LTD
EP-2023-10710 | 2023-12-08 | 560 CARDERO STREET, Vancouver, BC V6G 3E9 | Electrical Permit | Commercial | Addition | Issued | Installation / Repair - Commercial - Installation of EVSE into existing EV infrastructure Parking stall #133 *See EP-2023-01935 | Berts Electric (2001) Ltd
EP-2023-01935 | 2023-03-08 | 560 CARDERO STREET, Vancouver, BC V6G 3E9 | Electrical Permit | Commercial | Renovation | Completed | Installation / Repair - Commercial - Electric Vehicle Charging Infrastructure - Wiring installation for electric vehicle supply equipment (EVSE). EV Ready Infrastructure Installation for 103 charging stations with EMS Control System. *Amend Jul, 05 2023 Clarify previous amendment; stall 102 renamed to 104, 103 renamed to 40/41, 105 renamed to 39. No permit value change. *Amend Jun 21, 2023 -Add installation of 11 EVSEs for stalls P3:110, 81, 100, 102, 103, 105, 61/62*, 29, 88, 85, 49/50* -*denotes one shared EVSE between two stalls. -The electrical drawings and load calc originally provided for this permit was designed to provide EV power infrastructure to all 103 stalls. This infrastructure provides power to splitters throughout the parkade that will service the EVSEs when the tenants decide they want an EVSE. This amendment is for adding 11 EVSEs already accounted in the original load calculations to this infrastructure. | Stream Energy Systems Inc
EP-2023-05038 | 2023-06-07 | 560 CARDERO STREET, Vancouver, BC V6G 3E9 | Electrical Permit | Commercial | NULL | Issued | Annual / Operating - Maintenance of existing EV-EMS and EV power infrastructure. | Stream Energy Systems Inc
EP-2023-06906 | 2023-07-31 | 560 CARDERO STREET, Vancouver, BC V6G 3E9 | Electrical Permit | Commercial | Renovation | Issued | Installation / Repair - Commercial - Maintenance replacement of fire alarm panel and duct smoke detectors addition ONLY as reference to BP-2021-01709. Replacement of the control unit, initiating devices (smoke detectors), all indicating devices will remain. >BP: 2nd floor - Pool Amenity Interior alteration to provide repair work in the pool amenity room on the 2nd floor of this existing multiple dwelling building on this site. OK for Field Review per K. Vogt April 21, 2021 Schedule A (CRP) and Schedule B (Architectural) - Ron Bijok, 604-551-9376 Schedule B (Electrical) - Steven Nemetz, 604-736-6562 Schedule B (Mechanical) - Maciej Sobczyk, P. Eng, 604-375-9756. Schedule B (Electrical - for HVAC scope only) - Sonia Mollaei, P. Eng, 778-833-0908. Notes: 1) Energy upgrade trigger: E1 - Lighting - Upgrade internal Exit Signs to not exceed 5W per face 2) Building inspector to determine on site if a separate sprinkler permit is required. No Sprinkler permit required per DBI, Jun 1, 2021 | Fina Electrical Systems Ltd
SP-2022-01639 | 2022-10-05 | 560 CARDERO STREET, Vancouver, BC V6G 3E9 | Sprinkler Permit | Commercial | Renovation | Completed | Commercial - Addition or adjustment of sprinkler heads in pool area. >BP: 2nd floor - Pool Amenity Interior alteration to provide repair work in the pool amenity room on the 2nd floor of this existing multiple dwelling building on this site. OK for Field Review per K. Vogt April 21, 2021 Schedule A (CRP) and Schedule B (Architectural) - Ron Bijok, 604-551-9376 Schedule B (Electrical) - Steven Nemetz, 604-736-6562 Notes: 1) Energy upgrade trigger: E1 - Lighting - Upgrade internal Exit Signs to not exceed 5W per face 2) Building inspector to determine on site if a separate sprinkler permit is required. No Sprinkler permit required per DBI, Jun 1, 2021 | Shore Fire Protection Ltd
PP-2022-04160 | 2022-11-18 | 560 CARDERO STREET, Vancouver, BC V6G 3E9 | Plumbing Permit | Commercial | Renovation | Completed | Commercial - >>TO CONTINUE WORK STARTED BY OTHERS (PP-2021-04021 and PP-2022-02197) Re and Re of mens and womens community bathrooms beside pool and gym, new water fountain in pool area, piping to steam room. Shower in steam room and shower between sauna and steam room. >BP: 2nd floor - Pool Amenity Interior alteration to provide repair work in the pool amenity room on the 2nd floor of this existing multiple dwelling building on this site. OK for Field Review per K. Vogt April 21, 2021 Schedule A (CRP) and Schedule B (Architectural) - Ron Bijok, 604-551-9376 Schedule B (Electrical) - Steven Nemetz, 604-736-6562 Notes: 1) Energy upgrade trigger: E1 - Lighting - Upgrade internal Exit Signs to not exceed 5W per face 2) Building inspector to determine on site if a separate sprinkler permit is required. No Sprinkler permit required per DBI, Jun 1, 2021 | West Coast Watershield Inc
EP-2022-10342 | 2022-12-12 | 560 CARDERO STREET, Vancouver, BC V6G 3E9 | Electrical Permit | Commercial | Renovation | Cancelled | Installation / Repair - Commercial - Installation of new duct smoke for HVAC equipment feeding the panel >BP: 2nd floor - Pool Amenity Interior alteration to provide repair work in the pool amenity room on the 2nd floor of this existing multiple dwelling building on this site. | Fina Electrical Systems Ltd
NULL | NULL | 560 CARDERO STREET, Vancouver, BC V6G 3E9 | Mechanical Permit | NULL | NULL | Draft | NULL | Ainsworth Inc
EP-2023-06962 | NULL | 588 CARDERO STREET, Vancouver, BC V6G 2W6 | Electrical Permit | Commercial | Tenant Improvement | Withdrawn | Installation / Repair - Commercial - To install power to Handicap Door Operator from main suit door in unit 310 | Pacific Western Power & Control Ltd
EP-2023-05958 | 2023-07-04 | 588 CARDERO STREET, Vancouver, BC V6G 2W6 | Electrical Permit | Commercial | Renovation - Dwelling Unit(s) only | Issued | Installation / Repair - Commercial - Install power to overhead door motor for suite access. | Pacific Western Power & Control Ltd
EP-2022-01013 | 2022-02-14 | 699 CARDERO STREET, Vancouver, BC V6G 3H7 | Electrical Permit | Commercial | NULL | Expired | Annual / Operating - General Electrical service work including ballasts, lamps, switches and receptacles RENEWAL OF EP-2021-01010 VALID: February 13TH, 2022 TIL February 12TH, 2023 | Centre Electric Ltd
EP-2023-01713 | 2023-03-01 | 699 CARDERO STREET, Vancouver, BC V6G 3H7 | Electrical Permit | Commercial | NULL | Issued | Annual / Operating - General Electrical service work including ballasts, lamps, switches and receptacles RENEWAL OF EP-2022-01013 VALID: February 13TH, 2023 TIL February 12TH, 2024 | Centre Electric Ltd
PP-2023-03122 | 2023-09-05 | 843 CARDERO STREET, Vancouver, BC V6G 2G6 | Plumbing Permit | Commercial | Addition | Completed | Commercial - Install premise isolation DCVA for building cold water in boiler room | Perfect Grade Plumbing & Heating Inc
EP-2021-09419 | 2022-01-10 | 1074 CARDERO STREET, Vancouver, BC V6G 2H3 | Electrical Permit | Commercial | New | Completed | Installation / Repair - Commercial - New Multi Use Residential Development with 1 CRU and 5 Residential Units including a 100A 600V Service (To be stepped down to a 400A 120/208V 3ph 4w Distribution System) >BP: The mixed-use building located at 1074 Cardero Street will occupy the north-east corner at the intersection of Cardero Street and Jepson-Young lane. The existing property consists of two houses which will be relocated on the property as part of a heritage restoration. The proposed work includes the reconstruction of the existing heritage houses and the construction of an addition to the east of the existing buildings that will tie the two heritage houses together. The building will have 5 dwelling units and one Commercial Retail shell unit. Related to AL-2021-0010 & AL-2021-00033. Stage 1 - site prep, building relocation, selective demolition - accepted April 23/21 Stage 2 - full construction - accepted June 1/21 Stage 2 - revision #1 - accepted Nov.16/21 | Hall Electrical Ltd
EP-2022-04339 | 2022-05-25 | 1074 CARDERO STREET, Vancouver, BC V6G 2H3 | Electrical Permit | Commercial | New | Expired | Temporary Power - Commercial - To provide temporary power. | Hall Electrical Ltd
PP-2021-03746 | 2022-01-18 | 1074 CARDERO STREET, Vancouver, BC V6G 2H3 | Plumbing Permit | Commercial | New | Expired | Commercial - Plumbing including DWV, domestic water supply, finishing and hot water heaters The mixed-use building located at 1074 Cardero Street will occupy the north-east corner at the intersection of Cardero Street and Jepson-Young lane. The existing property consists of two houses which will be relocated on the property as part of a heritage restoration. The proposed work includes the reconstruction of the existing heritage houses and the construction of an addition to the east of the existing buildings that will tie the two heritage houses together. The building will have 5 dwelling units and one Commercial Retail shell unit. Related to AL-2021-0010 & AL-2021-00033. Stage 1 - site prep, building relocation, selective demolition - accepted April 23/21 Stage 2 - full construction - accepted June 1/21 Stage 2 - revision #1 - accepted Nov.16/21 | Red Mechanical
PP-2022-02608 | 2022-08-11 | 1074 CARDERO STREET, Vancouver, BC V6G 2H3 | Plumbing Permit | Commercial | Renovation | Completed | Commercial - *See PP-2021-03746 and PP-2021-03062 for previous inspections Heritage house is changing to multi unit residential The mixed-use building located at 1074 Cardero Street will occupy the north-east corner at the intersection of Cardero Street and Jepson-Young lane. The existing property consists of two houses which will be relocated on the property as part of a heritage restoration. The proposed work includes the reconstruction of the existing heritage houses and the construction of an addition to the east of the existing buildings that will tie the two heritage houses together. The building will have 5 dwelling units and one Commercial Retail shell unit. Related to AL-2021-0010 & AL-2021-00033. | Hashtag Plumbing Inc
GP-2022-02498 | 2022-08-23 | 3528 CAMBRIDGE STREET, Vancouver, BC V5K 1M4 | Gas Permit | Residential | Renovation | Completed | Residential - Decommission and remove furnace | Ashton Service Group/Ashton Mechanical Ltd.
EP-2023-00416 | 2023-03-20 | 3528 CAMBRIDGE STREET, Vancouver, BC V5K 1M4 | Electrical Permit | Residential | Addition | Completed | Installation / Repair - Residential - We installed a circuit for a outdoor heat pump *An approved mechanical permit is required for the installation of air conditioning or heat pump unit at the time of installation before an electrical inspection will be performed | Douglas Millington o/a Moose Electric
EP-2023-01960 | NULL | 3528 CAMBRIDGE STREET, Vancouver, BC V5K 1M4 | Electrical Permit | Residential | Renovation | Withdrawn | Installation / Repair - Residential - Add circuit for heat pump | Douglas Millington o/a Moose Electric
MP-2023-01990 | 2023-11-06 | 3528 CAMBRIDGE STREET, Vancouver, BC V5K 1M4 | Mechanical Permit | NULL | NULL | Issued | NULL | Ashton Service Group/Ashton Mechanical Ltd.
EP-2023-07769 | 2023-08-24 | 3534 CAMBRIDGE STREET, Vancouver, BC V5K 1M4 | Electrical Permit | Residential | New | Issued | Temporary Power - Residential - To provide temporary power. | Indy Electrical Ltd
MP-2023-01483 | 2023-08-14 | 3534 CAMBRIDGE STREET, Vancouver, BC V5K 1M4 | Mechanical Permit | NULL | NULL | Completed | NULL | Advance Air Solutions Ltd
EP-2023-07254 | 2023-08-09 | 3534 CAMBRIDGE STREET, Vancouver, BC V5K 1M4 | Electrical Permit | Residential | New | Completed | Installation / Repair - Residential - Install security, int, tel, tv, data, speaker, camera completion & roughin. >BP: To construct a 2 storey + basement one-family dwelling with a secondary suite ($793,575.00) located in the basement with 1 parking space in the rear, having vehicular access from the lane. Note: This is a 2 storey building pursuant to the Zoning and Development By-Law 1- Covenant registered at the Land Title Office under CA9875403 2- No strata titling permitted 3- Bar sink proposed 4- A/C unit proposed in the rear yard 5- Schedule B: Tim Lam (604-255-7670) Structural Jian Zhong Jin, P.Eng. (604.362.7021) Geotechnical 6- HPO: Residential Builder – Bricklane Developments 7- The entire building, INCLUDING THE ATTACHED GARAGE (if applicable), to be sprinklered to NFPA 13D. ******THIS PERMIT HAS BEEN ISSUED UNDER THE REQUIREMENTS OF VBBL #12511 (2019)****** | Repel Security Systems Ltd
PP-2023-01001 | 2023-03-23 | 3534 CAMBRIDGE STREET, Vancouver, BC V5K 1M4 | Plumbing Permit | Residential | New | Completed | Residential - Single family residential house with suite >BP: To construct a 2 storey + basement one-family dwelling with a secondary suite located in the basement with 1 parking space in the rear, having vehicular access from the lane. Note: This is a 2 storey building pursuant to the Zoning and Development By-Law 1- Covenant registered at the Land Title Office under CA9875403 2- No strata titling permitted 3- Bar sink proposed 4- A/C unit proposed in the rear yard 5- Schedule B: Tim Lam (604-255-7670) Structural Jian Zhong Jin, P.Eng. (604.362.7021) Geotechnical 6- HPO: Residential Builder – Bricklane Developments 7- The entire building, INCLUDING THE ATTACHED GARAGE (if applicable), to be sprinklered to NFPA 13D. | Red Mechanical
SP-2023-01114 | 2023-06-26 | 3534 CAMBRIDGE STREET, Vancouver, BC V5K 1M4 | Sprinkler Permit | Residential | New | Completed | Residential - New fire sprinkler installations >BP: To construct a 2 storey + basement one-family dwelling with a secondary suite located in the basement with 1 parking space in the rear, having vehicular access from the lane. Note: This is a 2 storey building pursuant to the Zoning and Development By-Law 1- Covenant registered at the Land Title Office under CA9875403 2- No strata titling permitted 3- Bar sink proposed 4- A/C unit proposed in the rear yard 5- Schedule B: Tim Lam (604-255-7670) Structural Jian Zhong Jin, P.Eng. (604.362.7021) Geotechnical 6- HPO: Residential Builder – Bricklane Developments 7- The entire building, INCLUDING THE ATTACHED GARAGE (if applicable), to be sprinklered to NFPA 13D. | Spectrum Fire Protection Ltd
EP-2023-05863 | 2023-07-11 | 3534 CAMBRIDGE STREET, Vancouver, BC V5K 1M4 | Electrical Permit | Residential | New | Issued | Installation / Repair - Residential - ¦1FD + 1SS/ 200A¦ NEW ELECTRICAL FOR SINGLE FAMILY WITH BASEMENT SUITE *An approved mechanical permit is required for the installation of air conditioning or heat pump unit at the time of installation before an electrical inspection will be performed >Permit Amendment Jan 25, 2024 -Work Description + Installation Details: Amended ¦ -"HOT TUB ROUGH WIRING ONLY" >BP: To construct a 2 storey + basement one-family dwelling with a secondary suite ($793,575.00) located in the basement with 1 parking space in the rear, having vehicular access from the lane. Note: This Building Permit will remain in a suspended status until the associated (green) Demolition Permit BP-2022-01977 is completed. Note: This is a 2 storey building pursuant to the Zoning and Development By-Law 1- Covenant registered at the Land Title Office under CA9875403 2- No strata titling permitted 3- Bar sink proposed 4- A/C unit proposed in the rear yard 5- Schedule B: Tim Lam (604-255-7670) Structural Jian Zhong Jin, P.Eng. (604.362.7021) Geotechnical 6- HPO: Residential Builder – Bricklane Developments 7- The entire building, INCLUDING THE ATTACHED GARAGE (if applicable), to be sprinklered to NFPA 13D. ******THIS PERMIT HAS BEEN ISSUED UNDER THE REQUIREMENTS OF VBBL #12511 (2019)****** | Indy Electrical Ltd
PP-2022-04529 | 2022-12-23 | 3534 CAMBRIDGE STREET, Vancouver, BC V5K 1M4 | Plumbing Permit | Residential | New | Completed | Residential - Sumps | Ajac Construction & Excavation Inc
EP-2023-01672 | 2023-02-28 | 3535 CAMBRIDGE STREET, Vancouver, BC V5K 1M3 | Electrical Permit | Residential | New | Issued | Temporary Power - Residential - To provide temporary power. | AJ's Electrical Contractors LTD
PP-2023-02970 | 2023-08-22 | 3535 CAMBRIDGE STREET, Vancouver, BC V5K 1M3 | Plumbing Permit | Residential | New | Issued | Residential - Drainage and site services-sumps Sept 15/2023- AMEND Need to change one sump to sump with pump. Engineer's schedule with seal and signature has been submitted in person to city hall. NOTE: Engineering Assurance letter will be submitted to the Plumbing Inspector on the site. Letter shall conform to the requirements of Vancouver Bulletin 2000-008-EL/PL. | Headwater Management Ltd
EP-2023-08523 | 2023-11-02 | 3535 CAMBRIDGE STREET, Vancouver, BC V5K 1M3 | Electrical Permit | Residential | New | Issued | Installation / Repair - Residential - - new house wiring - 400 amp service (2 x 200 amp it will be a 400 amp duplex meterbase with 200 amp per position) - install 3 car chargers - install 2 heat pumps >BP: To construct a two-storey two-family dwelling with two secondary suites located in the basement, with a detached accessory building (garage) and open parking space at the rear providing 3 parking spaces, having vehicular access from the lane. Note: This is a 2 storey building pursuant to the Zoning and Development By-Law 1. A/C units proposed in rear yard. 2. Schedule B: George Beck, P.Eng (604.535.1507) Structural 3. Schedule B: Jian Zhong Jin, P.Eng (604.362.7021) Geotechnical 4. HPO: Norwood Development Ltd. | AJ's Electrical Contractors LTD
MP-2023-01957 | 2023-11-01 | 3535 CAMBRIDGE STREET, Vancouver, BC V5K 1M3 | Mechanical Permit | NULL | NULL | Issued | NULL | Performance Mechanical Inc
PP-2023-03745 | 2023-10-24 | 3535 CAMBRIDGE STREET, Vancouver, BC V5K 1M3 | Plumbing Permit | Residential | New | Issued | Residential - New plumbing installation >BP: To construct a two-storey two-family dwelling with two secondary suites located in the basement, with a detached accessory building (garage) and open parking space at the rear providing 3 parking spaces, having vehicular access from the lane. Note: This is a 2 storey building pursuant to the Zoning and Development By-Law 1. A/C units proposed in rear yard. 2. Schedule B: George Beck, P.Eng (604.535.1507) Structural 3. Schedule B: Jian Zhong Jin, P.Eng (604.362.7021) Geotechnical 4. HPO: Norwood Development Ltd. | Performance Mechanical Inc
SP-2024-00077 | 2024-01-26 | 3535 CAMBRIDGE STREET, Vancouver, BC V5K 1M3 | Sprinkler Permit | Residential | New | Issued | Residential - 2FD+2SS - WEST - 3535 CAMBRIDGE ST - #1 & #2 EAST - 3537 CAMBRIDGE ST - #1 & #2 fire sprinkler installation >DB: To construct a two-storey two-family dwelling with two secondary suites located in the basement, with a detached accessory building (garage) and open parking space at the rear providing 3 parking spaces, having vehicular access from the lane. Note: This is a 2 storey building pursuant to the Zoning and Development By-Law 1. Rev#2: Exterior mechanical units (A/C units) proposed in rear yard. 2. Schedule B: George Beck, P.Eng (604.535.1507) Structural ***This permit is issued under the VBBL 2019, with updated energy requirements as per bylaw # 12997 effective Jan 01, 2022.*** Combustible projections or roof soffits on an exposing building face shall not project to less than .45m from the property line and shall be in compliance with VBBL 2019 9.10.15.5.(9) The entire building, to be sprinklered to 2 x NFPA 13D. | Ecofire Sprinklers Ltd
EP-2022-01503 | 2022-02-25 | 3545 CAMBRIDGE STREET, Vancouver, BC V5K 1M3 | Electrical Permit | Residential | Renovation | Completed | Installation / Repair - Residential - Emergency service repair Replace terminal/lug in meterbase | EVANSON ELECTRIC LTD
SP-2021-01665 | 2022-03-09 | 1315 CARDERO STREET, Vancouver, BC V6G 2J2 | Sprinkler Permit | Residential | Renovation | Completed | Residential - Install new backflow preventer on this existing 8 storey building with a wet sprinkler system only in the parkade Electrical permit maybe required if fire alarm exists. | Troy Life & Fire Safety Limited Protection Incendia Troyu Ltee
EP-2023-07750 | 2023-10-06 | 4556 CARIBOO STREET, Vancouver, BC V5R 5P1 | Electrical Permit | Residential | Tenant Improvement | Issued | Installation / Repair - Residential - 200 amp service upgrade with installation of moovair system *MP-2023-01565: Issued (Heating and Cooling) | Moore And Russell Heating And Air Conditioning Ltd
MP-2023-01565 | 2023-08-24 | 4556 CARIBOO STREET, Vancouver, BC V5R 5P1 | Mechanical Permit | NULL | NULL | Issued | NULL | Moore & Russell Heating Ltd
EP-2022-10729 | 2022-12-22 | 3650 CARNARVON STREET, Vancouver, BC V6L 3E4 | Electrical Permit | Residential | Renovation | Cancelled | Installation / Repair - Residential - Replace 100A panel due to water damage. | Wespac Electrical Contractor Ltd
GP-2023-00053 | 2023-01-06 | 3650 CARNARVON STREET, Vancouver, BC V6L 3E4 | Gas Permit | Residential | Renovation | Completed | Residential - Replace gas furnace | BNA Systems Inc and/or Kirkland Metal Shop Ltd
EP-2022-00251 | 2022-01-13 | 6527 BUTLER STREET, Vancouver, BC V5S 3K8 | Electrical Permit | Residential | New | Expired | Temporary Power - Residential - To provide temporary power. | G.S.G. Electric Ltd.
EP-2022-04631 | 2022-06-02 | 6527 BUTLER STREET, Vancouver, BC V5S 3K8 | Electrical Permit | Residential | New | Completed | Installation / Repair - Residential - tv,telephone,alarm prewire and complete >BP: To construct a 2 storey + basement one-family dwelling with a secondary suite ($1,040,525.00) located in the basement. Note: Parking for the site has been provided under DB-2021-05195 (Laneway House) Note: This is a 2 storey building pursuant to the Zoning and Development By-Law 1- Covenant registered at the Land Title Office under CA9441796 2- No strata titling permitted 3- A/C unit proposed in rear yard and second storey 4- Schedule B: Jason Hui, P.Eng (778.319.3403) Structural & Geotechnical 5- HPO: Residential Builder - Mountainview Enterprises Ltd. Address Note: Building 1 #1-6527 Butler St - One Family Dwelling (1st & 2nd floor, east portion of basement) #2-6527 Butler St - Secondary Suite (west portion of basement) Address and suite numbers assigned as per approved plans for Fire and Emergency response. The address number is to be posted on the building to be visible from the street and the suite numbers are to be posted at the suite entries in accordance with the Building By-law prior to final inspection. ******THIS PERMIT HAS BEEN ISSUED UNDER THE REQUIREMENTS OF VBBL #12511 (2019)****** | Tvisha Technologies Ltd
SP-2022-00867 | 2022-06-02 | 6527 BUTLER STREET, Vancouver, BC V5S 3K8 | Sprinkler Permit | Residential | New | Completed | Residential - To install piping and fixtures for a new single family house. To construct a 2 storey + basement one-family dwelling with a secondary suite located in the basement. Note: This is a 2 storey building pursuant to the Zoning and Development By-Law 1- Covenant registered at the Land Title Office under CA9441796 2- No strata titling permitted 3- A/C unit proposed in rear yard and second storey 4- Schedule B: Jason Hui, P.Eng (778.319.3403) Structural & Geotechnical 5- HPO: Residential Builder - Mountainview Enterprises Ltd. | Skyway Plumbing & gas Ltd
GP-2022-01745 | 2022-06-08 | 6527 BUTLER STREET, Vancouver, BC V5S 3K8 | Gas Permit | Residential | New | Completed | Residential - to install piping and appliances with complete installation. | Skyway Plumbing & gas Ltd
PP-2022-01474 | 2022-05-03 | 6527 BUTLER STREET, Vancouver, BC V5S 3K8 | Plumbing Permit | Residential | New | Completed | Residential - To install piping and fixtures for a new single family house. | Skyway Plumbing & gas Ltd
EP-2022-04157 | 2022-06-03 | 6527 BUTLER STREET, Vancouver, BC V5S 3K8 | Electrical Permit | Residential | New | Completed | Installation / Repair - Residential - Wiring and service for main house. Main house: 150Amp LWH: 100Amp Main Consumer's Service : 200 A >BP: To construct a 2 storey + basement one-family dwelling with a secondary suite ($1,040,525.00) located in the basement. Note: Parking for the site has been provided under DB-2021-05195 (Laneway House) Note: This is a 2 storey building pursuant to the Zoning and Development By-Law 1- Covenant registered at the Land Title Office under CA9441796 2- No strata titling permitted 3- A/C unit proposed in rear yard and second storey 4- Schedule B: Jason Hui, P.Eng (778.319.3403) Structural & Geotechnical 5- HPO: Residential Builder - Mountainview Enterprises Ltd. | G.S.G. Electric Ltd.
PP-2022-00957 | 2022-03-23 | 6527 BUTLER STREET, Vancouver, BC V5S 3K8 | Plumbing Permit | Residential | New | Completed | Residential - 1FD+SS - #1 & #2 - Sump installation W/PUMP To construct a 2 storey + basement one-family dwelling with a secondary suite located in the basement. Note: Parking for the site has been provided under DB-2021-05195 (Laneway House) Note: This is a 2 storey building pursuant to the Zoning and Development By-Law 1- Covenant registered at the Land Title Office under CA9441796 2- No strata titling permitted 3- A/C unit proposed in rear yard and second storey | Kingsman Excavating Ltd.
PP-2022-03678 | 2022-10-14 | 6527 BUTLER STREET, Vancouver, BC V5S 3K8 | Plumbing Permit | Residential | New | Completed | Residential - Lawn sprinklers, backflow device | Big City Sprinklers
EP-2022-09764 | 2022-11-17 | 6137 CAMBIE STREET, Vancouver, BC V5Z 3B2 | Electrical Permit | Commercial | New | Expired | Temporary Power - Commercial - To provide temporary power. | DNA Electric Ltd
EP-2022-10016 | 2022-11-29 | 6137 CAMBIE STREET, Vancouver, BC V5Z 3B2 | Electrical Permit | Commercial | New | Completed | Installation / Repair - Commercial - Sprinkler heat trace in the parkade >BP: To construct a 8-storey (7th storey per Development and Zoning Bylaw) mixed use non combustible high building comprising of: 1 st to 3rd storey - church, daycare and preschool 4 th storey - church and residential 4 th to 7th storey - 20 market rental apartments 8 th storey - amenity space/area with children's playground, all over three levels of underground parkade. 24-Jan-2021 - Stage 1 (excavation and shoring) issued. 11-Mar-2021 - Stage 2 ( full structure) issued. 10-Jan-2022 - Stage 3 ( full construction) issued. Note: Three kitchens are proposed in this building. Letter to confirm kitchen operations by George Sze on file. Level 1- approved by VCH - Class 2 kitchen operation Level 2 - not permitted by VCH - only microwave proposed ( TBC later when plans are submitted). Level 3- approved by VCH - Class 2 kitchen operation This Permit was issued during COVID19. *AMEND May 09, 2023 -This permit is for domestic water not sprinkler | Price Beat Electric Ltd.
EP-2022-06858 | 2022-10-12 | 6137 CAMBIE STREET, Vancouver, BC V5Z 3B2 | Electrical Permit | Commercial | New | Completed | Installation / Repair - Commercial - Voice/Data Cabling >BP: To construct a 8-storey (7th storey per Development and Zoning Bylaw) mixed use non combustible high building comprising of: 1 st to 3rd storey - church, daycare and preschool 4 th storey - church and residential 4 th to 7th storey - 20 market rental apartments 8 th storey - amenity space/area with children's playground, all over three levels of underground parkade. 24-Jan-2021 - Stage 1 (excavation and shoring) issued. 11-Mar-2021 - Stage 2 ( full structure) issued. 10-Jan-2022 - Stage 3 ( full construction) issued. Note: Three kitchens are proposed in this building. Letter to confirm kitchen operations by George Sze on file. Level 1- approved by VCH - Class 2 kitchen operation Level 2 - not permitted by VCH - only microwave proposed ( TBC later when plans are submitted). Level 3- approved by VCH - Class 2 kitchen operation This Permit was issued during COVID19. | Combined Systems Inc
EP-2022-05529 | 2022-06-30 | 6137 CAMBIE STREET, Vancouver, BC V5Z 3B2 | Electrical Permit | Commercial | New | Completed | Installation / Repair - Commercial - Building HVAC/ DDC Controls Low Voltage work only | Wolf Electric Ltd
EP-2023-00675 | 2023-03-01 | 6137 CAMBIE STREET, Vancouver, BC V5Z 3B2 | Electrical Permit | Commercial | New | Completed | Installation / Repair - Commercial - AV, Card Access, Entryphone and Video Surveillance Systems installations >BP: To construct a 8-storey (7th storey per Development and Zoning Bylaw) mixed use non combustible high building comprising of: 1 st to 3rd storey - church, daycare and preschool 4 th storey - church and residential 4 th to 7th storey - 20 market rental apartments 8 th storey - amenity space/area with children's playground, all over three levels of underground parkade. 24-Jan-2021 - Stage 1 (excavation and shoring) issued. 11-Mar-2021 - Stage 2 ( full structure) issued. 10-Jan-2022 - Stage 3 ( full construction) issued. Note: Three kitchens are proposed in this building. Letter to confirm kitchen operations by George Sze on file. Level 1- approved by VCH - Class 2 kitchen operation Level 2 - not permitted by VCH - only microwave proposed ( TBC later when plans are submitted). Level 3- approved by VCH - Class 2 kitchen operation This Permit was issued during COVID19. 16-Dec-2022 - Rev1 - tn Change of RPR for electrical discipline. As of September 16, 2022, Jose Luis Lopez, P. Eng. assumed responsibilities as the Registered Professional of Record for Electrical discipline. | 4th Utility Inc
EP-2023-03751 | 2023-05-01 | 6137 CAMBIE STREET, Vancouver, BC V5Z 3B2 | Electrical Permit | Commercial | NULL | Issued | Annual / Operating - Maintenance of existing operating electrical equipment. Annual Operating Permit - Set up a log book with the Client, perform all work related to the life safety systems, review and ensure that any and all work that is completed has been done to the current CE Code. | DNA Electric Ltd
EP-2023-03963 | 2023-05-09 | 6137 CAMBIE STREET, Vancouver, BC V5Z 3B2 | Electrical Permit | Commercial | New | Completed | Installation / Repair - Commercial - Sprinkler water pipes heat trace in the parkade. Note: A listed heat tracing system must be installed in compliance with Bulletin 2020-003-BU/EL/SP. >BP: To construct a 8-storey (7th storey per Development and Zoning Bylaw) mixed use non combustible high building comprising of: 1 st to 3rd storey - church, daycare and preschool 4 th storey - church and residential 4 th to 7th storey - 20 market rental apartments 8 th storey - amenity space/area with children's playground, all over three levels of underground parkade. 24-Jan-2021 - Stage 1 (excavation and shoring) issued. 11-Mar-2021 - Stage 2 ( full structure) issued. 10-Jan-2022 - Stage 3 ( full construction) issued. Note: Three kitchens are proposed in this building. Letter to confirm kitchen operations by George Sze on file. Level 1- approved by VCH - Class 2 kitchen operation Level 2 - not permitted by VCH - only microwave proposed ( TBC later when plans are submitted). Level 3- approved by VCH - Class 2 kitchen operation This Permit was issued during COVID19. 16-Dec-2022 - Rev1 - tn Change of RPR for electrical discipline. As of September 16, 2022, Jose Luis Lopez, P. Eng. assumed responsibilities as the Registered Professional of Record for Electrical discipline. 04-Apr-2023 -Rev#2 tn Removal of standpipe shaft at level 1, Stair#1 | Price Beat Electric Ltd.
PP-2021-01337 | 2022-01-12 | 6137 CAMBIE STREET, Vancouver, BC V5Z 3B2 | Plumbing Permit | Commercial | New | Completed | Commercial - Plumbing for 7-storey mixed use building over 3 levels of parkade. Church on levels 1-4, Daycare on levels 2-3, 20 rental units on levels 4-7 >To construct a 8-storey (7th storey per Development and Zoning Bylaw) mixed use non combustible high building comprising of: 1 st to 3rd storey - church, daycare and preschool 4 th storey - church and residential 4 th to 7th storey - 20 market rental apartments 8 th storey - amenity space/area with children's playground, all over three levels of underground parkade. 24-Jan-2021 - Stage 1 (excavation and shoring) issued. 11-Mar-2021 - Stage 2 ( full structure) issued. 10-Jan-2022 - Stage 3 ( full construction) issued. Note: 3 Class 2 kitchens, K3 Form X 3 on file: Level 1- approved by VCH Level 2 - not permitted by VCH Level 3- approved by VCH This Permit was issued during COVID19. | SYNERGY PLUMBING & HEATING LTD
SP-2021-00324 | 2022-09-14 | 6137 CAMBIE STREET, Vancouver, BC V5Z 3B2 | Sprinkler Permit | Commercial | New | Completed | Commercial - For all sprinkler work to the 2014 VBBL; NFPA 13, 2013; standpipe work to NFPA 14, 2010 and alternative solutions prepared by Camphora Engineering for this newly construct a 8-storey (7th storey per Development and Zoning Bylaw) mixed use non combustible high building comprising of: • 1 st to 3rd storey - church, daycare and preschool • 4 th storey - church and residential • 4 th to 7th storey - 20 market rental apartments • 8 th storey - amenity space/area with children's playground, all over three levels of underground parkade. THIS IS A CERTIFIED PROFESSIONAL PROJECT and the CP is Ms. Susana Chui P.Eng., CP of Camphora Engineering This application does not include any of the following: • Warehouse storage arrangements, or mobile compact storage arrangements. • Flexible sprinkler pipe. • Information Technology Equipment Rooms (e.g. IT Rooms, LAN Rooms, etc.). Related Permits: • AL-2020-00032 Exit Exposure Protection. • AL-2020-00034 Single Door in Public Corridor. Notes: • Sprinkler Engineer of Record Mr. Md Kamrujjaman, P.Eng. of Intergral Group. T: 604 687 1800 x: 2177. E: md.kamrujjaman@integralgroup.com • One set of approved drawings and permit to be available for viewing at the jobsite. • Separate documents and application are required for the tenant improvements. • Construction Standpipe to Bulletin 2017-003-BU/FI, VBBL, NFPA 14, and VFBL. | Viking Fire Protection Inc
SP-2021-00930 | 2022-08-05 | 6161 CAMBIE STREET, Vancouver, BC V5Z 3B2 | Sprinkler Permit | Commercial | New | Issued | Commercial - To install sprinklers to NFPA 13 2013 and standpipes to NFPA 14 throughout this 4 storey Private Community Centre (Group A 2) with non-encapsulated mass timber consisting of: Level 1 - restaurant (class 1 cooking operation ), art gallery with servery / demonstration kitchen ( Class 2 cooking operation) and Auditorium with 167 seats Level 2 - upper level of the Auditorium, washrooms, emergency generator room, mechanical rooms Level 3 - school ( Group A-2) Level 4 - school ( Group A2) and Class A Artist Studios ( Group ...? ) all over one level of underground parking garage. | Frontier Fire Protection Ltd
PP-2021-03797 | 2022-04-20 | 6161 CAMBIE STREET, Vancouver, BC V5Z 3B2 | Plumbing Permit | Commercial | New | Issued | Commercial - Plumbing for a new French School To develop a four-storey mixed-use building consisting of French cultural community centre (Alliance Francaise), Artist Studio and Restaurant Class 1 uses over one level of underground parking with vehicular access from the rear lane subject to Council resolution of enactment to the CD-1 rezoning and approval of the form of development. If drawings remain the same for BP submission, assigned addressing as follows: | Inlet Mechanical Services Ltd
EP-2021-09180 | 2022-03-04 | 6161 CAMBIE STREET, Vancouver, BC V5Z 3B2 | Electrical Permit | Commercial | New | Issued | Installation / Repair - Commercial - All new electrical for 4 storey private school >BP: To construct a 4 storey Private Community Centre (Group A 2) with non-encapsulated mass timber consisting of: Level 1 - restaurant (class 1 cooking operation ), art gallery with servery / demonstration kitchen ( Class 2 cooking operation) and Auditorium with 167 seats Level 2 - upper level of the Auditorium, washrooms, emergency generator room, mechanical rooms Level 3 - school ( Group A-2) Level 4 - school ( Group A2) and Class A Artist Studios ( Group A-2) all over one level of underground parking garage. Note: the restaurant and the Class A Artist Studio on the 4 th floor will operate as separate tenant spaces. The Auditorium will be available after hours for renting, too. Related AL: AL-2021-00020 - to use Article 3.2.2.58 to allow Group A-2 occupancy on the 3rd and 4th floors and to allow non-encapsulated mass timber construction. AL-2021-00021 - to use Sentence 3.2.8.2.(6) for the interconnected space between Levels 1 and 3. AL-2021-00022 -sprinkler protection glazing on Level 4 22-Sep-2021 - Stage 1 (excavation & shoring) issued. 26-Nov-2021 - Stage 2 (foundation to grade str. only) issued. | High Point Electric Ltd
PP-2022-01215 | 2022-04-13 | 6161 CAMBIE STREET, Vancouver, BC V5Z 3B2 | Plumbing Permit | Commercial | New | Issued | Commercial - Underground plumbing only >BP: To construct a 4 storey Private Community Centre (Group A 2) with non-encapsulated mass timber consisting of: Level 1 - restaurant "Cafe/Wine bar (class 1 cooking operation ), art gallery with " Servery/Demonstration kitchen " ( Class 5 cooking operation) and Auditorium with 167 seats Level 2 - upper level of the Auditorium, washrooms, mechanical rooms Level 3 - school ( Group A-2) Level 4 - school ( Group A2) and Class A Artist Studios ( Group A-2) all over one level of underground parking garage. | Inlet Mechanical Services Ltd
EP-2022-04927 | 2022-06-13 | 6161 CAMBIE STREET, Vancouver, BC V5Z 3B2 | Electrical Permit | Commercial | New | Expired | Temporary Power - Commercial - To provide temporary power. Renewal of EP-2021-04151 Valid: June 1, 2022 to May 31, 2023 | High Point Electric Ltd
EP-2023-05084 | 2023-06-07 | 6161 CAMBIE STREET, Vancouver, BC V5Z 3B2 | Electrical Permit | Commercial | New | Issued | Temporary Power - Commercial - To provide temporary power. Renewal of EP-2022-04927 Valid: June 1, 2023 to May 31, 2024 | High Point Electric Ltd
EP-2023-09400 | 2023-10-18 | 6161 CAMBIE STREET, Vancouver, BC V5Z 3B2 | Electrical Permit | Commercial | New | Issued | Installation / Repair - Commercial - Extra Low Voltage HVAC installation. >BP: To construct a 4-storey Private Community Centre (Group A 2) with non-encapsulated mass timber consisting of: Level 1 - restaurant "Cafe/Wine bar (class 1 cooking operation ), art gallery with " Servery/Demonstration kitchen " ( Class 5 cooking operation) and Auditorium with 167 seats Level 2 - washrooms, mechanical rooms Level 3 - school ( Group A-2) Level 4 - school ( Group A2) and Class A Artist Studios ( Group A-2), all over one level of underground parking garage. Stage 1: (Excavation & Shoring) ISSUED: 22.Sept.2021 Stage 2 (Foundation to Grade - Structural only)26-Nov-ISSUED: 26.Nov.2021 Stage 3 - [Full Permit) ISSUED: 08-Apr-2022 | Control Solutions Ltd
EP-2024-00668 | 2024-01-31 | 6161 CAMBIE STREET, Vancouver, BC V5Z 3B2 | Electrical Permit | Commercial | New | Issued | Installation / Repair - Commercial - Voice/Data/CCTV/Card Access >BP: To construct a 4-storey Private Community Centre (Group A 2) with non-encapsulated mass timber consisting of: Level 1 - restaurant "Cafe/Wine bar (class 1 cooking operation ), art gallery with " Servery/Demonstration kitchen " ( Class 5 cooking operation) and Auditorium with 167 seats Level 2 - washrooms, mechanical rooms Level 3 - school ( Group A-2) Level 4 - school ( Group A2) and Class A Artist Studios ( Group A-2), all over one level of underground parking garage. Stage 1: (Excavation & Shoring) ISSUED: 22.Sept.2021 Stage 2 (Foundation to Grade - Structural only)26-Nov-ISSUED: 26.Nov.2021 Stage 3 - [Full Permit) ISSUED: 08-Apr-2022 | Combined Systems Inc
EP-2024-00347 | 2024-01-18 | 6161 CAMBIE STREET, Vancouver, BC V5Z 3B2 | Electrical Permit | Commercial | New | Issued | Installation / Repair - Commercial - Installation of underground conduit for replacement of two street lights | Signal West Contracting Ltd
PP-2022-03393 | 2022-09-27 | 6261 CAMBIE STREET, Vancouver, BC V5Z 3B2 | Plumbing Permit | Commercial | New | Completed | Commercial - Installation of Backflow Preventer | Hillcrest Plumbing & Heating (1991) Ltd
GP-2022-00689 | 2022-03-03 | 5376 CECIL STREET, Vancouver, BC V5R 4E5 | Gas Permit | Residential | Renovation - Dwelling Unit(s) only | Completed | Residential - REPLACE HOT WATER TANK | 484081 BC LTD
GP-2022-03758 | 2022-11-29 | 6889 CAMBIE STREET, Vancouver, BC V6P 3H1 | Gas Permit | Residential | Addition | Completed | Residential - re and re gas cooktop | Christopher Sterling
EP-2022-08766 | 2022-10-21 | 7281 CAMBIE STREET, Vancouver, BC | Electrical Permit | Commercial | Tenant Improvement | Completed | Installation / Repair - Commercial - Voluntary upgrade of existing fire alarm system as per Bulletin 2018-004-BU/EL Option 1 - C All existing fire alarm will remain and be reused. Install relays in elevator machine room for elevator recall. Update existing annunciator to reflect new elevator recall (existing location to remain). Replace existing elevator disconnect switches with new c/w auxiliary contacts and feeders to elevator controllers. Install 3 new exits on lower parking level. Install new lobby phone in main lobby c/w 120V power and 1" EMT conduit to elevator shaft. Existing 100A electrical panel for cab lights to remain, connect to new elevator controllers. Remove existing 225A electrical panel "N" in machine room and relocate down to roof level storage area. Replace existing receptacles with new GFCI and add new in machine room. Replace existing fixtures in machine room and pit with new 4' LED fixtures c/w cages. Existing telephone line will be reused. Install new 36,000 BTU split AC unit in machine room c/w thermostat and 30A weatherproof safety switch. Install new 120 min. self-powered battery pack in machine room. Install 3 new CAT5e cables in conduit from electrical room to elevator machine room. Install three 15A/ 120V power connections with 30A/ 120V disconnects and three 30A/ 120V unfused disconnects. Assist with verification of the FA panel in conformance with CAN/ULC-S561 >Interior alterations only to provide elevator modernization and fire alarm upgrade to this existing 17 storey mutiple dwelling building with an existing single stage addressable fire alarm system. Scope: - Modernization of elevator equipment - Expand the existing fire alarm panel - New relays for elevator recall - Connection of the fire alarm system to provide elevator recall | Sasco Contractors Ltd
GP-2022-00843 | 2022-03-17 | 6675 CULLODEN STREET, Vancouver, BC V5X 4J3 | Gas Permit | Residential | Renovation - Dwelling Unit(s) only | Completed | Residential - REPLACE HWT | 484081 BC LTD
GP-2022-03788 | 2022-11-29 | 6689 CULLODEN STREET, Vancouver, BC V5X 4J3 | Gas Permit | Residential | Renovation | Completed | Residential - RE & RE Installation for a Navien Combi- Boiler | Superstar Plumbing Heating & Sprinkler Supplies Ltd
EP-2022-01615 | 2022-02-28 | 6859 CULLODEN STREET, Vancouver, BC V5X 4J5 | Electrical Permit | Residential | New | Expired | Temporary Power - Residential - To provide temporary power. | Samreet Electrical Services Ltd
PP-2022-02012 | 2022-06-13 | 6859 CULLODEN STREET, Vancouver, BC V5X 4J5 | Plumbing Permit | Residential | New | Completed | Residential - plumbing heating To construct a 2 storey + basement one-family dwelling with a secondary suite ($915,940) located in the basement. Note: This is a 2 storey building pursuant to the Zoning and Development By-Law 1- Covenant registered at the Land Title Office under CA9521304 2- No strata titling permitted 3- Bar sink proposed in the basement 4- A/C unit proposed in the rear yard 5- Schedule B: ALAN PRAHALAD - 604-831-1431 Structural & Geotechnical 6- BC Housing Residential Builder - August Construction Ltd. | Destiny Mechanical Ltd
EP-2022-03294 | 2022-04-28 | 6859 CULLODEN STREET, Vancouver, BC V5X 4J5 | Electrical Permit | Residential | New | Completed | Installation / Repair - Residential - New house construction Main services-200amp Volt-120/240 Phase-one phase 3 wire House main panel-125 Laneway main panel-125 >BP: To construct a 2 storey + basement one-family dwelling with a secondary suite ($915,940) located in the basement. Note: Parking for the site has been provided under DB-2021-05569 (Laneway House) Note: This is a 2 storey building pursuant to the Zoning and Development By-Law 1- Covenant registered at the Land Title Office under CA9521304 2- No strata titling permitted 3- Bar sink proposed in the basement 4- A/C unit proposed in the rear yard 5- Schedule B: ALAN PRAHALAD - 604-831-1431 Structural & Geotechnical 6- BC Housing Residential Builder - August Construction Ltd. | Samreet Electrical Services Ltd
PP-2022-01503 | 2022-05-03 | 6859 CULLODEN STREET, Vancouver, BC V5X 4J5 | Plumbing Permit | Residential | New | Completed | Residential - sump | GNA Contracting Ltd
SP-2022-01110 | 2022-07-11 | 6859 CULLODEN STREET, Vancouver, BC V5X 4J5 | Sprinkler Permit | Residential | New | Completed | Residential - MAIN HOUSE WITH NEW SPRINKLERS To construct a 2 storey + basement one-family dwelling with a secondary suite located in the basement. Note: This is a 2 storey building pursuant to the Zoning and Development By-Law 1- Covenant registered at the Land Title Office under CA9521304 2- No strata titling permitted 3- Bar sink proposed in the basement 4- A/C unit proposed in the rear yard 5- Schedule B: ALAN PRAHALAD - 604-831-1431 Structural & Geotechnical 6- BC Housing Residential Builder - August Construction Ltd. | BC Fire Sprinklers Ltd
GP-2022-02256 | 2022-08-02 | 6859 CULLODEN STREET, Vancouver, BC V5X 4J5 | Gas Permit | Residential | New | Completed | Residential - 1FD+SS - #1 & #2 - piping To construct a 2 storey + basement one-family dwelling with a secondary suite located in the basement. Note: Parking for the site has been provided under DB-2021-05569 (Laneway House) Note: This is a 2 storey building pursuant to the Zoning and Development By-Law 1- Covenant registered at the Land Title Office under CA9521304 2- No strata titling permitted 3- Bar sink proposed in the basement 4- A/C unit proposed in the rear yard >>>>>>>>>> Amend: January 4, 2023 -add the following: Range 60000 and bbq 20000BTU | Destiny Mechanical Ltd
EP-2022-06370 | 2022-07-28 | 6859 CULLODEN STREET, Vancouver, BC V5X 4J5 | Electrical Permit | Residential | New | Completed | Installation / Repair - Residential - tv,telephone,alarm,networking prewire and complete >BP: To construct a 2 storey + basement one-family dwelling with a secondary suite ($915,940) located in the basement. Note: Parking for the site has been provided under DB-2021-05569 (Laneway House) Note: This is a 2 storey building pursuant to the Zoning and Development By-Law 1- Covenant registered at the Land Title Office under CA9521304 2- No strata titling permitted 3- Bar sink proposed in the basement 4- A/C unit proposed in the rear yard 5- Schedule B: ALAN PRAHALAD - 604-831-1431 Structural & Geotechnical 6- BC Housing Residential Builder - August Construction Ltd. Address number assigned as per approved plans for Fire and Emergency response. The address number is to be posted and to the building and to be visible from the street in accordance with the Building By-law prior to final inspection. ******THIS PERMIT HAS BEEN ISSUED UNDER THE REQUIREMENTS OF VBBL #12511 (2019)****** | Tvisha Technologies Ltd
EP-2022-06033 | 2022-07-18 | 6905 CULLODEN STREET, Vancouver, BC V5X 4J6 | Electrical Permit | Residential | New | Expired | Temporary Power - Residential - To provide temporary power. | Eminence Electrical Ltd
MP-2022-00685 | 2022-12-11 | 6905 CULLODEN STREET, Vancouver, BC V5X 4J6 | Mechanical Permit | NULL | NULL | Completed | NULL | Sea To Sky Plumbing & Heating Supplies Ltd
EP-2022-09672 | 2022-11-22 | 6905 CULLODEN STREET, Vancouver, BC V5X 4J6 | Electrical Permit | Residential | New | Issued | Installation / Repair - Residential - Electrical permit *An approved mechanical permit is required for the installation of air conditioning or heat pump unit at the time of installation before an electrical inspection will be performed >BP: To construct a 2 storey + basement one-family dwelling with a secondary suite ($958,500) located in the basement with one open parking pad at the rear, having vehicular access from the lane. Note: This is a 2 storey building pursuant to the Zoning and Development By-Law 1- Covenant registered at the Land Title Office under CA9229771 2- No strata titling permitted 3- Bar sink proposed in basement 4- A/C unit proposed in the rear yard and upper floor 5- Schedule B: Yatendra Kumar Sharma P.Eng (778.863-7076) Structural & Geotechnical 4- HPO: Residential Builder - Vancouver Lower Mainland Construction Ltd Main house - 100a Laneway - 100a suite 60a | Eminence Electrical Ltd
PP-2022-04170 | 2022-11-21 | 6905 CULLODEN STREET, Vancouver, BC V5X 4J6 | Plumbing Permit | Residential | New | Completed | Residential - New plumbing >BP: To construct a 2 storey + basement one-family dwelling with a secondary suite ($958,500) located in the basement with one open parking pad at the rear, having vehicular access from the lane. Note: This is a 2 storey building pursuant to the Zoning and Development By-Law 1- Covenant registered at the Land Title Office under CA9229771 2- No strata titling permitted 3- Bar sink proposed in basement 4- A/C unit proposed in the rear yard and upper floor 5- Schedule B: Yatendra Kumar Sharma P.Eng (778.863-7076) Structural & Geotechnical 4- HPO: Residential Builder - Vancouver Lower Mainland Construction Ltd ******THIS PERMIT HAS BEEN ISSUED UNDER THE REQUIREMENTS OF VBBL (2019)****** | Sea To Sky Plumbing & Heating Supplies Ltd
PP-2022-03969 | 2022-11-02 | 6905 CULLODEN STREET, Vancouver, BC V5X 4J6 | Plumbing Permit | Residential | New | Completed | Residential - 1FD+SS - Sump pumps | Lally Plumbing & Heating Ltd
MP-2023-00851 | 2023-05-16 | 6905 CULLODEN STREET, Vancouver, BC V5X 4J6 | Mechanical Permit | NULL | NULL | Issued | NULL | Sea To Sky Plumbing & Heating Supplies Ltd
GP-2023-01233 | 2023-04-17 | 6905 CULLODEN STREET, Vancouver, BC V5X 4J6 | Gas Permit | Residential | New | Completed | Residential - 1 Fireplace Venting, installation and final hook up of a gas fireplace >BP: To construct a 2 storey + basement one-family dwelling with a secondary suite | Galaxy Fireplaces Ltd
EP-2023-02448 | 2023-03-24 | 6905 CULLODEN STREET, Vancouver, BC V5X 4J6 | Electrical Permit | Residential | New | Issued | Installation / Repair - Residential - Install cable, internet, tel, vacuum, camera wiring, cameras, doorbell/intercom, speakers. >BP: To construct a 2 storey + basement one-family dwelling with a secondary suite ($958,500) located in the basement with one open parking pad at the rear, having vehicular access from the lane. Note: This is a 2 storey building pursuant to the Zoning and Development By-Law 1- Covenant registered at the Land Title Office under CA9229771 2- No strata titling permitted 3- Bar sink proposed in basement 4- A/C unit proposed in the rear yard and upper floor 5- Schedule B: Yatendra Kumar Sharma P.Eng (778.863-7076) Structural & Geotechnical 4- HPO: Residential Builder - Vancouver Lower Mainland Construction Ltd ******THIS PERMIT HAS BEEN ISSUED UNDER THE REQUIREMENTS OF VBBL (2019)****** | PLANET SMART HOMES LTD.
SP-2023-00524 | 2023-03-27 | 6905 CULLODEN STREET, Vancouver, BC V5X 4J6 | Sprinkler Permit | Residential | New | Completed | Residential - 1FD+SS - New sprinkler install >DB: To construct a 2 storey + basement one-family dwelling with a secondary suite located in the basement with one open parking pad at the rear, having vehicular access from the lane. Note: This is a 2 storey building pursuant to the Zoning and Development By-Law 1- Covenant registered at the Land Title Office under CA9229771 2- No strata titling permitted 3- Bar sink proposed in basement 4- A/C unit proposed in the rear yard and upper floor | Blue Tech Mechanical Ltd
GP-2023-01060 | 2023-03-28 | 6905 CULLODEN STREET, Vancouver, BC V5X 4J6 | Gas Permit | Residential | New | Issued | Residential - 2 Range, 1 Boiler, 1 BBQ, w Fireplaces & 1 Generator New piping >BP: To construct a 2 storey + basement one-family dwelling with a secondary suite | Sea To Sky Plumbing & Heating Supplies Ltd
PP-2022-03417 | 2022-11-23 | 1761 DRUMMOND DRIVE, Vancouver, BC V6T 1B7 | Plumbing Permit | Residential | Renovation | Cancelled | Residential - DISCONTINUING OF A BACKFLOW 325748 Watts 009 RP Domestic In Boiler Rm | Hillcrest Plumbing & Heating (1967) Ltd
EP-2022-05108 | 2022-07-12 | 1784 DRUMMOND DRIVE, Vancouver, BC V6T 1B6 | Electrical Permit | Residential | New | Issued | Installation / Repair - Residential - Relocate outside receptacles -We are doing rough-in for cameras on the property. Install four outside receptacles for construction purposes. The main contract to do rough-in of the house hasn't been awarded yet. >>BP: To construct a 2 storey + Cellar one-family dwelling with an attached garage providing 2 parking spaces, having vehicular access from the lane and an open parking pad having vehicular access from Drummond Dr. Appeal#Z35694 heard by the BOV on Dec. 15th, 2020 & ALLOWED IN PART, thereby ONLY granting approval and a relaxation of the “internal area calculations”. This appeal relates to a recent DP-Permit approval issued under DP-2019-00074 *Part 3 Building *Envelope and Environmental Separation designed according to Part 5. *Associated accepted AL-2020-00018 for Uppermost to Lowest Floor Exceeding 6m *Proposed fire alarm system as noted in Term#1 1. A/C unit not proposed 2. Bar sink located in Recreation Room 3. Schedule A Teddy Lai AIBC 604-689-4449 4. Schedule B Teddy Lai AIBC 604-689-4449 Architectural 5. Schedule B Dan Wicke P.Eng 604-484-2859 Structural 6. Schedule B Mohammad Deriszadeh P.Eng 604-439-0922 Geotechnical 7. Schedule D Adam Jarolim M.Eng P.Eng 604-320-1999 8. BC Housing Nick Linden Construction West Ltd. Note: This is a 2 storey building pursuant to the Zoning and Development By-Law *****THIS PERMIT HAS BEEN ISSUED UNDER THE REQUIREMENTS OF VBBL 2019***** "Combustible projections or roof soffits on an exposing building face shall not project to less than .45m from the property line and shall be in compliance with VBBL 2019 3.2.3.6." The entire building, INCLUDING THE ATTACHED GARAGE, to be sprinklered to NFPA 13D | CY Electric Ltd
EP-2022-09473 | 2022-11-07 | 1784 DRUMMOND DRIVE, Vancouver, BC V6T 1B6 | Electrical Permit | Residential | Renovation - Dwelling Unit(s) only | Expired | Temporary Power - Residential - To provide temporary power. | CY Electric Ltd
EP-2023-10301 | 2023-11-14 | 1784 DRUMMOND DRIVE, Vancouver, BC V6T 1B6 | Electrical Permit | Residential | New | Issued | Temporary Power - Residential - To provide temporary power. | CY Electric Ltd
EP-2022-09399 | 2022-11-04 | 1818 DRUMMOND DRIVE, Vancouver, BC V6T 1B8 | Electrical Permit | Residential | Addition | Issued | Installation / Repair - Residential - Tie in to electrical panel for solar PV panels on homes rooftop. >BP: Exterior alterations to provide for the installation of twenty three (23) flush mounted solar panels on the principal One-Family Dwelling building's existing roof, and to provide for the installation of twelve (12) flush mounted solar panels on the existing flat roof of the Infill One-Family Dwelling and for the installation of thirty two (32) flush mounted solar panels on the existing flat roof of the attached three (3) car garage at the rear of this site. | Rikur Energy Inc.
NULL | NULL | 4645 DRUMMOND DRIVE, Vancouver, BC V6R 1E8 | Gas Permit | Residential | Renovation | Withdrawn | Residential - Boiler Replacement | Reid Brothers Plumbing & Heating Ltd
NULL | NULL | 4645 DRUMMOND DRIVE, Vancouver, BC V6R 1E8 | Gas Permit | Residential | Renovation | Withdrawn | Residential - Boiler Replacement | Reid Brothers Plumbing & Heating Ltd
GP-2023-00023 | 2023-01-05 | 4645 DRUMMOND DRIVE, Vancouver, BC V6R 1E8 | Gas Permit | Residential | Renovation | Completed | Residential - Boiler Replacement | Reid Brothers Plumbing & Heating Ltd
EP-2023-02340 | 2023-03-24 | 4763 DRUMMOND DRIVE, Vancouver, BC V6T 1B3 | Electrical Permit | Residential | Addition | Issued | Installation / Repair - Residential - Electrical distribution for future infill residence. Amend: Oct 12, 2023 remove the BP associated to main house | Brett Cryderman Electric Ltd
EP-2023-05515 | 2023-06-21 | 4763 DRUMMOND DRIVE, Vancouver, BC V6T 1B3 | Electrical Permit | Residential | Addition | Issued | Installation / Repair - Residential - Installation of security system. >BP: addition, alteration and change of major occupancy to convert this existing building (F3) to a two-storey one-family dwelling infill building (C) at the rear of the site. Building review branch notes: - Infill building sprinklered to NFPA 13 (required is NFPA 13R) - Infill to be upgraded as per 11.2.1.4 'reconstruction' and 11.7.1.5 - Stratification not proposed | ADT Security Services Canada Inc
EP-2023-06109 | NULL | 4763 DRUMMOND DRIVE, Vancouver, BC V6T 1B3 | Electrical Permit | Residential | New | Withdrawn | Installation / Repair - Residential - Installation of security system | ADT Security Services Canada Inc
PP-2023-00373 | 2023-02-03 | 4770 DRUMMOND DRIVE, Vancouver, BC V6T 1B4 | Plumbing Permit | Residential | New | Issued | Residential - 1FD - Sump and services | Headwater Management Ltd
EP-2022-08838 | 2022-10-17 | 4770 DRUMMOND DRIVE, Vancouver, BC V6T 1B4 | Electrical Permit | Residential | New | Expired | Temporary Power - Residential - To provide temporary power. | PRO D Electric Ltd
EP-2023-09271 | 2023-10-12 | 4770 DRUMMOND DRIVE, Vancouver, BC V6T 1B4 | Electrical Permit | Residential | New | Issued | Temporary Power - Residential - To provide temporary power. | PRO D Electric Ltd
GP-2022-02855 | 2022-09-22 | 3414 DIEPPE DRIVE, Vancouver, BC V5M 4C7 | Gas Permit | Residential | Renovation | Completed | Residential - we are replacing regular boiler and hot water tank with Navien combie | Superstar Plumbing Heating & Sprinkler Supplies Ltd
PP-2022-00493 | 2022-02-14 | 7383 DUMFRIES STREET, Vancouver, BC V5P 4W5 | Plumbing Permit | Residential | New | Completed | Residential - LWH - This is a new laneway house with 9 fixtures. To construct a 2 storey laneway house building with 1 open parking pad, providing a total of 1 parking spaces, having vehicular access from the 20' Lane. Note: This is a 1 ½ storey building pursuant to the Zoning & Development By-law. 1. Covenant not required with existing house 2. No Strata Titling permitted 3. No A/C Unit proposed | AKAL Plumbing & Heating Ltd
EP-2022-03896 | 2022-05-11 | 7383 DUMFRIES STREET, Vancouver, BC V5P 4W5 | Electrical Permit | Residential | Addition | Completed | Installation / Repair - Residential - Upgrade and relocate existing service to 200A duplex meter base 125A - Laneway main switch 100A - Main house switch Upgrade new underground service feeder Amend: Jan 19, 2023 Main House Switch to be 125 A | AMTEK Electric Ltd
NULL | NULL | 1631 DUNBAR STREET, Vancouver, BC V6R 3L7 | Electrical Permit | Residential | Renovation | Draft | Installation / Repair - Residential - Upgrading the main electrical service to the home from 100Amps to 200Amps in order to accommodate future upgrades such as air conditioning and a future electric vehicle charger down the road. | NULL
NULL | NULL | 1631 DUNBAR STREET, Vancouver, BC V6R 3L7 | Electrical Permit | Residential | Renovation | Draft | Installation / Repair - Residential - Service upgrade from 100A to 200A to accommodate a future AC unit or Electric Car Charger. | NULL
EP-2022-09227 | 2022-11-08 | 1631 DUNBAR STREET, Vancouver, BC V6R 3L7 | Electrical Permit | Residential | Renovation | Completed | Installation / Repair - Residential - Service upgrade from 100 Amps to 200 Amps to accommodate a future AC unit or EV charger. | Reliant Electric Inc
EP-2022-07447 | NULL | 1742 DUNBAR STREET, Vancouver, BC V6R 3L8 | Electrical Permit | Residential | Renovation | Withdrawn | Installation / Repair - Residential - lv wiring - alarm, data, speakers, cable | Premier Audio & Home Integration Inc
GP-2022-02201 | 2022-07-27 | 1742 DUNBAR STREET, Vancouver, BC V6R 3L8 | Gas Permit | Residential | Renovation | Completed | Residential - Installation of 1 gas fireplace-venting and hook up only Exterior and interior alterations to provide improvements to change of use from Multiple Conversion Dwelling to One-Family Dwelling in this existing Vancouver Heritage Register B building on this site. | Urban Fireplaces Ltd
GP-2022-00662 | 2022-03-02 | 2250 E 10TH AVENUE, Vancouver, BC V5N 1Y2 | Gas Permit | Residential | Addition | Completed | Residential - Gas insert fireplace installation | Vaglio Fireplace LTD
GP-2024-00164 | 2024-01-20 | 2291 E 10TH AVENUE, Vancouver, BC V5N 1Y3 | Gas Permit | Residential | Addition | Issued | Residential - Furnace re/re 70,000 BTU | HAMZEH GERAMI Dba Nation Heating & Cooling
SP-2023-01449 | 2023-08-09 | 2433 E 10TH AVENUE, Vancouver, BC V5M 4T7 | Sprinkler Permit | Commercial | Renovation - Dwelling Unit(s) only | Issued | Commercial - Add (4) new dry sprinklers - adding Dry Pendant to Exterior Balconies >BP: 2433 E 10th Avenue – Building F1: Building Permit for BP-2022-04326 (Site Permit) for exterior alterations for building envelope remediation to this existing 2-storey multiple dwelling building on this site. Scope of work includes: 1) Installation of glass canopies throughout the site at various buildings. Only select units will have glass canopies installed. 2) Replacement of existing fences and gates. Fence height is to comply with Section 10.9 of the Zoning and Development By-law. 3) No change in building height, and roof slopes are proposed. 4) Removal of unauthorized roof extension at Building D at #PH2 - 2588 E Broadway (SL 58) 5) Removal of unauthorized construction at Building D at PH3 - 2533 Penticton Street (SL43) Notes: 1. Work is for exterior repairs only. 2. No electrical or interior work proposed. 3. Application approved under VBBL 2019 (#12511) 4. Building envelope professional: Jameson Vong at 604.454.0402 >*****This application does not include any of the following: 1. Not more than 20 sprinklers (add, relocate, or remove), 2. hydraulic calculations, 3. change in occupancy and /or hazard classification, 4. warehouse storage arrangements, 5. mobile compact storage arrangements, 6. alternative solutions, 7. changes to the sprinkler system supply piping (e.g. valves, mains, cross-mains, branch-lines, etc.), or 8. flexible sprinkler pipe. | Community Fire Prevention Ltd
PP-2023-04257 | 2023-12-07 | 2054 COMOX STREET, Vancouver, BC V6G 1R8 | Plumbing Permit | Commercial | Renovation | Completed | Commercial - Install backflow preventer for irrigation connection. | Vancouver Backflow Testing Ltd
EP-2022-01516 | 2022-02-25 | 3654 CORDIALE DRIVE, Vancouver, BC | Electrical Permit | Commercial | Tenant Improvement | Completed | Installation / Repair - Commercial - Install interconnected smoke detectors, wiring in the basement up to Code. >BP: Interior alterations to finish basement with smoke detectors, new baseboard heaters and electrical wiring. To add new interior walls, storage room and ?? at this existing residential building on this site. No energy upgrade required. | VS Electric Ltd
PP-2021-04173 | 2022-01-26 | 1750 DAVIE STREET, Vancouver, BC V6G 1W3 | Plumbing Permit | Commercial | New | Completed | Commercial - INSTAL NEW CITY WATER BACKFLOW PREVENTOR AS REQUIRED BY THE COV | Inline Sales & Service Ltd
EP-2022-03245 | 2022-04-22 | 1750 DAVIE STREET, Vancouver, BC V6G 1W3 | Electrical Permit | Residential | Renovation | Completed | Installation / Repair - Residential - Unit #807 Relocated switches for kitchen and dining room light, as the existing wall will be removed. Recessed stove receptacle. Rewired the bathroom (fan, vanity light and new GFCI receptacle). Rewired the kitchen. Ran new circuits for fridge, countertop receptacle, dishwasher. Installed AFCI microwave circuit. Installed new 20A receptacle for peninsula. Replaced all receptacles and switches in the suite. Installed 2 additional LED pot lights above the kitchen peninsula. Note: there will be no alterations to the walls | ACTIVE ELECTRIC LTD.
EP-2023-10395 | 2023-12-06 | 1750 DAVIE STREET, Vancouver, BC V6G 1W3 | Electrical Permit | Commercial | Tenant Improvement | Issued | Installation / Repair - Commercial - RE & RE/Removal and replacement of Heat pump. Retrofit/Replacement Like for like exact appliance replacement. Service remained the same, breaker & electrical feed confirmed to be originally sized properly. Equipment will be replaced in the same location as the existing unit. No change in equipment capacity or fuel. | Haakon Industries (Canada) Ltd.
PP-2022-02921 | 2022-10-19 | 1755 DAVIE STREET, Vancouver, BC V6G 1W5 | Plumbing Permit | Commercial | New | Completed | Commercial - Install required RPBA AND DCVA | LNA Plumbing & Heating Ltd
PP-2022-01172 | 2022-04-06 | 1762 DAVIE STREET, Vancouver, BC V6G 1W2 | Plumbing Permit | Commercial | Renovation | Completed | Commercial - Installing 1.5" back flow and removing DCVA, as per requirements from city CROSS CONNECTION Engineer Letter uploaded | On Tap Solutions Ltd
PP-2022-00015 | 2022-02-18 | 1762 DAVIE STREET, Vancouver, BC V6G 1W2 | Plumbing Permit | Commercial | Renovation | Completed | Commercial - Installing 4" back flow and removing PRV, as per requirements from city Engineer Letter uploaded | On Tap Solutions Ltd
EP-2022-08598 | 2022-10-11 | 6642 DAWSON STREET, Vancouver, BC V5S 2W1 | Electrical Permit | Residential | New | Expired | Temporary Power - Residential - To provide temporary power. | ALPHA ONE ELECTRIC LTD
EP-2023-03946 | 2023-05-05 | 6642 DAWSON STREET, Vancouver, BC V5S 2W1 | Electrical Permit | Residential | New | Completed | Installation / Repair - Residential - Tv, telephone, security alarm prewire and complete. >BP: To construct a two-storey two-family dwelling with two secondary suites located in the basement, with a detached accessory building (garage) and open pad at the rear providing 3 parking spaces, having vehicular access from the lane. | Tvisha Technologies Ltd
SP-2023-00768 | 2023-05-04 | 6642 DAWSON STREET, Vancouver, BC V5S 2W1 | Sprinkler Permit | Residential | New | Completed | Residential - new fire sprinkler installation >BP: To construct a two-storey two-family dwelling with two secondary suites located in the basement, with a detached accessory building (garage) and open pad at the rear providing 3 parking spaces, having vehicular access from the lane. Note: This is a 2 storey building pursuant to the Zoning and Development By-Law 1. Covenant registered at the Land Title Office under CA9327175 2. No strata titling permitted 3. A/C units proposed in rear yard 4. Bar sinks proposed in main floor 5. Schedule B: Md. Shahidul Alam (604.653.7475) Structural & Geotechnical 6. HPO: Sona Development Ltd. The entire building, to be sprinklered to 2 x NFPA 13D. | Spectrum Fire Protection Ltd
GP-2023-01623 | 2023-05-24 | 6642 DAWSON STREET, Vancouver, BC V5S 2W1 | Gas Permit | Residential | New | Completed | Residential - 2 BBQ, 2 Range & 2 Boilers >BP: To construct a two-storey two-family dwelling with two secondary suites | Avion Mechanical Ltd
PP-2023-00320 | 2023-01-31 | 6642 DAWSON STREET, Vancouver, BC V5S 2W1 | Plumbing Permit | Residential | New | Completed | Residential - one sump no pump | Bhullar Excavating and Demolition
PP-2023-00765 | 2023-03-07 | 6642 DAWSON STREET, Vancouver, BC V5S 2W1 | Plumbing Permit | Residential | New | Completed | Residential - 2FD+2SS - NORTH - 6642 DAWSON ST - #1 & #2 SOUTH - 6644 DAWSON ST - #1 & #2 New plumbing >DB: To construct a two-storey two-family dwelling with two secondary suites located in the basement, with a detached accessory building (garage) and open pad at the rear providing 3 parking spaces, having vehicular access from the lane. Note: This is a 2 storey building pursuant to the Zoning and Development By-Law 1. Covenant registered at the Land Title Office under CA9327175 2. No strata titling permitted 3. A/C units proposed in rear yard 4. Bar sinks proposed in main floor The entire building, to be sprinklered to 2 x NFPA 13D. | Avion Mechanical Ltd
MP-2023-00379 | 2023-03-14 | 6642 DAWSON STREET, Vancouver, BC V5S 2W1 | Mechanical Permit | NULL | NULL | Completed | NULL | Avion Mechanical Ltd
EP-2022-05164 | NULL | 7453 CULLODEN STREET, Vancouver, BC V5X 4K3 | Electrical Permit | Residential | Tenant Improvement | Application Incomplete | Installation / Repair - Residential - Installation of ACWU #01 AWG Cable in existing main house panel and removal of existing electrical service from main house. | Hayat Electrical Ltd
PP-2022-02378 | 2022-07-12 | 3466 DIEPPE DRIVE, Vancouver, BC V5M 4C7 | Plumbing Permit | Residential | New | Completed | Residential - LWH - #3 - DWV ,waterlines and final fixtures installation To construct a 2 storey laneway house building with 1 open parking pad, providing a total of 1 parking spaces, having vehicular access from the 20' Lane. Note: This is a 1 ½ storey building pursuant to the Zoning & Development By-law. 1. Covenant not required with existing house 2. No Strata Titling permitted 3. No A/C Unit proposed | AQUIFER MECHANICAL
EP-2022-08896 | 2022-10-19 | 3466 DIEPPE DRIVE, Vancouver, BC V5M 4C7 | Electrical Permit | Residential | Renovation | Completed | Installation / Repair - Residential - service relocation to laneway house | Kaler Electrical Ltd
GP-2023-04202 | 2024-01-02 | 3556 DIEPPE DRIVE, Vancouver, BC V5M 4C7 | Gas Permit | Residential | Tenant Improvement | Completed | Residential - 1 Boiler & 1 Water Heater Replace old tank water heater with tankless water heater, and replace old boiler with high efficience boiler. | 1380102 BC Ltd
PP-2022-00273 | 2022-01-28 | 4485 DINMONT AVENUE, Vancouver, BC V5Y 2M3 | Plumbing Permit | Residential | New | Completed | Residential - 1FD - Backflow preventer for lawn irrigation To construct a 2 storey + cellar one-family dwelling with surface parking at the rear providing 1 parking space, having vehicular access from the lane. 1. No Strata Titling permitted 2. A/C Unit proposed in the Rear Yard 3. Bar sink located in basement level | Cameron Carleton Beals
EP-2023-10362 | 2023-11-20 | 1300 DISCOVERY STREET, Vancouver, BC V6R 4L9 | Electrical Permit | Commercial | NULL | Issued | Annual / Operating - ANNUAL OPERATING PERMIT RENEWAL Maintenance and minor installations to be performed under the Annual -renewal: EP-2022-09649 **Amend: Nov. 22, 2023 -VALID DATES SHOULD BE: Nov. 19, 2023 - Nov. 18, 2024 | Houle Electric Limited
EP-2022-09649 | 2022-11-16 | 1300 DISCOVERY STREET, Vancouver, BC V6R 4L9 | Electrical Permit | Commercial | NULL | Expired | Annual / Operating - ANNUAL OPERATING PERMIT RENEWAL Valid Nov,19/2022 until Nove 18, 2023 Previous permit EP-2021-09334 Maintenance and minor installations to be performed under the Annual Operating Permit. | Houle Electric Limited
SP-2023-00635 | NULL | 1300 DISCOVERY STREET, Vancouver, BC V6R 4L9 | Sprinkler Permit | Commercial | Renovation | Withdrawn | Commercial - **BUILDING PERMIT REQ Relocating and lowering the 1" sprinkler line to accommodate the removal of existing skylight *****This application does not include any of the following: 1. Not more than 20 sprinklers (add, relocate, or remove), 2. hydraulic calculations, 3. change in occupancy and /or hazard classification, 4. warehouse storage arrangements, 5. mobile compact storage arrangements, 6. alternative solutions, 7. changes to the sprinkler system supply piping (e.g. valves, mains, cross-mains, branch-lines, etc.), or 8. flexible sprinkler pipe. | 0777792 BC Ltd
NULL | NULL | 1515 DISCOVERY STREET, Vancouver, BC | Electrical Permit | Residential | Renovation | Withdrawn | Installation / Repair - Residential - install heat pump hot water tank | Milani Electric Limited
PP-2022-01368 | 2022-04-22 | 2475 DISCOVERY STREET, Vancouver, BC V6R 3Y4 | Plumbing Permit | Residential | New | Issued | Residential - Install 2 outside sumps, no pump | Canadian Excavating Ltd
EP-2022-03082 | 2022-04-14 | 2475 DISCOVERY STREET, Vancouver, BC V6R 3Y4 | Electrical Permit | Residential | New | Expired | Temporary Power - Residential - To provide temporary power. | 523 Construction Ltd
SP-2023-01450 | 2023-08-09 | 2483 E 10TH AVENUE, Vancouver, BC V5M 4T7 | Sprinkler Permit | Commercial | Renovation - Dwelling Unit(s) only | Issued | Commercial - Add (4) new sprinklers -adding Dry Pendant to exterior Balconies >BP: 2483 E 10th Avenue – Building F2: Building Permit for BP-2022-04326 (Site Permit) for exterior alterations for building envelope remediation to this existing 2-storey multiple dwelling building on this site. Scope of work includes: 1) Installation of glass canopies throughout the site at various buildings. Only select units will have glass canopies installed. 2) Replacement of existing fences and gates. Fence height is to comply with Section 10.9 of the Zoning and Development By-law. 3) No change in building height, and roof slopes are proposed. 4) Removal of unauthorized roof extension at Building D at #PH2 - 2588 E Broadway (SL 58) 5) Removal of unauthorized construction at Building D at PH3 - 2533 Penticton Street (SL43) Notes: 1. Work is for exterior repairs only. 2. No electrical or interior work proposed. 3. Application approved under VBBL 2019 (#12511) 4. Building envelope professional: Jameson Vong at 604.454.0402 >*****This application does not include any of the following: 1. Not more than 20 sprinklers (add, relocate, or remove), 2. hydraulic calculations, 3. change in occupancy and /or hazard classification, 4. warehouse storage arrangements, 5. mobile compact storage arrangements, 6. alternative solutions, 7. changes to the sprinkler system supply piping (e.g. valves, mains, cross-mains, branch-lines, etc.), or 8. flexible sprinkler pipe. | Community Fire Prevention Ltd
SP-2023-01451 | 2023-08-09 | 2523 E 10TH AVENUE, Vancouver, BC V5M 4T7 | Sprinkler Permit | Commercial | Renovation - Dwelling Unit(s) only | Issued | Commercial - Add (4) new Dry Sprinklers -EXTERIOR SPRINKLER WORK ONLY >BP: 2523 E 10th Avenue – Building F3: Building Permit for BP-2022-04326 (Site Permit) for exterior alterations for building envelope remediation to this existing 2-storey multiple dwelling building on this site. Scope of work includes: 1) Installation of glass canopies throughout the site at various buildings. Only select units will have glass canopies installed. 2) Replacement of existing fences and gates. Fence height is to comply with Section 10.9 of the Zoning and Development By-law. 3) No change in building height, and roof slopes are proposed. 4) Removal of unauthorized roof extension at Building D at #PH2 - 2588 E Broadway (SL 58) 5) Removal of unauthorized construction at Building D at PH3 - 2533 Penticton Street (SL43) Notes: 1. Work is for exterior repairs only. 2. No electrical or interior work proposed. 3. Application approved under VBBL 2019 (#12511) 4. Building envelope professional: Jameson Vong at 604.454.0402 >*****This application does not include any of the following: 1. Not more than 20 sprinklers (add, relocate, or remove), 2. hydraulic calculations, 3. change in occupancy and /or hazard classification, 4. warehouse storage arrangements, 5. mobile compact storage arrangements, 6. alternative solutions, 7. changes to the sprinkler system supply piping (e.g. valves, mains, cross-mains, branch-lines, etc.), or 8. flexible sprinkler pipe. | Community Fire Prevention Ltd
GP-2023-03929 | 2023-12-11 | 2559 DUNDAS STREET, Vancouver, BC V5K 1P7 | Gas Permit | Residential | Renovation | Completed | Residential - Replace existing hot water tank and furnace | CJ Gas Services Ltd
SP-2023-01227 | 2023-07-12 | 2560 DUNDAS STREET, Vancouver, BC V5K 1P8 | Sprinkler Permit | Residential | New | Issued | Residential - Install sprinklers in Duplex -The entire building, to be sprinklered to 2 x NFPA 13D. >BP: To construct a two-storey two-family dwelling with One secondary suites located in the basement, with a detached accessory building (garage) and an open parking space at the rear providing 3 parking spaces, having vehicular access from the lane. Note: This is a 2 storey building pursuant to the Zoning and Development By-Law 1. A/C units proposed in rear yard 2. Bar sinks proposed in main floor 3. Schedule B: Makhan S. Dhillon, P.Eng (604.537.6271) Structural & Geotechnical 4. HPO: Golden Fortune Construction Ltd. ******THIS PERMIT HAS BEEN ISSUED UNDER THE REQUIREMENTS OF VBBL #12511 (2019)****** | Gold Key Fire Protection Ltd
GP-2023-01971 | 2023-06-30 | 2560 DUNDAS STREET, Vancouver, BC V5K 1P8 | Gas Permit | Residential | New | Issued | Residential - To install piping and appliances for a new duplex with complete installation. >BP: To construct a two-storey two-family dwelling with One secondary suites located in the basement, with a detached accessory building (garage) and an open parking space at the rear providing 3 parking spaces, having vehicular access from the lane. | Skyway Plumbing & gas Ltd
EP-2023-04538 | 2023-06-01 | 2560 DUNDAS STREET, Vancouver, BC V5K 1P8 | Electrical Permit | Residential | New | Completed | Installation / Repair - Residential - New duplex house. 1 with legal suite.car charger,stove >BP: To construct a two-storey two-family dwelling with One secondary suites located in the basement, with a detached accessory building (garage) and an open parking space at the rear providing 3 parking spaces, having vehicular access from the lane. Note: This is a 2 storey building pursuant to the Zoning and Development By-Law 1. A/C units proposed in rear yard 2. Bar sinks proposed in main floor 3. Schedule B: Makhan S. Dhillon, P.Eng (604.537.6271) Structural & Geotechnical 4. HPO: Golden Fortune Construction Ltd. ******THIS PERMIT HAS BEEN ISSUED UNDER THE REQUIREMENTS OF VBBL #12511 (2019)****** Combustible projections or roof soffits on an exposing building face shall not project to less than .45m from the property line and shall be in compliance with VBBL 2019 9.10.15.5.(9) The entire building, to be sprinklered to 2 x NFPA 13D. | Maple Leaf Electrical Ltd
PP-2023-01543 | 2023-05-02 | 2560 DUNDAS STREET, Vancouver, BC V5K 1P8 | Plumbing Permit | Residential | New | Issued | Residential - 2FD+SS - FRONT - 2560 DUNDAS ST - #1 & #2 BACK - 2558 DUNDAS ST To install piping and fixtures for a new duplex. The entire building, to be sprinklered to 2 x NFPA 13D. >DB: To construct a two-storey two-family dwelling with One secondary suites located in the basement, with a detached accessory building (garage) and an open parking space at the rear providing 3 parking spaces, having vehicular access from the lane. Note: This is a 2 storey building pursuant to the Zoning and Development By-Law 1. A/C units proposed in rear yard 2. Bar sinks proposed in main floor | Skyway Plumbing & gas Ltd
MP-2023-00802 | 2023-05-09 | 2560 DUNDAS STREET, Vancouver, BC V5K 1P8 | Mechanical Permit | NULL | NULL | Issued | NULL | Skyway Plumbing & gas Ltd
EP-2023-04926 | 2023-06-02 | 2560 DUNDAS STREET, Vancouver, BC V5K 1P8 | Electrical Permit | Residential | New | Completed | Installation / Repair - Residential - Install extra low voltage. >BP: To construct a two-storey two-family dwelling with One secondary suites located in the basement, with a detached accessory building (garage) and an open parking space at the rear providing 3 parking spaces, having vehicular access from the lane. Note: This Building Permit will remain in a suspended status until the associated (green) Demolition Permit BP-2022-01991 is completed. Note: This is a 2 storey building pursuant to the Zoning and Development By-Law 1. A/C units proposed in rear yard 2. Bar sinks proposed in main floor 3. Schedule B: Makhan S. Dhillon, P.Eng (604.537.6271) Structural & Geotechnical 4. HPO: Golden Fortune Construction Ltd. ******THIS PERMIT HAS BEEN ISSUED UNDER THE REQUIREMENTS OF VBBL #12511 (2019)****** Combustible projections or roof soffits on an exposing building face shall not project to less than .45m from the property line and shall be in compliance with VBBL 2019 9.10.15.5.(9) The entire building, to be sprinklered to 2 x NFPA 13D. | AJ INTEGRATED SERVICES LTD
PP-2023-00607 | 2023-02-21 | 2560 DUNDAS STREET, Vancouver, BC V5K 1P8 | Plumbing Permit | Residential | New | Issued | Residential - Sump >BP: To construct a two-storey two-family dwelling with One secondary suites located in the basement, with a detached accessory building (garage) and an open parking space at the rear providing 3 parking spaces, having vehicular access from the lane. | Canadian Excavating Ltd
EP-2022-05670 | 2022-07-05 | 2560 DUNDAS STREET, Vancouver, BC V5K 1P8 | Electrical Permit | Residential | New | Expired | Temporary Power - Residential - To provide temporary power. Amend: Aug 3, 2022 correct the address on permit - Right address is 2560 DUNDAS STREET | Maple Leaf Electrical Ltd
EP-2023-09456 | 2023-10-18 | 2565 DUNDAS STREET, Vancouver, BC V5K 1P7 | Electrical Permit | Residential | New | Issued | Temporary Power - Residential - To provide temporary power. | Incircle Service Group Inc
PP-2022-04061 | 2022-11-10 | 2586 DUNDAS STREET, Vancouver, BC V5K 1P8 | Plumbing Permit | Residential | Renovation | Completed | Residential - sump Case File CF-2022-012246 x 2 | Groundhog Excavating Ltd
EP-2023-08964 | 2023-10-06 | 2607 DUNDAS STREET, Vancouver, BC V5K 1R1 | Electrical Permit | Residential | Renovation | Completed | Installation / Repair - Residential - Electrical service upgrade from 30 A 120/240 V 1 phase 3 wires to 100 A 120/240 V 1 phase 3 wires, install the new electrical panel 100A 120/240V 1 phase 3 wire, and re-connect the existing electrical panel. | SNG Electric Ltd
EP-2022-05430 | 2022-07-06 | 2610 DUNDAS STREET, Vancouver, BC V5K 1P9 | Electrical Permit | Residential | Addition | Completed | Installation / Repair - Residential - Solar photovoltaic system - 8.65 kW Solar panel installation >BP: To install solar panels on the roof of this existing existing one family dwelling with a secondary suite. | Four Stones Electric Ltd
EP-2022-04297 | 2022-05-24 | 2624 DUNDAS STREET, Vancouver, BC V5K 1P9 | Electrical Permit | Residential | New | Expired | Temporary Power - Residential - To provide temporary power. | OPTIMUM ELECTRICAL LTD
PP-2022-03352 | 2022-09-22 | 2624 DUNDAS STREET, Vancouver, BC V5K 1P9 | Plumbing Permit | Residential | New | Completed | Residential - Sump | AKAL DEMOLITION & EXCAVATING LTD
MP-2022-00556 | 2022-11-10 | 2624 DUNDAS STREET, Vancouver, BC V5K 1P9 | Mechanical Permit | NULL | NULL | Completed | NULL | East West Plumbing (2007) Ltd
GP-2022-03534 | 2022-11-14 | 2624 DUNDAS STREET, Vancouver, BC V5K 1P9 | Gas Permit | Residential | New | Completed | Residential - 2FD+2LO's - FRONT - 2624 DUNDAS ST - #1 & #2 BACK - 2622 DUNDAS ST - #1 & #2 fixtures >DB: To construct a 2 storey two-family dwelling with 2 lock-off units located in the Basement with a detached accessory building (garage) and 1 open parking at the rear providing 2 parking spaces, having vehicular access from the lane. 1. Covenant registered at the Land Title Office under CA9602848 2. A/C proposed – Exterior components located in rear yard, Interior components located in 2nd floor closets 3. Bar sink not proposed. AMEND: FEB 7/2023 ADD TWO BOILER 150,000 BTU EACH | East West Plumbing (2007) Ltd
SP-2022-01911 | 2022-11-16 | 2624 DUNDAS STREET, Vancouver, BC V5K 1P9 | Sprinkler Permit | Residential | New | Completed | Residential - fixtures >BP: To construct a 2 storey two-family dwelling with 2 lock-off units located in the Basement ($718,250.00) with a detached accessory building (garage) and 1 open parking at the rear providing 2 parking spaces, having vehicular access from the lane. 1. Covenant registered at the Land Title Office under CA9602848 2. A/C proposed – Exterior components located in rear yard, Interior components located in 2nd floor closets 3. Bar sink not proposed. 4. Schedule B: (SHAHIDUL ALAM, P.Eng, - 604-6537475.) Structural & Geotechnical 5. HPO: Residential Builder- (ABC DRYWALL LTD.) | East West Plumbing (2007) Ltd
PP-2022-03904 | 2022-10-31 | 2624 DUNDAS STREET, Vancouver, BC V5K 1P9 | Plumbing Permit | Residential | New | Completed | Residential - 2FD+2LO's - FRONT - 2624 DUNDAS ST - #1 & #2 BACK - 2622 DUNDAS ST - #1 & #2 fixtures >DB: To construct a 2 storey two-family dwelling with 2 lock-off units located in the Basement ($718,250.00) with a detached accessory building (garage) and 1 open parking at the rear providing 2 parking spaces, having vehicular access from the lane. 1. Covenant registered at the Land Title Office under CA9602848 2. A/C proposed – Exterior components located in rear yard, Interior components located in 2nd floor closets 3. Bar sink not proposed. | East West Plumbing (2007) Ltd
EP-2022-10667 | 2023-01-09 | 2624 DUNDAS STREET, Vancouver, BC V5K 1P9 | Electrical Permit | Residential | New | Completed | Installation / Repair - Residential - rough wiring, finishing and service of new duplex home >BP: To construct a 2 story two-family dwelling with 2 lock-off units located in the Basement with a detached accessory building (garage) and 1 open parking at the rear providing 2 parking spaces, having vehicular access from the lane. 1. Covenant registered at the Land Title Office under CA9602848 2. A/C proposed – Exterior components located in rear yard, Interior components located in 2nd floor closets 3. Bar sink not proposed. 4. Schedule B: (SHAHIDUL ALAM, P.Eng, - 604-6537475.) Structural & Geotechnical 5. HPO: Residential Builder- (ABC DRYWALL LTD.) | OPTIMUM ELECTRICAL LTD
EP-2023-00273 | 2023-01-13 | 2624 DUNDAS STREET, Vancouver, BC V5K 1P9 | Electrical Permit | Residential | New | Completed | Installation / Repair - Residential - low voltage wiring and complete security alarm systems, network and cable >BP: To construct a 2 storey two-family dwelling with 2 lock-off units located in the Basement ($718,250.00) with a detached accessory building (garage) and 1 open parking at the rear providing 2 parking spaces, having vehicular access from the lane. 1. Covenant registered at the Land Title Office under CA9602848 2. A/C proposed – Exterior components located in rear yard, Interior components located in 2nd floor closets 3. Bar sink not proposed. 4. Schedule B: (SHAHIDUL ALAM, P.Eng, - 604-6537475.) Structural & Geotechnical 5. HPO: Residential Builder- (ABC DRYWALL LTD.) Note: This is a 2 storey building pursuant to the Zoning and Development By-Law **THIS PERMIT HAS BEEN ISSUED UNDER THE REQUIREMENTS OF VBBL #12511 (2019)** | Tutronic Security Sytem Co Ltd
GP-2023-03511 | 2023-11-13 | 2679 DUNDAS STREET, Vancouver, BC V5K 1R1 | Gas Permit | Residential | Renovation - Dwelling Unit(s) only | Completed | Residential - Furnace Replacement | General Heating Ltd
EP-2022-00152 | 2022-01-10 | 2697 DUNDAS STREET, Vancouver, BC V5K 1R1 | Electrical Permit | Residential | New | Expired | Temporary Power - Residential - To provide temporary power. | Indy Electrical Ltd
SP-2022-00806 | 2022-05-24 | 2697 DUNDAS STREET, Vancouver, BC V5K 1R1 | Sprinkler Permit | Residential | New | Completed | Residential - new sprinkler installation To construct a 2.5 storey two-family dwelling with a detached accessory building (garage) and 1 open parking at the rear providing 3 parking spaces, having vehicular access from the 20' lane. The entire building, INCLUDING THE ATTACHED GARAGE (if applicable), to be sprinklered to 2 x NFPA 13D 1. No Strata Titling permitted 2. A/C proposed – Exterior component located in rear, Interior component located in Second Floor 3. Schedule B: (Y.K. Sharma) P.Eng (778.863.7076) Structural & Geotechnical 4. HPO: Residential Builder- Pavarya Homes Inc | Real Tech Fire Protection Ltd
EP-2022-04312 | 2022-05-25 | 2697 DUNDAS STREET, Vancouver, BC V5K 1R1 | Electrical Permit | Residential | New | Completed | Installation / Repair - Residential - Alarm, TV, TEL, NET, CCTV, Intercom >BP: To construct a 2.5 storey two-family dwelling ($722,845) with a detached accessory building (garage) and 1 open parking at the rear providing 3 parking spaces, having vehicular access from the 20' lane. The entire building, INCLUDING THE ATTACHED GARAGE (if applicable), to be sprinklered to 2 x NFPA 13D 1. No Strata Titling permitted 2. A/C proposed – Exterior component located in rear, Interior component located in Second Floor 3. Schedule B: (Y.K. Sharma) P.Eng (778.863.7076) Structural & Geotechnical 4. HPO: Residential Builder- Pavarya Homes Inc Note: This is a 2.5 storey building pursuant to the Zoning and Development By-Law Address Information: Principle Dwelling (North): 5 North Slocan St Principle Dwelling (South): 2697 Dundas Street Address numbers assigned as per approved plans for Fire and Emergency response. The address numbers are to be posted to the building to be visible from the street and in accordance with the Building By-law prior to final inspection. **THIS PERMIT HAS BEEN ISSUED UNDER THE REQUIREMENTS OF VBBL #12511 (2019)** | Covert Security Solutions Inc
GP-2022-01615 | 2022-05-27 | 2697 DUNDAS STREET, Vancouver, BC V5K 1R1 | Gas Permit | Residential | New | Completed | Residential - Gas piping of a Duplex House >BP: To construct a 2.5 storey two-family dwelling ($722,845) with a detached accessory building (garage) and 1 open parking at the rear providing 3 parking spaces, having vehicular access from the 20' lane. The entire building, INCLUDING THE ATTACHED GARAGE (if applicable), to be sprinklered to 2 x NFPA 13D 1. No Strata Titling permitted 2. A/C proposed – Exterior component located in rear, Interior component located in Second Floor 3. Schedule B: (Y.K. Sharma) P.Eng (778.863.7076) Structural & Geotechnical 4. HPO: Residential Builder- Pavarya Homes Inc Note: This is a 2.5 storey building pursuant to the Zoning and Development By-Law Address Information: Principle Dwelling (North): 5 North Slocan St Principle Dwelling (South): 2697 Dundas Street Address numbers assigned as per approved plans for Fire and Emergency response. The address numbers are to be posted to the building to be visible from the street and in accordance with the Building By-law prior to final inspection. **THIS PERMIT HAS BEEN ISSUED UNDER THE REQUIREMENTS OF VBBL #12511 (2019)** | Karan Plumbing & Heating Ltd
GP-2022-01794 | 2022-06-14 | 2697 DUNDAS STREET, Vancouver, BC V5K 1R1 | Gas Permit | Residential | New | Completed | Residential - Duplex , one fireplace each house >BP: To construct a 2.5 storey two-family dwelling ($722,845) with a detached accessory building (garage) and 1 open parking at the rear providing 3 parking spaces, having vehicular access from the 20' lane. | Canadian Fireplace Ltd
EP-2022-03759 | 2022-05-09 | 2697 DUNDAS STREET, Vancouver, BC V5K 1R1 | Electrical Permit | Residential | New | Completed | Installation / Repair - Residential - 2FD - NORTH UNIT - 5 NORTH SLOCAN ST SOUTH UNIT - 2697 DUNDAS ST Overhead main 200 Amps Electrical service for Duplex and each house 125 Amps service each . All new electrical rough wiring and finishing To construct a 2.5 storey two-family dwelling ($722,845) with a detached accessory building (garage) and 1 open parking at the rear providing 3 parking spaces, having vehicular access from the 20' lane. The entire building, INCLUDING THE ATTACHED GARAGE (if applicable), to be sprinklered to 2 x NFPA 13D 1. No Strata Titling permitted 2. A/C proposed – Exterior component located in rear, Interior component located in Second Floor | Boss Electric Ltd.
PP-2022-01372 | 2022-04-25 | 2697 DUNDAS STREET, Vancouver, BC V5K 1R1 | Plumbing Permit | Residential | New | Completed | Residential - 2FD - NORTH UNIT - 5 NORTH SLOCAN ST SOUTH UNIT - 2697 DUNDAS ST Plumbing of a New House To construct a 2.5 storey two-family dwelling with a detached accessory building (garage) and 1 open parking at the rear providing 3 parking spaces, having vehicular access from the 20' lane. The entire building, INCLUDING THE ATTACHED GARAGE (if applicable), to be sprinklered to 2 x NFPA 13D 1. No Strata Titling permitted 2. A/C proposed – Exterior component located in rear, Interior component located in Second Floor | Karan Plumbing & Heating Ltd
PP-2022-00909 | 2022-03-18 | 2697 DUNDAS STREET, Vancouver, BC V5K 1R1 | Plumbing Permit | Residential | New | Completed | Residential - 2FD - NORTH UNIT - 5 NORTH SLOCAN ST SOUTH UNIT - 2697 DUNDAS ST outside sumping To construct a 2.5 storey two-family dwelling with a detached accessory building (garage) and 1 open parking at the rear providing 3 parking spaces, having vehicular access from the 20' lane. The entire building, INCLUDING THE ATTACHED GARAGE (if applicable), to be sprinklered to 2 x NFPA 13D 1. No Strata Titling permitted 2. A/C proposed – Exterior component located in rear, Interior component located in Second Floor | Metro Contracting Ltd
GP-2023-02283 | 2023-08-01 | 4211 CYPRESS STREET, Vancouver, BC V6J 3P7 | Gas Permit | Residential | Renovation - Dwelling Unit(s) only | Completed | Residential - Installing one gas furnace | Reid Brothers Plumbing & Heating Ltd
GP-2023-02736 | 2023-09-19 | 4410 CYPRESS STREET, Vancouver, BC V6J 3R1 | Gas Permit | Residential | Renovation | Completed | Residential - Replacement furnace | BC Wide Home Services
PP-2023-03695 | 2023-10-19 | 4908 CYPRESS STREET, Vancouver, BC V6M 3P8 | Plumbing Permit | Residential | Renovation | Issued | Residential - new plumbing complete >BP: interior alterations to renovate this existing Single Detached House on this site. The scope includes to replace all the windows with USI 1.22 or lower. No change to size or quantity. Paint and change flooring throughout. Add 1 sink in master bath. | Avion Mechanical Ltd
GP-2023-02841 | 2023-09-28 | 4908 CYPRESS STREET, Vancouver, BC V6M 3P8 | Gas Permit | Residential | Renovation | Cancelled | Residential - Replace a high efficiency gas furnace >BP: interior alterations to renovate this existing Single Detached House on this site. The scope includes to replace all the windows with USI 1.22 or lower. No change to size or quantity. Paint and change flooring throughout. Add 1 sink in master bath. (CF-2023-006526) | Call 4 Heat Ltd
GP-2023-03610 | 2023-11-20 | 4908 CYPRESS STREET, Vancouver, BC V6M 3P8 | Gas Permit | Residential | Renovation | Issued | Residential - 1 Range & 1 Boiler complete gas work >BP: interior alterations to renovate this existing Single Detached House on this site. The scope includes to replace all the windows with USI 1.22 or lower. No change to size or quantity. Paint and change flooring throughout. Add 1 sink in master bath. Note to applicant: The services of a structural engineer may be required, based upon site inspection by the District Building Inspector. A Sprinkler permit may be required, as determined by the District Building Inspector. Energy checklist is currently no longer required with your Building Permit (BP) application. Some supporting documents are still required at BP stage, specifically Envelope and HVAC, if applicable. Service Water Heating and Lighting supporting documents, if applicable, must be submitted with your related Trades permits (e.g. electrical and plumbing) (CF-2023-006526) | Avion Mechanical Ltd
NULL | NULL | 4908 CYPRESS STREET, Vancouver, BC V6M 3P8 | Mechanical Permit | NULL | NULL | Draft | NULL | NULL
NULL | NULL | 4908 CYPRESS STREET, Vancouver, BC V6M 3P8 | Mechanical Permit | NULL | NULL | Draft | NULL | NULL
NULL | NULL | 4908 CYPRESS STREET, Vancouver, BC V6M 3P8 | Mechanical Permit | NULL | NULL | Draft | NULL | NULL
EP-2023-07648 | 2023-09-18 | 4908 CYPRESS STREET, Vancouver, BC V6M 3P8 | Electrical Permit | Residential | Renovation | Issued | Installation / Repair - Residential - ¦ 1FD- 200A SERVICE UPGRADE/ CF-2023-006526 ¦ TO CONTINUE WORK STARTED BY others (EP-2023-03512) -CF-2023-006526 *An approved mechanical permit is required for the installation of air conditioning or heat pump unit at the time of installation before an electrical inspection will be performed >Permit Amendment Jan ??, 2024 -Document Review: Rejected ¦ -"Update the load calculation" ¦ -Document(s) uploaded to "Application Documents" tab for Electrical Inspector review. Electrical contractor to request an electrical inspection online for the District Electrical Inspector to review document(s): https://plposweb.vancouver.ca/Public/Login.aspx ¦ Include "Document review only" in the requestor comments >Permit Amendment Jan 03, 2024 -"Change the over head service to underground service" *Document(s) uploaded to "Application Documents" tab for Electrical Inspector review. Documents are at pending status at time of permit amendment approval >Permit Amendment Nov 02, 2023 -"update load calculation form" *Document(s) uploaded to "Application Documents" tab for Electrical Inspector review. Documents are at pending status at time of permit amendment approval upgrade power from 100A to 200A, upgrade main panel to 200A. replace all old wires to new wiring. replace all receptacles, replace all lightings. >BP: interior alterations to renovate this existing Single Detached House on this site. The scope includes to replace all the windows with USI 1.22 or lower. No change to size or quantity. Paint and change flooring throughout. Add 1 sink in master bath. | Long Yuan Decoration Ltd
EP-2023-03512 | 2023-04-26 | 4908 CYPRESS STREET, Vancouver, BC V6M 3P8 | Electrical Permit | Residential | Addition | Expired | Installation / Repair - Residential - UPGRADE ELECTRICAL SERVICE FROM 100A TO 200A. Install an EV charger and branch circuit (11400W). | ENT Electric Ltd.
GP-2022-02318 | 2022-08-08 | 5057 CYPRESS STREET, Vancouver, BC V6M 3P9 | Gas Permit | Residential | Addition | Completed | Residential - Gas Insert fireplace installation | Vaglio Fireplace LTD
GP-2023-01412 | 2023-05-01 | 5080 CYPRESS STREET, Vancouver, BC V6M 3R2 | Gas Permit | Residential | Renovation | Completed | Residential - re and re boiler | Anion Contracting Group Inc
NULL | NULL | 1349 CONNAUGHT DRIVE, Vancouver, BC V6H 2H4 | Plumbing Permit | Residential | New | Draft | Residential - Irrigation system for house landscape | West Van Irrigation Ltd
NULL | NULL | 1349 CONNAUGHT DRIVE, Vancouver, BC V6H 2H4 | Plumbing Permit | Residential | New | Draft | Residential - Installation of outdoor irrigation system | West Van Irrigation Ltd
PP-2023-00542 | 2023-02-15 | 1349 CONNAUGHT DRIVE, Vancouver, BC V6H 2H4 | Plumbing Permit | Residential | New | Completed | Residential - Installation of outdoor Irrigation system | West Van Irrigation Ltd
EP-2022-04626 | 2022-06-02 | 7495 CULLODEN STREET, Vancouver, BC V5X 4K3 | Electrical Permit | Residential | Renovation | Completed | Installation / Repair - Residential - Underground feed from laneway house to main house. | G.S.G. Electric Ltd.
GP-2023-02694 | 2023-09-13 | 6533 CYPRESS STREET, Vancouver, BC V6P 5L5 | Gas Permit | Residential | Renovation | Completed | Residential - Boiler re and re | Superior Gas Installations & Service Ltd
GP-2022-03785 | 2022-11-29 | 6539 CYPRESS STREET, Vancouver, BC V6P 5L5 | Gas Permit | Residential | Renovation | Completed | Residential - Re&re Boiler | Milani Plumbing Heating & Air Conditioning Ltd
GP-2023-02126 | 2023-07-18 | 4774 DUMFRIES STREET, Vancouver, BC V5N 3T6 | Gas Permit | Residential | Renovation | Completed | Residential - R and R gas boiler | Proflow Plumbing Heating Gas Limited
GP-2023-00049 | 2023-01-05 | 1363 DOGWOOD AVENUE, Vancouver, BC V6P 1J7 | Gas Permit | Residential | Renovation | Completed | Residential - BOILER REPLACE | SUNFLOWER HOME SERVICE LTD
EP-2023-07029 | 2023-08-02 | 6368 DUMFRIES STREET, Vancouver, BC V5P 3B4 | Electrical Permit | Residential | New | Issued | Temporary Power - Residential - To provide temporary power. | SAAB ELECTRIC LTD
PP-2024-00195 | 2024-01-25 | 6368 DUMFRIES STREET, Vancouver, BC V5P 3B4 | Plumbing Permit | Residential | New | Issued | Residential - 2FD+2SS - NORTH - 6368 DUMFRIES ST - #1 & #2 SOUTH - 6370 DUMFRIES ST - #1 & #2 This is a new duplex house with 32 fixtures >DB: To construct a 2.5 storey duplex with 2 secondary suites located in the Basement with a detached accessory building (garage) and 1 open parking at the rear providing 2 parking spaces, having vehicular access from the lane. 1. Covenant registered at the Land Title Office under CB883899 2. External Mechanical Unit Proposed – Exterior components located in the rear yard, Interior components located in the Multi-Purpose Room (top floor). 3. Bar sink not proposed. ***This permit is issued under the VBBL 2019, with updated energy requirements as per bylaw # 12997 effective Jan 01, 2022.*** | AKAL Plumbing & Heating Ltd
PP-2023-04279 | 2023-12-08 | 6368 DUMFRIES STREET, Vancouver, BC V5P 3B4 | Plumbing Permit | Residential | New | Issued | Residential - 2FD+2SS - Install one sump without pump | Van-City Excavating Ltd
PP-2022-00254 | 2022-01-26 | 5540 DUMFRIES STREET, Vancouver, BC V5P 3A6 | Plumbing Permit | Residential | New | Completed | Residential - 1FD+SS - #1 & #2 - sump installation To construct a 2 storey + basement one-family dwelling with a secondary suite located in the basement. Note: This is a 2 storey building pursuant to the Zoning and Development By-Law 1- Covenant to be registered at the Land Title Office prior to sheathing inspection. 2- No strata titling permitted 3- Bar sink proposed in the basement 4- No A/C unit proposed | Kingsman Excavating Ltd.
SP-2022-00883 | 2022-06-01 | 5540 DUMFRIES STREET, Vancouver, BC V5P 3A6 | Sprinkler Permit | Residential | New | Completed | Residential - Install sprinklers in sfd To construct a 2 storey + basement one-family dwelling with a secondary suite located in the basement. Note: This is a 2 storey building pursuant to the Zoning and Development By-Law 1- Covenant to be registered at the Land Title Office prior to sheathing inspection. 2- No strata titling permitted 3- Bar sink proposed in the basement 4- No A/C unit proposed 5- Schedule B: Alan Prahalad P.Eng. (604-831-4431) Structural & Geotechnical Seyed A. Pishvaei, P.Eng. (604-992-9481) Structural (Glass Guard) 6- HPO: Residential Builder - Modern Styles Home Ltd. | Gold Key Fire Protection Ltd
EP-2022-04443 | 2022-05-27 | 5540 DUMFRIES STREET, Vancouver, BC V5P 3A6 | Electrical Permit | Residential | New | Completed | Installation / Repair - Residential - Tv,telephone , alarm prewire and complete >BP: To construct a 2 storey + basement one-family dwelling with a secondary suite ($915,075.00) located in the basement. Note: This is a 2 storey building pursuant to the Zoning and Development By-Law 1- Covenant to be registered at the Land Title Office prior to sheathing inspection. 2- No strata titling permitted 3- Bar sink proposed in the basement 4- No A/C unit proposed 5- Schedule B: Alan Prahalad P.Eng. (604-831-4431) Structural & Geotechnical Seyed A. Pishvaei, P.Eng. (604-992-9481) Structural (Glass Guard) 6- HPO: Residential Builder - Modern Styles Home Ltd. Address Note: #1-5540 Dumfries St - One Family Dwelling (1st & 2nd floor, north portion of basement) #2-5540 Dumfries St - Secondary Suite (south portion of basement) As a result of the addition of a secondary suite, the existing laneway house address, 5546 Dumfries St, has been cancelled and replaced with a suite number. The site is now as follows: #1-5540 Dumfries St = Principal Dwelling #2-5540 Dumfries St = Secondary Suite #3-5540 Dumfries St = Laneway House Address and suite numbers assigned as per approved plans for Fire and Emergency response. The address number is to be posted to the building to be visible from the street and the suite numbers are to be posted at the suite entries in accordance with the Building By-law prior to final inspection. ******THIS PERMIT HAS BEEN ISSUED UNDER THE REQUIREMENTS OF VBBL #12511 (2019)****** | Tvisha Technologies Ltd
GP-2022-01771 | 2022-06-10 | 5540 DUMFRIES STREET, Vancouver, BC V5P 3A6 | Gas Permit | Residential | New | Completed | Residential - 1FD - Venting and hook up only To construct a 2 storey + basement one-family dwelling with a secondary suite located in the basement. Note: This is a 2 storey building pursuant to the Zoning and Development By-Law 1- Covenant to be registered at the Land Title Office prior to sheathing inspection. 2- No strata titling permitted 3- Bar sink proposed in the basement 4- No A/C unit proposed | ORAY FIREPLACES LTD
NULL | NULL | 5540 DUMFRIES STREET, Vancouver, BC V5P 3A6 | Gas Permit | Residential | New | Draft | Residential - Venting and hook up only | ORAY FIREPLACES LTD
GP-2022-01489 | 2022-05-13 | 5540 DUMFRIES STREET, Vancouver, BC V5P 3A6 | Gas Permit | Residential | New | Completed | Residential - To install piping and appliances for a new single family house with complete installation except fireplace is piping only. | Skyway Plumbing & gas Ltd
PP-2022-01167 | 2022-04-06 | 5540 DUMFRIES STREET, Vancouver, BC V5P 3A6 | Plumbing Permit | Residential | New | Completed | Residential - 1FD - To install piping and fixtures for a new single family house. To construct a 2 storey + basement one-family dwelling with a secondary suite located in the basement. Note: This is a 2 storey building pursuant to the Zoning and Development By-Law 1- Covenant to be registered at the Land Title Office prior to sheathing inspection. 2- No strata titling permitted 3- Bar sink proposed in the basement 4- No A/C unit proposed | Skyway Plumbing & gas Ltd
EP-2022-04562 | 2022-06-01 | 5570 DUMFRIES STREET, Vancouver, BC V5P 3A6 | Electrical Permit | Residential | Addition | Completed | Installation / Repair - Residential - 400 amp service , 200 amp goes in main house and 200 goes in Lwh, service upgrade due to Lwh on site. *************Amendment: 200 amp consumer's service. 150 amp main house service. 100 amp LWH service. >BP: Exterior alterations to this existing One Family Dwelling (principle dwelling building) on this inside with lane site. Scope to Include: Removing a portion of the existing rear deck to achieve min. 16.08' separation between principal dwelling and the new laneway house. NOTE : The principle dwelling exterior rear deck reduction work to be completed prior to the Final inspection of the related Laneway House. Building Permit for DB-2021-05393 | AECOM ELECTRIC LTD
EP-2022-03133 | 2022-04-19 | 2736 DUNDAS STREET, Vancouver, BC V5K 1R2 | Electrical Permit | Residential | New | Expired | Temporary Power - Residential - To provide temporary power. | Oscar Electric Ltd
EP-2023-01119 | 2023-02-09 | 2736 DUNDAS STREET, Vancouver, BC V5K 1R2 | Electrical Permit | Residential | New | Completed | Installation / Repair - Residential - Alarm, cctv, telephone, tv, network, intercom, speakers >BP: To construct a 2 storey two-family dwelling with (2) secondary suites located in the Basement ($1,025,445.00) with a detached accessory building (garage) and 1 open parking at the rear providing 2 parking spaces, having vehicular access from the lane. 1. Covenant registered at the Land Title Office under CA9779732 2. A/C proposed – Exterior component located in rear yard, Interior component located on second floor. 3. Schedule B: (JASON HUI, P.Eng. 778-319-3403) Structural & Geotechnical 4. HPO: Residential Builder- (Pridwen Construction Ltd.) Note: This is a 2 storey building pursuant to the Zoning and Development By-Law **THIS PERMIT HAS BEEN ISSUED UNDER THE REQUIREMENTS OF VBBL #12511 (2019)** | Best Built-In Centre Ltd
GP-2023-00296 | 2023-01-25 | 2736 DUNDAS STREET, Vancouver, BC V5K 1R2 | Gas Permit | Residential | New | Completed | Residential - gas piping for new appliances. >BP: To construct a 2 storey two-family dwelling with (2) secondary suites located in the Basement ($1,025,445.00) with a detached accessory building (garage) and 1 open parking at the rear providing 2 parking spaces, having vehicular access from the lane. 1. Covenant registered at the Land Title Office under CA9779732 2. A/C proposed – Exterior component located in rear yard, Interior component located on second floor. 3. Schedule B: (JASON HUI, P.Eng. 778-319-3403) Structural & Geotechnical 4. HPO: Residential Builder- (Pridwen Construction Ltd.) >>>Amend: January 5th -Each stove is 50000 btu and also please do two basement stove rough in only >>>Amend: January 8th -two ranges to rough in only | M & P Plumbing & Heating Ltd
SP-2023-00467 | 2023-03-17 | 2736 DUNDAS STREET, Vancouver, BC V5K 1R2 | Sprinkler Permit | Residential | New | Completed | Residential - 2FD+2SS - WEST - 2736 DUNDAS ST - #1 & #2 EAST - 2738 DUNDAS ST - #1 & #2 To Install 42 sprinkler heads >DB: To construct a 2 storey two-family dwelling with (2) secondary suites located in the Basement with a detached accessory building (garage) and 1 open parking at the rear providing 2 parking spaces, having vehicular access from the lane. 1. Covenant registered at the Land Title Office under CA9779732 2. A/C proposed – Exterior component located in rear yard, Interior component located on second floor. | General Sprinkler Systems Ltd
MP-2022-00550 | 2022-11-10 | 2736 DUNDAS STREET, Vancouver, BC V5K 1R2 | Mechanical Permit | NULL | NULL | Completed | NULL | United Mechanical Ltd
EP-2022-05204 | 2022-06-27 | 2736 DUNDAS STREET, Vancouver, BC V5K 1R2 | Electrical Permit | Residential | New | Completed | Installation / Repair - Residential - New two family dwelling duplex. 200A Main service. 2 Meters. (2736 Dundas St + 2738 Dundas St). 125A Main breaker size per unit. >BP: To construct a 2 storey two-family dwelling with (2) secondary suites located in the Basement ($1,025,445.00) with a detached accessory building (garage) and 1 open parking at the rear providing 2 parking spaces, having vehicular access from the lane. 1. Covenant registered at the Land Title Office under CA9779732 2. A/C proposed – Exterior component located in rear yard, Interior component located on second floor. 3. Schedule B: (JASON HUI, P.Eng. 778-319-3403) Structural & Geotechnical 4. HPO: Residential Builder- (Pridwen Construction Ltd.) Note: This is a 2 storey building pursuant to the Zoning and Development By-Law Address Information: WEST UNIT #1-2736 Dundas St - One Family Dwelling (1st-2nd floor) #2-2736 Dundas St - Secondary Suite (basement) EAST UNIT #1-2738 Dundas St - One Family Dwelling (1st-2nd floor) #2-2738 Dundas St - Secondary Suite (basement) Address and suite numbers assigned as per approved plans for Fire and Emergency response. The address numbers are to be posted to the building to be visible from the street and the suite numbers are to be posted at the suite entries in accordance with the Building By-law prior to final inspection. **THIS PERMIT HAS BEEN ISSUED UNDER THE REQUIREMENTS OF VBBL #12511 (2019)** | Oscar Electric Ltd
PP-2022-02149 | 2022-06-20 | 2736 DUNDAS STREET, Vancouver, BC V5K 1R2 | Plumbing Permit | Residential | New | Completed | Residential - Sentry and storm con with one sump East to west corner | AKAL DEMOLITION & EXCAVATING LTD
PP-2022-03350 | 2022-09-21 | 2736 DUNDAS STREET, Vancouver, BC V5K 1R2 | Plumbing Permit | Residential | New | Completed | Residential - Starting dwv pipe for new: >BP: To construct a 2 storey two-family dwelling with (2) secondary suites located in the Basement ($1,025,445.00) with a detached accessory building (garage) and 1 open parking at the rear providing 2 parking spaces, having vehicular access from the lane. 1. Covenant registered at the Land Title Office under CA9779732 2. A/C proposed – Exterior component located in rear yard, Interior component located on second floor. 3. Schedule B: (JASON HUI, P.Eng. 778-319-3403) Structural & Geotechnical 4. HPO: Residential Builder- (Pridwen Construction Ltd.) | United Mechanical Ltd
GP-2022-01671 | 2022-05-31 | 2739 DUNDAS STREET, Vancouver, BC V5K 1R3 | Gas Permit | Residential | Renovation | Completed | Residential - Re/re of hot water tank with Navien tankless water heater | 1236318 BC Ltd DBA Aquatech Vancouver
EP-2023-01060 | 2023-02-13 | 2758 DUNDAS STREET, Vancouver, BC V5K 1R2 | Electrical Permit | Residential | New | Issued | Temporary Power - Residential - To provide temporary power. NOTE: Work authorized by this permit is for placement of a temporary power pole only and does not authorize any site construction and/or excavation. A separate Building Permit will be required prior to commencement of any other work on this site. | E G ELECTRICAL LTD.
SP-2023-01444 | 2023-08-08 | 2758 DUNDAS STREET, Vancouver, BC V5K 1R2 | Sprinkler Permit | Residential | New | Issued | Residential - installing 19 sprinkler heads for new construction -Note: The entire building, INCLUDING THE ATTACHED GARAGE (if applicable), to be sprinklered to NFPA 13D >BP: **Prescriptive Pathway** To construct a 2 storey one-family dwelling with a secondary suite located in the Basement/Cellar ($512,750) with an open parking pad, providing 1 parking space, having vehicular access from the 20' Lane. 1. Covenant registered at the Land Title Office under CB437817 2. Heat pump proposed – Exterior component located in rear. 3. Bar sink located in the basement 4. Schedule B: (Y.K. Sharma) P.Eng (778.863.7076) Structural & Geotechnical 5. HPO: Residential Builder- (Encore Collection Ltd.) Note: The entire building, INCLUDING THE ATTACHED GARAGE (if applicable), to be sprinklered to NFPA 13D Note: This is a 2 storey building pursuant to the Zoning and Development By-Law Note: As shown by an asterisk (*) on the building permit floor plans and/or elevations, exit protection is required to be provided in accordance with Articles 9.9.4.4., 9.9.4.6., and/or 9.37.2.8. of the 2019 VBBL. **THIS PERMIT HAS BEEN ISSUED UNDER THE REQUIREMENTS OF VBBL #12511 (2019)** | Preet Plumbing Heating And Sprinkle Ltd
PP-2023-01619 | 2023-05-08 | 2758 DUNDAS STREET, Vancouver, BC V5K 1R2 | Plumbing Permit | Residential | New | Issued | Residential - 1FD+SS - #1 & #2 - One outside sumps with out pump | JVT EXCAVATING & DEMOLITION LTD
PP-2023-02018 | 2023-06-07 | 2758 DUNDAS STREET, Vancouver, BC V5K 1R2 | Plumbing Permit | Residential | New | Issued | Residential - 1FD+SS - #1 & #2 - New sfd >DB: To construct a 2 storey one-family dwelling with a secondary suite located in the Basement/Cellar with an open parking pad, providing 1 parking space, having vehicular access from the 20' Lane. 1. Covenant registered at the Land Title Office under CB437817 2. Heat pump proposed – Exterior component located in rear. 3. Bar sink located in the basement Note: The entire building, INCLUDING THE ATTACHED GARAGE (if applicable), to be sprinklered to NFPA 13D | One Stop Mechanical Ltd
GP-2023-01763 | 2023-06-07 | 2758 DUNDAS STREET, Vancouver, BC V5K 1R2 | Gas Permit | Residential | New | Issued | Residential - 1 Range, 1 BBQ & 1 Fireplace Fire place piping only > BP: To construct a 2 storey one-family dwelling with a secondary suite | One Stop Mechanical Ltd
EP-2023-07294 | 2023-10-19 | 2758 DUNDAS STREET, Vancouver, BC V5K 1R2 | Electrical Permit | Residential | New | Issued | Installation / Repair - Residential - ¦ 1FD + 1SS- 200A ¦ New house electrical rough wiring and finishing with detached garage *An approved mechanical permit is required for the installation of air conditioning or heat pump unit at the time of installation before an electrical inspection will be performed >BP: To construct a 2 storey one-family dwelling with a secondary suite located in the Basement/Cellar ($512,750) with an open parking pad, providing 1 parking space, having vehicular access from the 20' Lane. 1. Covenant registered at the Land Title Office under CB437817 2. Heat pump proposed – Exterior component located in rear. 3. Bar sink located in the basement 4. Schedule B: (Y.K. Sharma) P.Eng (778.863.7076) Structural & Geotechnical 5. HPO: Residential Builder- (Encore Collection Ltd.) Note: The entire building, INCLUDING THE ATTACHED GARAGE (if applicable), to be sprinklered to NFPA 13D Note: This is a 2 storey building pursuant to the Zoning and Development By-Law Note: As shown by an asterisk (*) on the building permit floor plans and/or elevations, exit protection is required to be provided in accordance with Articles 9.9.4.4., 9.9.4.6., and/or 9.37.2.8. of the 2019 VBBL. **THIS PERMIT HAS BEEN ISSUED UNDER THE REQUIREMENTS OF VBBL #12511 (2019)** | E G ELECTRICAL LTD.
GP-2023-03421 | 2023-11-07 | 2758 DUNDAS STREET, Vancouver, BC V5K 1R2 | Gas Permit | Residential | New | Issued | Residential - 1 Fireplace venting and hookup only >BP: To construct a 2 storey one-family dwelling with a secondary suite located in the Basement/Cellar ($512,750) with an open parking pad, providing 1 parking space, having vehicular access from the 20' Lane. | REAL LIGHTING & FIREPLACES LTD
EP-2023-08982 | 2023-10-10 | 2758 DUNDAS STREET, Vancouver, BC V5K 1R2 | Electrical Permit | Residential | New | Issued | Installation / Repair - Residential - Data, low voltage installation. >BP: To construct a 2 storey one-family dwelling with a secondary suite located in the Basement/Cellar ($512,750) with an open parking pad, providing 1 parking space, having vehicular access from the 20' Lane. | GWIRELESS SMART HOMES LTD
MP-2023-01877 | 2023-10-19 | 2758 DUNDAS STREET, Vancouver, BC V5K 1R2 | Mechanical Permit | NULL | NULL | Issued | NULL | Power Cool Electrical & Refrigeration Mech Ltd
EP-2023-08131 | 2023-09-18 | 2763 DUNDAS STREET, Vancouver, BC V5K 1R3 | Electrical Permit | Residential | Renovation | Completed | Installation / Repair - Residential - Replace knob and tube wiring main and upper floor -There is no structural change , we just replacing old knob and tube wiring in main floor and upstairs , there is no any kind of other renovation . | INTROPROELECTRIC INC
GP-2022-01466 | 2022-05-11 | 835 DURWARD AVENUE, Vancouver, BC V5V 2Z1 | Gas Permit | Residential | New | Completed | Residential - install gas range | Christopher Sterling
GP-2022-03459 | 2022-11-07 | 24 E 10TH AVENUE, Vancouver, BC V5T 1Z1 | Gas Permit | Residential | New | Completed | Residential - replace old gas furnace | Symbolistic Heating Ltd
GP-2022-03783 | 2022-11-29 | 2785 DUNDAS STREET, Vancouver, BC V5K 1R3 | Gas Permit | Residential | Renovation | Completed | Residential - Re&re Furnace | Milani Plumbing Heating & Air Conditioning Ltd
GP-2023-00822 | 2023-03-07 | 2786 DUNDAS STREET, Vancouver, BC V5K 1R2 | Gas Permit | Residential | Renovation | Completed | Residential - Re&re furnace | Milani Plumbing Heating & Air Conditioning Ltd
EP-2022-08618 | 2022-10-21 | 2844 DUNDAS STREET, Vancouver, BC V5K 1R4 | Electrical Permit | Residential | Addition | Completed | Installation / Repair - Residential - Upgrading main service connection from 100 to 200 amps and additional baseboard heaters in basement. | BERNARD ALBINDIA; TWIN'S ELECTRICAL
EP-2022-05609 | 2022-07-06 | 2845 DUNDAS STREET, Vancouver, BC V5K 1R5 | Electrical Permit | Residential | Renovation | Completed | Installation / Repair - Residential - Replacement of old plug to new tamperproof plug, for home day care, adding extra em battery pack, and gfci plug. -IA-2022-00145 | Econ Energy Group Ltd
EP-2023-10242 | 2023-11-27 | 2850 DUNDAS STREET, Vancouver, BC V5K 1R4 | Electrical Permit | Residential | Renovation - Dwelling Unit(s) only | Completed | Installation / Repair - Residential - ¦ 1FD- 200A SERVICE UPGRADE ¦ Main service upgrade from 100 amps to 200 amps. | Global Energy Electric Ltd
EP-2023-03555 | 2023-05-09 | 2860 DUNDAS STREET, Vancouver, BC V5K 1R4 | Electrical Permit | Residential | Renovation | Issued | Installation / Repair - Residential - Change main Electrical panel for house as the main breaker failed. See Case File CF-2023-000166.WWOP The panel needs to be upgraded to 200A but she will do that later when she has money and **all other requirements in letter will be completed as requested----re: Mandatory electrical work only** Building permit for secondary suite not applied yet *Service: 120/208 ¦ 3P 3W >Permit Amendment Dec 01, 2023 -"The load calculation as requested by city as per the letter send to owner. The owner of property still does not have enough money to uprade to 200A" *Document(s) uploaded to "Application Documents" tab for Electrical Inspector review. Documents are at pending status at time of permit amendment approval | Dana Electrical Ltd
NULL | NULL | 2860 DUNDAS STREET, Vancouver, BC V5K 1R4 | Electrical Permit | Residential | Renovation | Withdrawn | Installation / Repair - Residential - Change main house panel as main old panel breaker caught on fire. Old panel breaker was dis- continued. | NULL
SP-2023-00376 | 2023-03-06 | 4567 CONNAUGHT DRIVE, Vancouver, BC V6J 4E1 | Sprinkler Permit | Residential | Renovation | Completed | Residential - Adjusting 9 fire sprinklers >BP: Interior alterations to renovate this existing one family dwelling on this site. Scope of work: - Update kitchen & bathrooms, interior walls & doors, millwork, appliances, flooring, plumbing fixtures and lighting. | Titan Fire Protection Ltd
GP-2023-00720 | 2023-03-03 | 4567 CONNAUGHT DRIVE, Vancouver, BC V6J 4E1 | Gas Permit | Residential | Renovation | Completed | Residential - Relocating gas oven >BP: Interior alterations to renovate this existing one family dwelling on this site. Scope of work: - Update kitchen & bathrooms, interior walls & doors, millwork, appliances, flooring, plumbing fixtures and lighting. | Conor Whyte Plumbing And Heating Limited
EP-2023-01339 | 2023-02-16 | 4567 CONNAUGHT DRIVE, Vancouver, BC V6J 4E1 | Electrical Permit | Residential | Renovation | Completed | Installation / Repair - Residential - Kitchen renovation, 6 bathroom updates, updating switching (removing old control 4 switches to conventional wiring) theatre upgrade, and smoke alarms throughout, >BP: Interior alterations to renovate this existing one family dwelling on this site. Scope of work: - Update kitchen & bathrooms, interior walls & doors, millwork, appliances, flooring, plumbing fixtures and lighting. Schedule B Structural - Jeff Allester, P.Eng - 604-228-0518 - info@allesterengineering.com REUP submitted as per W. Carmeron Lockhart, 604-4445-5386, cameron@carbon-wise.ca Building Sprinklered – DBI to determine if sprinkler permit is required | Solas Electric Ltd
PP-2023-00337 | 2023-02-01 | 4567 CONNAUGHT DRIVE, Vancouver, BC V6J 4E1 | Plumbing Permit | Residential | Renovation | Completed | Residential - Renovating mater on-suite bathroom, main floor bathroom and kitchen and two basement on-suite bathrooms >BP: Interior alterations to renovate this existing one family dwelling on this site. Scope of work: - Update kitchen & bathrooms, interior walls & doors, millwork, appliances, flooring, plumbing fixtures and lighting. AMEND: FEB 9/2023 Remove all the toilets from the permit, on all levels. Please remove 2 wash basins from level 1 and 2 from level 3. | Conor Whyte Plumbing And Heating Limited
MP-2023-00355 | 2023-03-14 | 4492 CROWN STREET, Vancouver, BC V6S 2K5 | Mechanical Permit | NULL | NULL | Completed | NULL | Ashton Service Group/Ashton Mechanical Ltd.
EP-2023-08826 | 2024-01-19 | 4492 CROWN STREET, Vancouver, BC V6S 2K5 | Electrical Permit | Residential | Renovation - Dwelling Unit(s) only | Issued | Installation / Repair - Residential - we will be installing a circuit for a heat pump *MP-2023-00355: Completed (Heating and Cooling) Oct 12, 2023 ¦ WWOP Applied Oct 17, 2023 | Douglas Millington o/a Moose Electric
PP-2022-03793 | 2022-10-24 | 4550 CROWN STREET, Vancouver, BC V6S 2L7 | Plumbing Permit | Residential | Renovation | Completed | Residential - New Plumbing for : >BP: Exterior and interior alterations to the main, second and half storeys, change the exterior stairs to the roof deck and expand the existing roof deck for this existing two and half storey plus cellar one family dwelling on this corner site. | RAHELU PLUMBING & HEATING LTD.
EP-2022-10239 | 2022-12-05 | 4550 CROWN STREET, Vancouver, BC V6S 2L7 | Electrical Permit | Residential | Renovation | Completed | Installation / Repair - Residential - Renovation of the house...kitchen ,washroom upgrade and all switches and plugs need to be changed and add smoke alarms -For kitchen and washroom all new electrical work >BP: Exterior and interior alterations to the main, second and half storeys, change the exterior stairs to the roof deck and expand the existing roof deck for this existing two and half storey plus cellar one family dwelling on this corner site. Structural schedule B signed and sealed by Gang Zhu, 306.880.4206 Renovation energy upgrade proposal prepared by Andrew Yang, 604.449.7789 | Friend Electrical Ltd
EP-2023-02877 | 2023-04-11 | 1675 CYPRESS STREET, Vancouver, BC V6J 1G7 | Electrical Permit | Commercial | Addition | Completed | Installation / Repair - Commercial - Electric Vehicle Charging Infrastructure: • One 120/208-volt 200-amp 3-phase panel, de-rated to 120/208-volt 125-amp 3-phase; • Five 208-volt 40-amp circuits intended to power charging stations based on a 4 to 1 power sharing configuration. The system can serve 20 parking spaces with a single port hardwired charging stations – Six EV Duty Smart Pro charging stations are included. | Cielo Electric Ltd
EP-2023-03085 | 2023-04-11 | 1488 DEVONSHIRE CRESCENT, Vancouver, BC V6H 2G6 | Electrical Permit | Residential | Addition | Completed | Installation / Repair - Residential - Installation of security system | ADT Security Services Canada Inc
GP-2022-02869 | 2022-09-27 | 3168 DIEPPE DRIVE, Vancouver, BC V5M 4X9 | Gas Permit | Residential | Renovation | Completed | Residential - installation of tankless water heater | ROMA Heating Ltd
EP-2022-06240 | 2022-08-02 | 3291 DIEPPE DRIVE, Vancouver, BC V5M 4B8 | Electrical Permit | Residential | Renovation | Completed | Installation / Repair - Residential - Installation of a 14-50R for the purpose of EV charging. | Black & McDonald Limited
GP-2023-03353 | 2023-11-02 | 3320 DIEPPE DRIVE, Vancouver, BC V5M 4B9 | Gas Permit | Residential | Tenant Improvement | Completed | Residential - Re & Re of gas cooktop. Remove old cooktop and install new gas cooktop. | MAPLE APPLIANCE LTD
GP-2022-01767 | 2022-06-09 | 6626 CYPRESS STREET, Vancouver, BC V6P 5L8 | Gas Permit | Residential | Tenant Improvement | Completed | Residential - Re Re Tankless | Moore & Russell Heating Ltd
GP-2022-01802 | 2022-06-13 | 6626 CYPRESS STREET, Vancouver, BC V6P 5L8 | Gas Permit | Residential | Tenant Improvement | Cancelled | Residential - Re Re Tankless | Moore & Russell Heating Ltd
EP-2022-06173 | 2022-07-22 | 6626 CYPRESS STREET, Vancouver, BC V6P 5L8 | Electrical Permit | Residential | Tenant Improvement | Completed | Installation / Repair - Residential - - Electrical install for heat pump - Electrical service upgrade to 200A - BP not required - Mechanical Permit to be obtained | Moore And Russell Heating And Air Conditioning Ltd
MP-2022-00508 | 2022-11-02 | 6626 CYPRESS STREET, Vancouver, BC V6P 5L8 | Mechanical Permit | NULL | NULL | Completed | NULL | Moore And Russell Heating And Air Conditioning Ltd
GP-2022-01581 | 2022-06-05 | 6633 CYPRESS STREET, Vancouver, BC V6P 5L7 | Gas Permit | Residential | Tenant Improvement | Completed | Residential - replacement of boiler | Cannan Contracting & Services Ltd
GP-2023-02242 | 2023-07-28 | 7190 DUFF STREET, Vancouver, BC V5P 4B3 | Gas Permit | Residential | New | Completed | Residential - Install one freestanding natural gas fireplace | Vancouver Gas Fireplaces Ltd
EP-2024-00169 | 2024-01-08 | 3628 DUNBAR STREET, Vancouver, BC V6S 2C7 | Electrical Permit | Residential | Renovation | Completed | Installation / Repair - Residential - Due to garbage truck accident, a BC Hydro pole was damaged and the customer’s service support - Emily knob - pulled out. The electrical service was disconnected. Reinstall the Emily knob and call BC Hydro to reconnect the service. | Timely Construction Ltd
EP-2024-00163 | 2024-01-08 | 3656 DUNBAR STREET, Vancouver, BC V6S 2C7 | Electrical Permit | Residential | Renovation | Completed | Installation / Repair - Residential - Garbage truck pulled down power lines/transformer in alley way ripping electrical service off house damaging electrical service system on house. Had to build new service with rigid mast through the roof to meet code height requirements. Added house system ground and bonded gas line. | Western Summit Electric Ltd
GP-2023-02904 | 2023-10-03 | 3668 DUNBAR STREET, Vancouver, BC V6S 2C7 | Gas Permit | Residential | Tenant Improvement | Completed | Residential - Hot water tankless replacement | 1051750 BC Ltd
EP-2023-05443 | 2023-06-29 | 3598 DUNDAS STREET, Vancouver, BC V5K 1S1 | Electrical Permit | Residential | Renovation | Completed | Installation / Repair - Residential - Decommission suite by removing 240V stove outlet per customers request. -reference: CF-2023-004022 | Fowlstone Electric Ltd
EP-2023-06983 | 2023-08-02 | 3630 DUNDAS STREET, Vancouver, BC V5K 1S4 | Electrical Permit | Residential | Addition | Completed | Installation / Repair - Residential - 200 amp overhead service upgrade. | Pato R Ortiz Electric Ltd
EP-2023-08667 | 2023-09-26 | 3630 DUNDAS STREET, Vancouver, BC V5K 1S4 | Electrical Permit | Residential | Addition | Issued | Installation / Repair - Residential - Installation of 26 Solar PV Panels on a sloped roof. >BP: Exterior alterations only to provide for the installation of sixteen (16) flush mounted solar panels as Array A on the West portion of the existing gable roof, and for the installation of ten (10) flush mounted solar panels as Array B on the East portion of the existing gable roof, at this existing Single Detached House. OK for Direct To Inspections (DTI) processing as per Howie Chow, September 19, 2023. | Penfolds Roofing Inc.
GP-2022-03201 | 2022-10-18 | 1551 E 11TH AVENUE, Vancouver, BC V5N 1Y8 | Gas Permit | Residential | Tenant Improvement | Completed | Residential - Upgrade a regular water heater to a tankless system | Hillcrest Plumbing & Heating (1967) Ltd
MP-2023-01311 | 2023-07-18 | 1568 E 11TH AVENUE, Vancouver, BC | Mechanical Permit | NULL | NULL | Issued | NULL | Milani Plumbing Heating & Air Conditioning Ltd
EP-2023-06526 | 2023-09-08 | 1568 E 11TH AVENUE, Vancouver, BC | Electrical Permit | Residential | Renovation | Issued | Installation / Repair - Residential - Electrical supply for Dsplit MP-2023-01311 | Milani Electric Limited
EP-2023-06956 | 2023-08-02 | 857 E 12TH AVENUE, Vancouver, BC V5T 2J3 | Electrical Permit | Residential | Renovation | Issued | Installation / Repair - Residential - Upgrade the service from 100A single phase to 200A single phase. | ShaoJun Li / Glee Electric Contractor Ltd
GP-2023-04122 | 2023-12-19 | 863 E 12TH AVENUE, Vancouver, BC V5T 2J3 | Gas Permit | Residential | Tenant Improvement | Completed | Residential - Re and Re Furnace | Moore & Russell Heating Ltd
MP-2023-02248 | 2023-12-18 | 863 E 12TH AVENUE, Vancouver, BC V5T 2J3 | Mechanical Permit | NULL | NULL | Completed | NULL | Moore & Russell Heating Ltd
EP-2023-11240 | 2024-01-09 | 863 E 12TH AVENUE, Vancouver, BC V5T 2J3 | Electrical Permit | Residential | Tenant Improvement | Issued | Installation / Repair - Residential - Electrical install for heat pump MP-2023-02248 | Moore And Russell Heating And Air Conditioning Ltd
GP-2022-01539 | 2022-05-18 | 863 E 12TH AVENUE, Vancouver, BC V5T 2J3 | Gas Permit | Residential | Renovation | Completed | Residential - removal of 2 existing water heaters, replace with x2 Navien on demand tankless systems | Pioneer Plumbing & Heating Inc
GP-2023-00371 | 2023-02-08 | 500 E 11TH AVENUE, Vancouver, BC V5T 2C9 | Gas Permit | Residential | Renovation | Issued | Residential - Furnace RE+RE | PG Precision Gas & Mechanical Inc
NULL | NULL | 536 E 11TH AVENUE, Vancouver, BC V5T 2C9 | Electrical Permit | Residential | New | Withdrawn | Installation / Repair - Residential - New build with suite - 400 amp service No load sharing for the EV's 3 position meter base with 125 amp breakers Dedicated circuits for lighting, BB Heating, Heat pump, EVs | Pacific Star Electric Inc
NULL | NULL | 536 E 11TH AVENUE, Vancouver, BC V5T 2C9 | Electrical Permit | Residential | New | Withdrawn | Installation / Repair - Residential - 400 amp service No load sharing for the EV's 3 position meter base with 125 amp breakers Dedicated circuits for heat pump, ev, lighting, BB Heat | Pacific Star Electric Inc
EP-2023-03313 | 2023-06-07 | 536 E 11TH AVENUE, Vancouver, BC V5T 2C9 | Electrical Permit | Residential | Addition | Issued | Installation / Repair - Residential - New build - duplex 200 amp service No load sharing for the EV's 3 position meter base with 125 amp breakers Dedicated circuits for light, evs, BB Heat and rough in for Heat pump (no units being installed) >BP: Interior and exterior alterations, addition to and convert this existing One Family Dwelling to a two-storey multiple dwelling, containing 2 dwelling units, and to stratify the lot. ******Reviewed under the provisions of VBBL 2019******** Refer to DP-2021-00757 for development permit Refer to BP-2022-03427 for Infill permit Notes: Building to be sprinklered to NFPA 13R | Pacific Star Electric Inc
PP-2023-01428 | 2023-04-24 | 536 E 11TH AVENUE, Vancouver, BC V5T 2C9 | Plumbing Permit | Residential | New | Issued | Residential - SUMP-Storm and sewer >bp: Interior and exterior alterations, addition to and convert this existing One Family Dwelling to a two-storey multiple dwelling, containing 2 dwelling units, and to stratify the lot. ******Reviewed under the provisions of VBBL 2019******** | Mash Construction Ltd.
PP-2023-02367 | 2023-07-06 | 536 E 11TH AVENUE, Vancouver, BC V5T 2C9 | Plumbing Permit | Residential | Renovation | Issued | Residential - Renovation of existing home, all new plumbing 16 fixtures for 536 E 11 11 fixtures for 538 E 11th (basement suite) >BP: Interior and exterior alterations, addition to and convert this existing One Family Dwelling to a two-storey multiple dwelling, containing 2 dwelling units, and to stratify the lot. ******Reviewed under the provisions of VBBL 2019******** July 6/2023-AMEND Left out top floor fixtures, need to add: - Toilets (2) - Lav Sinks (4) - Bathtubs (1) - Shower (1) - Automatic washer (1) - Floor Drain (1) | Cima Mechanical Ltd
NULL | NULL | 536 E 11TH AVENUE, Vancouver, BC V5T 2C9 | Gas Permit | Residential | Renovation | Draft | Residential - Full home reno - New gas meter installed on Infill. Underground main ran to main house. Gas to supply (1) fireplace (1) Boiler (1) cooktop (1) BBQ box on main floor deck | Cima Mechanical Ltd
GP-2023-01890 | 2023-06-27 | 536 E 11TH AVENUE, Vancouver, BC V5T 2C9 | Gas Permit | Residential | Renovation | Issued | Residential - 1 cooktop, 1 Boiler & 2 BBQ's >BP: Interior and exterior alterations, addition to and convert this existing One Family Dwelling to a two-storey multiple dwelling, containing 2 dwelling units | Cima Mechanical Ltd
NULL | NULL | 536 E 11TH AVENUE, Vancouver, BC V5T 2C9 | Plumbing Permit | Residential | Renovation | Draft | Residential - Full home renovation with the addition of a basement suite and infill | Cima Mechanical Ltd
SP-2023-01009 | 2023-06-07 | 536 E 11TH AVENUE, Vancouver, BC V5T 2C9 | Sprinkler Permit | Residential | New | Issued | Residential - MCD - Installation of new fire sprinkler system - one backflow for site due to 13R for duplex >BP: Interior and exterior alterations, addition to and convert this existing One Family Dwelling to a two-storey multiple dwelling, containing 2 dwelling units, and to stratify the lot. | Fire Busters Inc
EP-2023-00071 | 2023-01-04 | 536 E 11TH AVENUE, Vancouver, BC V5T 2C9 | Electrical Permit | Residential | Renovation | Expired | Temporary Power - Residential - To provide temporary power. | Pacific Star Electric Inc
EP-2024-00413 | 2024-01-19 | 536 E 11TH AVENUE, Vancouver, BC V5T 2C9 | Electrical Permit | Residential | Renovation | Issued | Temporary Power - Residential - To provide temporary power. -renewal of EP-2023-00071 -valid: January 5, 2024 - January 4, 2025 | Pacific Star Electric Inc
GP-2023-02740 | 2023-09-19 | 536 E 11TH AVENUE, Vancouver, BC V5T 2C9 | Gas Permit | Residential | New | Issued | Residential - installation of 1 gas fireplace - venting and hook only >BP: Interior and exterior alterations, addition to and convert this existing One Family Dwelling to a two-storey multiple dwelling, containing 2 dwelling units, and to stratify the lot. | Urban Fireplaces Ltd
MP-2023-01735 | 2023-09-24 | 536 E 11TH AVENUE, Vancouver, BC V5T 2C9 | Mechanical Permit | NULL | NULL | Issued | NULL | Cima Mechanical Ltd
GP-2022-02179 | 2022-07-25 | 557 E 11TH AVENUE, Vancouver, BC V5T 2E1 | Gas Permit | Residential | Renovation | Completed | Residential - Re/re of existing hot water tank with Navien tankless water heater | 1236318 BC Ltd DBA Aquatech Vancouver
EP-2022-07246 | 2022-08-29 | 557 E 11TH AVENUE, Vancouver, BC V5T 2E1 | Electrical Permit | Residential | Renovation | Completed | Installation / Repair - Residential - Upgrade service from 100 amps to 200 amps. Also move original main panel from in kitchen to adjacent room. | Mountain Point Electrical Inc.
EP-2023-01567 | 2023-02-24 | 2424 CYPRESS STREET, Vancouver, BC V6J 1T6 | Electrical Permit | Residential | Renovation | Completed | Installation / Repair - Residential - Replace existing fire alarm panel which has failed annual testing. Note: This permit has been issued based on Bulletin 2018-004-BU/EL. | 0777792 BC Ltd
SP-2023-00249 | NULL | 2425 CYPRESS STREET, Vancouver, BC V6J 3M9 | Sprinkler Permit | Commercial | New | Applicant Revisions | Commercial - Installation of sprinklers within existing residential BC Housing townhouses, the one belowgrade parkade level, and the amenities building. >BP: Interior alterations for building upgrades to this existing multiple dwelling building on this site. | NULL
PP-2022-03044 | NULL | 2425 CYPRESS STREET, Vancouver, BC V6J 3M9 | Plumbing Permit | Commercial | New | Draft | Commercial - Install new 2" DCVA on downstream of incoming water supply - premise location | NULL
PP-2022-03459 | 2022-10-13 | 2425 CYPRESS STREET, Vancouver, BC V6J 3M9 | Plumbing Permit | Commercial | New | Completed | Commercial - -2" DCVA installed in mechanical room in parkade | Drew Brisban
EP-2023-08136 | 2023-09-12 | 5875 CULLODEN STREET, Vancouver, BC V5W 3S1 | Electrical Permit | Residential | New | Issued | Temporary Power - Residential - To provide temporary power. | Best Electric Ltd
GP-2022-03447 | 2022-11-04 | 5990 CULLODEN STREET, Vancouver, BC V5W 3S4 | Gas Permit | Residential | Renovation | Completed | Residential - To Replace 1 Furnace Re/Re | ALL TIME HEATING PLUMBING & AIR CONDITIONING
GP-2022-03692 | 2022-11-23 | 4631 DUNBAR STREET, Vancouver, BC V6S 2G8 | Gas Permit | Residential | Renovation | Completed | Residential - Install one gas furnace | Reid Brothers Plumbing & Heating Ltd
GP-2022-03791 | 2022-11-29 | 4691 DUNBAR STREET, Vancouver, BC V6S 2G8 | Gas Permit | Residential | Renovation | Completed | Residential - New gas furnace replacement | Pro West Heating & Air Conditioning Ltd
NULL | NULL | 4747 DUNBAR STREET, Vancouver, BC V6S 2H2 | Electrical Permit | Commercial | Renovation | Withdrawn | Installation / Repair - Commercial - Exterior lighting upgrade for security and safety issues. Some relocation of existing fixture positions. | Mott Electric General Partnership
EP-2022-07808 | 2022-09-16 | 4747 DUNBAR STREET, Vancouver, BC V6S 2H2 | Electrical Permit | Commercial | Renovation | Completed | Installation / Repair - Commercial - Repair/replace existing exterior lighting as per security report provided to City of Vancouver | Mott Electric General Partnership
EP-2022-07790 | NULL | 4747 DUNBAR STREET, Vancouver, BC V6S 2H2 | Electrical Permit | Commercial | Renovation | Withdrawn | Installation / Repair - Commercial - Replace exterior luminaires and pole lights | Mott Electric General Partnership
NULL | NULL | 4747 DUNBAR STREET, Vancouver, BC V6S 2H2 | Electrical Permit | Commercial | Renovation | Withdrawn | Installation / Repair - Commercial - Replace existing exterior lights with LED luminaires | Mott Electric General Partnership
EP-2023-04351 | 2023-05-23 | 4747 DUNBAR STREET, Vancouver, BC V6S 2H2 | Electrical Permit | Commercial | Tenant Improvement | Completed | Installation / Repair - Commercial - Installation of four new Level 2 Phihong AW32 EV chargers in parking lot. Install new electrical kiosk panel. | Power Pros Electrical Ltd
EP-2022-02000 | 2022-03-14 | 4747 DUNBAR STREET, Vancouver, BC V6S 2H2 | Electrical Permit | Commercial | Addition | Completed | Installation / Repair - Commercial - Install data cables for CCTV cameras. | 4th Utility Inc
GP-2022-03435 | 2022-11-03 | 4820 DUNBAR STREET, Vancouver, BC V6S 2H3 | Gas Permit | Residential | Renovation | Completed | Residential - Hot water tank replacement. | Reid Brothers Plumbing & Heating Ltd
GP-2022-00789 | 2022-03-15 | 4832 DUNBAR STREET, Vancouver, BC V6S 2H3 | Gas Permit | Commercial | New | Completed | Commercial - Install one natural gas fireplace | Vancouver Gas Fireplaces Ltd
GP-2023-03090 | 2023-10-17 | 930 E 11TH AVENUE, Vancouver, BC V5T 2E9 | Gas Permit | Residential | Renovation | Completed | Residential - Vent on gas regulator - previous contractor did not complete >BP: Alteration to this existing one family character home. Scope of work to include: Replace plumbing throughout, upgrade electrical, install sprinkler system, repaint entire home. Basement to include addition to southwest corner, insulate exterior walls, new slab. Main floor consisting of kitchen remodel, install radiant heating, upgrade insulation and move adjoining kitchen/bathroom wall, Half storey scope to include replace and enlarge existing dormer, add exterior deck, add closets, replace windows and remove gable roof over den and replace with new shed roof that extends over the new addition. | Cima Mechanical Ltd
MP-2022-00698 | 2022-12-14 | 948 E 11TH AVENUE, Vancouver, BC V5T 2E9 | Mechanical Permit | NULL | NULL | Completed | NULL | Milani Electric Limited
EP-2022-04909 | 2022-08-29 | 948 E 11TH AVENUE, Vancouver, BC V5T 2E9 | Electrical Permit | Residential | New | Completed | Installation / Repair - Residential - Wire and Connect New Load share and New Heat pump | Gerald W Jansen & Jody Jansen
GP-2022-01769 | 2022-06-09 | 948 E 11TH AVENUE, Vancouver, BC V5T 2E9 | Gas Permit | Residential | Renovation | Completed | Residential - Re&Re Tankless BTU: 199.000 | Milani Plumbing Heating & Air Conditioning Ltd
EP-2022-01573 | 2022-03-17 | 5830 DUNBAR STREET, Vancouver, BC V6N 1X1 | Electrical Permit | Residential | Renovation | Completed | Installation / Repair - Residential - New service for existing garage- separate from house -There is an existing 40 amp car charger | Larry Husty
NULL | NULL | 5830 DUNBAR STREET, Vancouver, BC V6N 1X1 | Electrical Permit | Residential | Renovation | Draft | Installation / Repair - Residential - New service to garage in lane | NULL
GP-2023-00706 | 2023-02-28 | 5841 DUNBAR STREET, Vancouver, BC V6N 1W8 | Gas Permit | Residential | Tenant Improvement | Completed | Residential - Furnace replacement | All West Heating Ltd
GP-2022-02695 | 2022-09-15 | 5870 DUNBAR STREET, Vancouver, BC V6N 1X1 | Gas Permit | Residential | New | Completed | Residential - Removing low efficiency boiler and indirect HWT. Installing new Navien NHB and stainless steel indirect HWT in crawl space. NO GROUND DISTURBANCE - any ground disturbance may be in contravention to the Heritage Conservation Act and will require appropriate permits and clearances from the Provincial Archaeology Branch, First Nations and the City of Vancouver. | Andrew James Leask
PP-2022-00698 | 2022-03-11 | 5888 DUNBAR STREET, Vancouver, BC V6N 1X1 | Plumbing Permit | Residential | New | Completed | Residential - Installation of garden irrigation system. Work under this permit is limited to minimal excavation (less than 1m). Should the extent of excavation exceed this or archaeological materials be discovered, stop work immediately and consult an Archaeologist or the Archaeological Branch of British Columbia for the necessary approvals. | Pacific Coast Irrigation Ltd
GP-2023-02550 | 2023-09-01 | 2573 E 11TH AVENUE, Vancouver, BC V5M 2B7 | Gas Permit | Residential | Tenant Improvement | Completed | Residential - Rinnai Combi boiler - MD# i060CN 96% AFUE replacement | Wah Fai Plumbing & Heating Inc
GP-2022-01814 | 2022-06-21 | 46 E 12TH AVENUE, Vancouver, BC V5T 2G5 | Gas Permit | Residential | Addition | Completed | Residential - re and re gas dryer | Christopher Sterling
EP-2022-07820 | 2022-09-16 | 115 E 12TH AVENUE, Vancouver, BC V5Y 1T6 | Electrical Permit | Commercial | Addition | Completed | Installation / Repair - Commercial - Installing a new fan inside a washroom in a small portable classroom To install a temporary portable classroom for St. Patrick's Secondary School on this site. No fire alarm required. Occupant load not to exceed 40 people. | IHM Mechanical Ltd
EP-2022-06749 | 2022-08-12 | 125 E 10TH AVENUE, Vancouver, BC | Electrical Permit | Commercial | NULL | Expired | Annual / Operating - Annual electrical operating maintenance - Expired: EP-2021-05982 - Valid: Aug 8, 2022 - Aug 7, 2023 | Charles Richard Pawluk o/a United Electrical Systems Ltd
EP-2023-06251 | 2023-07-12 | 125 E 10TH AVENUE, Vancouver, BC | Electrical Permit | Commercial | NULL | Issued | Annual / Operating - Annual electrical operating maintenance Renewal of EP-2022-06749 Valid: Aug 8, 2023 - Aug 7, 2024 | Charles Richard Pawluk o/a United Electrical Systems Ltd
NULL | NULL | 205 E 10TH AVENUE, Vancouver, BC V5T 4V6 | Electrical Permit | Commercial | Renovation | Draft | Installation / Repair - Commercial - Fire alarm upgrade | Nightingale Electric Ltd
EP-2022-03228 | 2022-04-22 | 205 E 10TH AVENUE, Vancouver, BC V5T 4V6 | Electrical Permit | Commercial | Renovation | Completed | Installation / Repair - Commercial - Fire alarm control panel replacement only - no additional wiring or field device work. Note: This permit has been issued based on Bulletin 2018-004-BU/EL. | Nightingale Electric Ltd
EP-2022-02713 | 2022-04-07 | 380 E 10TH AVENUE, Vancouver, BC V5T 1Z7 | Electrical Permit | Commercial | Renovation | Completed | Installation / Repair - Commercial - 2 AHUs - being replaced/installed in exact same location. These are new units, the old ones are being demoed and removed. | ESC Automation Inc
EP-2022-02345 | 2022-03-24 | 380 E 10TH AVENUE, Vancouver, BC V5T 1Z7 | Electrical Permit | Commercial | Renovation | Completed | Installation / Repair - Commercial - Fire Alarm upgrade to replace like for like fire alarm equipment and devices. The Existing and new fire alarm will remain the same, Addressable Notifier system. >BP: To alter the interior of this existing Public Utility building to create a new electrical room on the 1st floor and install new equipment and structural changes in the basement. A separate Sprinkler Permit is required. SP/EP/PP all required as per DBI. Exempt from energy upgrades per Greg McCall - see e-mail in documents tab Schedule A/Architectural Schedule B submitted by Michael Mammone - 604.305.0315 Structural Schedule B submitted by Jordan Perrett, P. Eng. - 604.738.0048 Electrical Schedule B submitted by Andrea Sommer, P.Eng. - 250.388.7222 Mechanical Schedule B submitted by Mike Dixon, P.Eng. - 778.752.5834 | Priority Electric LTD.
EP-2022-00197 | 2022-04-13 | 380 E 10TH AVENUE, Vancouver, BC V5T 1Z7 | Electrical Permit | Commercial | Tenant Improvement | Issued | Installation / Repair - Commercial - New underground BC Hydro service to unit substation with 2000A 480V output. New transfer switch and building distribution upgrade. New Emergency lighting throughout building Some fire alarm work. -Works associated to new electrical room including pull station, bell/strobe, smokes detectors & duct smoke detectors c/w fan control associated with new room. BP:To alter the interior of this existing Public Utility building to create a new electrical room on the 1st floor and install new equipment and structural changes in the basement. | Sasco Contractors Ltd
SP-2022-00166 | 2022-02-14 | 380 E 10TH AVENUE, Vancouver, BC V5T 1Z7 | Sprinkler Permit | Commercial | Tenant Improvement | Completed | Commercial - Remove pipe and cap heads in new 2hr FRR electrical room. >BP: To alter the interior of this existing Public Utility building to create a new electrical room on the 1st floor and install new equipment and structural changes in the basement. A separate Sprinkler Permit is required. SP/EP/PP all required as per DBI. Exempt from energy upgrades per Greg McCall - see e-mail in documents tab Schedule A/Architectural Schedule B submitted by Michael Mammone - 604.305.0315 Structural Schedule B submitted by Jordan Perrett, P. Eng. - 604.738.0048 Electrical Schedule B submitted by Andrea Sommer, P.Eng. - 250.388.7222 Mechanical Schedule B submitted by Mike Dixon, P.Eng. - 778.752.5834 >*****This application does not include any of the following: 1. Not more than 20 sprinklers (add, relocate, or remove), 2. hydraulic calculations, 3. change in occupancy and /or hazard classification, 4. warehouse storage arrangements, 5. mobile compact storage arrangements, 6. alternative solutions, 7. changes to the sprinkler system supply piping (e.g. valves, mains, cross-mains, branch-lines, etc.), or 8. flexible sprinkler pipe. | Viking Fire Protection Inc
GP-2022-01025 | 2022-04-04 | 3698 CYPRESS STREET, Vancouver, BC V6J 3P3 | Gas Permit | Commercial | Tenant Improvement | Completed | Commercial - To replace a Hot Water Tank | Ainsworth Inc
EP-2023-11356 | 2023-12-26 | 3823 CYPRESS STREET, Vancouver, BC V6J 3P4 | Electrical Permit | Residential | Renovation | Issued | Temporary Power - Residential - To provide temporary power >Permit Amendment Jan 19, 2024 -Service Details: Amended ¦ -Service details change: "BC hydro doesn't provide 1 1-phase connection to that location, request us to change to a 208/120 3-phase temp service" | AIGO TECHNOLOGY INC
GP-2023-03795 | 2023-11-30 | 3996 CYPRESS STREET, Vancouver, BC V6J 3P5 | Gas Permit | Residential | Renovation - Dwelling Unit(s) only | Completed | Residential - Installing gas boiler. | Reid Brothers Plumbing & Heating Ltd
GP-2023-00991 | 2023-03-21 | 5370 CULLODEN STREET, Vancouver, BC V5W 3R6 | Gas Permit | Residential | Renovation | Completed | Residential - furnace re&re | Ferenc Nagy
GP-2022-00151 | 2022-01-18 | 5391 CULLODEN STREET, Vancouver, BC V5W 3R7 | Gas Permit | Residential | Tenant Improvement | Completed | Residential - Re Re Furnace | Moore & Russell Heating Ltd
EP-2022-02294 | 2022-03-23 | 5457 CULLODEN STREET, Vancouver, BC V5W 3R7 | Electrical Permit | Residential | Renovation | Completed | Installation / Repair - Residential - Add new ccts for CSA minimum kitchen including 240 Range.Add new Interconnected smoke detector. In suite. (CF-2019-001513) (WWOP paid on EP-2021-02116) >BP: Interior alterations to change the existing one family dwelling to a one family dwelling with secondary suite on this site. Scope of work: Construct interior fire-rated wall. Construct kitchen in new North suite. Remove kitchen located on the main level, south-west corner. CF-2019-001513 OK for field review as per Rosa Astorino - January 6, 2022 Notes: - This building is sprinklered. DBI to determine on site if a separate sprinkler permit is required. - No strata-titling will be permitted. - Two off-street parking spaces provided by the two car garage at the rear of this site, having vehicular access from the lane. - An annual Vancouver Business License must be obtained prior to the rental of this approved one-family dwelling and/or secondary suite on this site. - Install interconnected, hardwired, 120 volt smoke alarms with battery back-up and silencing feature, in each sleeping unit and within 5m outside each sleeping areas on each storey as per Building Bylaw 9.10.19. - Install Carbon Monoxide Alarm as per Building By-Law 9.32.4.2. - Upgrade work under Part 11 (based on value of work – energuide related Part 11.2.1.4.) - Ceiling height to be a min. 6ft 5" over 80% of the suite area and all exit routes - Dedicated 3'-0" wide firefighting access path with overhead clearance of 2m to be maintained at all times | Lehmor Electrical Contractors Ltd
NULL | NULL | 4925 DUNBAR STREET, Vancouver, BC V6N 1V4 | Plumbing Permit | Residential | NULL | Withdrawn | Residential - Replace broken 3/4” water service pipe | A-Grade Plumbing & Heating Ltd
NULL | NULL | 4925 DUNBAR STREET, Vancouver, BC V6N 1V4 | Plumbing Permit | Residential | Renovation | Withdrawn | Residential - Replace broken 3/4” water service pipe | A-Grade Plumbing & Heating Ltd
PP-2023-00090 | 2023-01-10 | 4925 DUNBAR STREET, Vancouver, BC V6N 1V4 | Plumbing Permit | Residential | Renovation | Completed | Residential - Replace broken water main pipe | A-Grade Plumbing & Heating Ltd
GP-2022-00854 | 2022-03-18 | 4958 DUNBAR STREET, Vancouver, BC V6N 1V3 | Gas Permit | Residential | Renovation | Completed | Residential - HWT re&re | Ferenc Nagy
EP-2023-11340 | 2024-01-09 | 2772 DUKE STREET, Vancouver, BC V5R 4S9 | Electrical Permit | Commercial | Renovation | Issued | Installation / Repair - Commercial - Add 200 amp 120/240 volt 1 phase service -It is new service to back garage, scope of work power for first aid trailer. Add pole meter base and panel for 100 amp 240 volt service. CF-2023-012975 | Allwest Electric Ltd
EP-2023-09967 | 2023-11-06 | 3282 DUMFRIES STREET, Vancouver, BC V5N 3S3 | Electrical Permit | Residential | New | Issued | Temporary Power - Residential - To provide temporary power. NOTE: Work authorized by this permit is for placement of a temporary power pole only and does not authorize any site construction and/or excavation. A separate Building Permit will be required prior to commencement of any other work on this site. | CROWN ELECTRICAL CONTRACTOR LTD
PP-2022-04152 | 2022-11-18 | 4515 DUNBAR STREET, Vancouver, BC V6S 2G7 | Plumbing Permit | Commercial | Renovation | Completed | Commercial - One drinking fountain to be added in building. -the drinking fountain is inside the building | Four Lakes Mechanical LTD
EP-2022-00003 | 2022-01-04 | 4555 DUNBAR STREET, Vancouver, BC V6S 2G7 | Electrical Permit | Commercial | Renovation | Completed | Installation / Repair - Commercial - Replacement of existing fire alarm and annunciator panel. We will be replacing the existing fire alarm panel (existing panel is a conventional Edwards 6500) with a Edwards Fireshield conventional panel. The Fire alarm panel replacement is limited to replacement of the existing control and annunciator panel along with any non-compatible devices if there is any. We will not be doing any wiring work. When the replacement is done, a complete verification will be conducted, in conformance with CAN/ULC-S537. Note: This permit has been issued based on Bulletin 2018-004-BU/EL. | Prowatt Electric Inc
GP-2023-03850 | 2023-12-04 | 6540 DOMAN STREET, Vancouver, BC V5S 3H4 | Gas Permit | Residential | Renovation | Completed | Residential - RE&RE tankless water heater | Milani Plumbing Heating & Air Conditioning Ltd
GP-2023-02578 | 2023-09-05 | 6575 DOMAN STREET, Vancouver, BC V5S 3H3 | Gas Permit | Residential | Renovation | Completed | Residential - This is a old house getting boiler changed | AKAL Plumbing & Heating Ltd
PP-2023-04231 | 2023-12-05 | 5951 DUNBAR STREET, Vancouver, BC V6N 1W8 | Plumbing Permit | Residential | Renovation | Completed | Residential - To add a bathroom group ( Bathroom sink, toilet, and shower ) on main floor and to finish a powder room in basement >DB: 5951 Dunbar St Interior and exterior renovations to existing single detached house, and validating unapproved covered deck at rear (related to CF-2023-007213). Scope of work to include new washrooms, create new den, new exterior door and window at rear, new interior doors & walls, and upgrading electrical panel. | Plumb Rite Plumbing and Heating Ltd
EP-2023-10941 | 2024-01-02 | 5951 DUNBAR STREET, Vancouver, BC V6N 1W8 | Electrical Permit | Residential | Renovation | Issued | Installation / Repair - Residential - Upgrade service from 100 A to 200 A. Also perform safety check for previous electrical work by handy man in main floor bed rooms and living room. >CF-2023-007213 >BP: 5951 Dunbar St Interior and exterior renovations to existing single detached house, and validating unapproved covered deck at rear (related to CF-2023-007213). Scope of work to include new washrooms, create new den, new exterior door and window at rear, new interior doors & walls, and upgrading electrical panel. | Aidea Solutions Ltd
NULL | NULL | 3642 DUNDAS STREET, Vancouver, BC V5K 1S4 | Gas Permit | Residential | Renovation | Draft | Residential - Decommissioned, Remove existing furnace, clean room and disposal/recycle. Install new high efficiency furnace. | Ashton Service Group/Ashton Mechanical Ltd.
GP-2022-02627 | 2022-09-01 | 3642 DUNDAS STREET, Vancouver, BC V5K 1S4 | Gas Permit | Residential | Renovation | Completed | Residential - Remove existing furnace, clean room and disposal/recycle Install new high efficiency furnace | Ashton Service Group/Ashton Mechanical Ltd.
EP-2023-01949 | 2023-03-15 | 3642 DUNDAS STREET, Vancouver, BC V5K 1S4 | Electrical Permit | Residential | Renovation | Issued | Installation / Repair - Residential - Install circuit for a heat pump *An approved mechanical permit is required for the installation of air conditioning or heat pump unit at the time of installation before an electrical inspection will be performed | Douglas Millington o/a Moose Electric
GP-2022-02257 | 2022-08-02 | 3652 DUNDAS STREET, Vancouver, BC V5K 1S4 | Gas Permit | Residential | Tenant Improvement | Completed | Residential - Re Re Furnace | Moore & Russell Heating Ltd
PP-2022-04136 | 2022-11-17 | 3683 DUNDAS STREET, Vancouver, BC V5K 1S3 | Plumbing Permit | Residential | New | Issued | Residential - Sump | Octiscapes Site Services Ltd
EP-2022-10236 | 2022-12-05 | 3683 DUNDAS STREET, Vancouver, BC V5K 1S3 | Electrical Permit | Residential | New | Expired | Temporary Power - Residential - To provide temporary power. | Fairley Electric Ltd
EP-2023-01496 | 2023-02-27 | 3683 DUNDAS STREET, Vancouver, BC V5K 1S3 | Electrical Permit | Residential | New | Issued | Installation / Repair - Residential - Wire for single family home with basement suite and detached garage >BP: To construct a 2 storey + basement one-family Passive House dwelling with a secondary suite ($821,022.50) located in the basement with a detached accessory building (garage), at the rear providing 2 parking spaces, having vehicular access from the lane. Note: This Building Permit will remain in a suspended status until the associated (green) Demolition Permit BP-2021-04498 is completed. Note: This is a 2 storey building pursuant to the Zoning and Development By-Law 1- Covenant registered at the Land Title Office under CA9387180 2- No strata titling permitted 3- Bar sink proposed in the basement 4- Heat Pump unit proposed on the roof deck 5- Schedule B: JULIO REYNEL-GRACIA 778-998-0709 Architectural 5- Schedule B: CLINTON YIU 604-255-7670 Structural 5- Schedule B: JOEL BLANCO 604-882-8475 Geotechnical 4- BC Housing Residential Builder - B Collective Homes Inc. ******THIS PERMIT HAS BEEN ISSUED UNDER THE REQUIREMENTS OF VBBL #12511 (2019)****** | Fairley Electric Ltd
PP-2023-00305 | 2023-01-30 | 3683 DUNDAS STREET, Vancouver, BC V5K 1S3 | Plumbing Permit | Residential | New | Issued | Residential - Plumbing Rough In and Finishing -Supply and install all plastic ABS drainage, waste and venting to accommodate all fixtures -Supply and install Pex waterpipe to each fixture -Install tubs, showers, valves supplied by others -Supply and install main water shut off, fire sprinkler tee, two aquor hose bibs, laundry box, thermal expansion tank, Caleffi PRV with gauge -Attach to water service pipe brought into home by others -Supply and install backwater valve system for fixture restriction elevation limit -Install fixtures, trims, faucets for completion and occupancy (supply of fixtures by others) -Attach to water heater supplied and installed by others -Test plumbing systems and coordinate inspections for DWV static test, waterpipe pressure test and final inspection (permits not included) -Pass inspections >BP: To construct a 2 storey + basement one-family Passive House dwelling with a secondary suite located in the basement with a detached accessory building (garage), at the rear providing 2 parking spaces, having vehicular access from the lane. 1- Covenant registered at the Land Title Office under CA9387180 2- No strata titling permitted 3- Bar sink proposed in the basement 4- Heat Pump unit proposed on the roof deck 5- Schedule B: JULIO REYNEL-GRACIA 778-998-0709 Architectural 5- Schedule B: CLINTON YIU 604-255-7670 Structural 5- Schedule B: JOEL BLANCO 604-882-8475 Geotechnical 4- BC Housing Residential Builder - B Collective Homes Inc. | DISPATCH PLUMBING INC
EP-2023-11279 | 2023-12-19 | 3683 DUNDAS STREET, Vancouver, BC V5K 1S3 | Electrical Permit | Residential | New | Issued | Temporary Power - Residential - To provide temporary power. | Fairley Electric Ltd
NULL | NULL | 5349 DUNDEE STREET, Vancouver, BC V5R 3T8 | Electrical Permit | Residential | New | Withdrawn | Temporary Power - Residential - To provide temporary power. | Hi Mark Electric Ltd
EP-2022-01236 | 2022-02-22 | 5349 DUNDEE STREET, Vancouver, BC V5R 3T8 | Electrical Permit | Residential | New | Expired | Temporary Power - Residential - To provide temporary power. >NOTE: Work authorized by this permit is for placement of a temporary power pole only and does not authorize any site construction and/or excavation. A separate Building Permit will be required prior to commencement of any other work on this site >>>>>> Amend: Feb. 23rd -Please change permit from 100 amp service to 60 amp service. Service conductor # 6 copper. | Hi Mark Electric Ltd
EP-2022-02551 | 2022-07-06 | 5349 DUNDEE STREET, Vancouver, BC V5R 3T8 | Electrical Permit | Residential | New | Completed | Installation / Repair - Residential - New duplex wiring. Main Concumer's Service: 200A, 4 Electric Meters. Each Principal Dwelling Unit Service: 100A, Each Secondary Suite Service: 60A. >BP: To construct a two-storey two-family dwelling with two secondary suites ($659,250) located in the basement, with a detached accessory building (garage) at the rear providing 2 parking spaces, in addition to 1 surface parking space, having vehicular access from the 20' lane. Note: This Building Permit will remain in a suspended status until the associated (green) Demolition Permit BP-2021-05805 is completed. Note: This is a 2 storey building pursuant to the Zoning and Development By-Law 1. Covenant registered at the Land Title Office under CA9829436 2. No strata titling permitted 3. A/C units proposed in rear yard (exterior) and upper floor (interior) 4. NO Bar sinks proposed 5. Schedule B: ALAN PRAHALAD - (604-831-1431) Structural & Geotechnical 6. HPO: Residential Builder - AMPM Development & Renovation Ltd. Address Note: Addresses have been assigned per the approved plans, access to the rear unit is from the North side. This access must be provided & maintained at all times and the building addresses posted to be visible from the street in accordance with the Building By-law. ******THIS PERMIT HAS BEEN ISSUED UNDER THE REQUIREMENTS OF VBBL #12511 (2019)****** | Hi Mark Electric Ltd
SP-2022-01956 | 2022-11-22 | 5349 DUNDEE STREET, Vancouver, BC V5R 3T8 | Sprinkler Permit | Residential | New | Completed | Residential - 2FD+SS - FRONT - 5349 DUNDEE ST - #1 & #2 BACK - 5347 DUNDEE ST - #1 & #2 Installation of Sprinkler Heads >DB: To construct a two-storey two-family dwelling with two secondary suites located in the basement, with a detached accessory building (garage) at the rear providing 2 parking spaces, in addition to 1 surface parking space, having vehicular access from the 20' lane. Note: This is a 2 storey building pursuant to the Zoning and Development By-Law 1. Covenant registered at the Land Title Office under CA9829436 2. No strata titling permitted 3. A/C units proposed in rear yard (exterior) and upper floor (interior) 4. NO Bar sinks proposed | RAHELU PLUMBING & HEATING LTD.
EP-2022-09486 | 2022-11-08 | 5349 DUNDEE STREET, Vancouver, BC V5R 3T8 | Electrical Permit | Residential | New | Completed | Installation / Repair - Residential - extra low voltage >BP: To construct a two-storey two-family dwelling with two secondary suites ($659,250) located in the basement, with a detached accessory building (garage) at the rear providing 2 parking spaces, in addition to 1 surface parking space, having vehicular access from the 20' lane. Note: This Building Permit will remain in a suspended status until the associated (green) Demolition Permit BP-2021-05805 is completed. Note: This is a 2 storey building pursuant to the Zoning and Development By-Law 1. Covenant registered at the Land Title Office under CA9829436 2. No strata titling permitted 3. A/C units proposed in rear yard (exterior) and upper floor (interior) 4. NO Bar sinks proposed 5. Schedule B: ALAN PRAHALAD - (604-831-1431) Structural & Geotechnical 6. HPO: Residential Builder - AMPM Development & Renovation Ltd. ******THIS PERMIT HAS BEEN ISSUED UNDER THE REQUIREMENTS OF VBBL #12511 (2019)****** | AJ INTEGRATED SERVICES LTD
GP-2022-03515 | 2022-11-10 | 5349 DUNDEE STREET, Vancouver, BC V5R 3T8 | Gas Permit | Residential | New | Completed | Residential - 2FD+SS - FRONT - 5349 DUNDEE ST - #1 & #2 BACK - 5347 DUNDEE ST - #1 & #2 Gas BBQ piping only >DB: To construct a two-storey two-family dwelling with two secondary suites located in the basement, with a detached accessory building (garage) at the rear providing 2 parking spaces, in addition to 1 surface parking space, having vehicular access from the 20' lane. Note: This is a 2 storey building pursuant to the Zoning and Development By-Law 1. Covenant registered at the Land Title Office under CA9829436 2. No strata titling permitted 3. A/C units proposed in rear yard (exterior) and upper floor (interior) 4. NO Bar sinks proposed | Lally Plumbing & Heating Ltd
PP-2022-02244 | 2022-06-27 | 5349 DUNDEE STREET, Vancouver, BC V5R 3T8 | Plumbing Permit | Residential | New | Completed | Residential - Sumps NOTE: Engineering Assurance letter will be submitted to the Plumbing Inspector on the site. Letter shall conform to the requirements of Vancouver Bulletin 2000-008-EL/PL. | Jewel Mini Excavating Ltd
MP-2022-00162 | 2022-08-29 | 5349 DUNDEE STREET, Vancouver, BC V5R 3T8 | Mechanical Permit | NULL | NULL | Completed | NULL | Lally Plumbing & Heating Ltd
PP-2022-02867 | 2022-08-17 | 5349 DUNDEE STREET, Vancouver, BC V5R 3T8 | Plumbing Permit | Residential | New | Completed | Residential - 2FD+2SS - FRONT - 5349 DUNDEE ST - #1 & #2 BACK - 5347 DUNDE ST - #1 & #2 Plumbing To construct a two-storey two-family dwelling with two secondary suites located in the basement, with a detached accessory building (garage) at the rear providing 2 parking spaces, in addition to 1 surface parking space, having vehicular access from the 20' lane. Note: This is a 2 storey building pursuant to the Zoning and Development By-Law 1. Covenant registered at the Land Title Office under CA9829436 2. No strata titling permitted 3. A/C units proposed in rear yard (exterior) and upper floor (interior) 4. NO Bar sinks proposed | Lally Plumbing & Heating Ltd
EP-2023-02928 | 2023-04-03 | 5361 DUNDEE STREET, Vancouver, BC V5R 3T8 | Electrical Permit | Residential | New | Issued | Temporary Power - Residential - To provide temporary power. Amend: Apr 11, 2023 service size change from 100 amp to 60 amp | T.G. Electrical Ltd
PP-2023-02467 | 2023-07-13 | 5361 DUNDEE STREET, Vancouver, BC V5R 3T8 | Plumbing Permit | Residential | New | Issued | Residential - plumbing new fixtures: >BP: To construct a two-storey two-family dwelling with two secondary suites ($1,006,250) located in the basement, with a detached accessory building (garage) at the rear providing 2 parking spaces, having vehicular access from the lane. Note: This Building Permit will remain in a suspended status until the associated (green) Demolition Permit BP-2022-04049 is completed. 1. Covenant registered at the Land Title Office under CB485955 2. No strata titling permitted 3. A/C units proposed in rear yard 4. No Bar sinks proposed 5. Schedule B: Xue Li Chen (778.235.5447) Structural & Geotechnical 6. HPO: Residential Builder - T.G. Electrical Ltd | Dilbagh Singh Sidhu
MP-2023-01428 | 2023-08-03 | 5361 DUNDEE STREET, Vancouver, BC V5R 3T8 | Mechanical Permit | NULL | NULL | Issued | NULL | Ultra Mechanical Ltd
PP-2023-01970 | 2023-06-01 | 5361 DUNDEE STREET, Vancouver, BC V5R 3T8 | Plumbing Permit | Residential | New | Issued | Residential - 2FD+2SS - INSTALLING 2 SUMPS WITH A PUMP | K P Excavating & Demolition Ltd
SP-2023-01608 | 2023-09-06 | 5361 DUNDEE STREET, Vancouver, BC V5R 3T8 | Sprinkler Permit | Residential | New | Issued | Residential - New sprinkler system >BP: To construct a two-storey two-family dwelling with two secondary suites located in the basement, with a detached accessory building (garage) at the rear providing 2 parking spaces, having vehicular access from the lane. 1. Covenant registered at the Land Title Office under CB485955 2. No strata titling permitted 3. A/C units proposed in rear yard 4. No Bar sinks proposed 5. Schedule B: Xue Li Chen (778.235.5447) Structural & Geotechnical 6. HPO: Residential Builder - T.G. Electrical Ltd | Haven Fire Protection Ltd
EP-2023-08626 | 2023-09-29 | 5361 DUNDEE STREET, Vancouver, BC V5R 3T8 | Electrical Permit | Residential | New | Issued | Installation / Repair - Residential - complete electrical wiring duplex with suites and low voltage :wire only for tv/tel ,security alarm and camera 2 SEPERATE 200 amp Services >BP: To construct a two-storey two-family dwelling with two secondary suites ($1,006,250) located in the basement, with a detached accessory building (garage) at the rear providing 2 parking spaces, having vehicular access from the lane. 1. Covenant registered at the Land Title Office under CB485955 2. No strata titling permitted 3. A/C units proposed in rear yard 4. No Bar sinks proposed 5. Schedule B: Xue Li Chen (778.235.5447) Structural & Geotechnical 6. HPO: Residential Builder - T.G. Electrical Ltd Address Note: NORTH UNIT #1-5361 Dundee St - One Family Dwelling (1st-2nd floor) #2-5361 Dundee St - Secondary Suite (basement) SOUTH UNIT #1-5363 Dundee St - One Family Dwelling (1st-2nd floor) #2-5363 Dundee St - Secondary Suite (basement) | T.G. Electrical Ltd
GP-2023-02772 | 2023-09-22 | 5361 DUNDEE STREET, Vancouver, BC V5R 3T8 | Gas Permit | Residential | New | Issued | Residential - To install 2 Range, 2 BBQ & 2 Fireplace There is pipping for 2 BBQ & Fireplace >BP: To construct a two-storey two-family dwelling with two secondary suites ($1,006,250) located in the basement, with a detached accessory building (garage) at the rear providing 2 parking spaces, having vehicular access from the lane. **Amend - November 15, 2023 - Add 2 Fireplace Piping only | JOT MECHANICAL LTD
GP-2022-01798 | 2022-06-13 | 5542 DUNDEE STREET, Vancouver, BC V5R 3T9 | Gas Permit | Residential | Renovation - Dwelling Unit(s) only | Completed | Residential - RE&RE tankless water heater | Kits Plumbing and Heating Ltd
EP-2022-03913 | 2022-05-12 | 5542 DUNDEE STREET, Vancouver, BC V5R 3T9 | Electrical Permit | Residential | Renovation | Completed | Installation / Repair - Residential - 200amp service upgrade + private pole Amend: June 22, 2022 Heat pump circuit Install circuit and disconnect for heat pump -attached: load calculation, pic of the location (info received from Kits Plumbing), and the bulletin | Kato Electrical Inc
GP-2022-00380 | 2022-02-07 | 3439 DUNDAS STREET, Vancouver, BC V5K 1R9 | Gas Permit | Residential | Addition | Completed | Residential - Replacement of COMBI boiler system | BCRC Plumbing and Heating Ltd
GP-2023-03628 | 2023-11-20 | 3508 DUNDAS STREET, Vancouver, BC V5K 1S1 | Gas Permit | Residential | Renovation | Completed | Residential - RE&RE hot water tank | Milani Plumbing Heating & Air Conditioning Ltd
GP-2023-02797 | 2023-09-25 | 3530 DUNDAS STREET, Vancouver, BC V5K 1S1 | Gas Permit | Residential | Renovation | Completed | Residential - FURNACE RE/RE | Reliance Comfort Limited Partnership
MP-2023-01562 | 2023-08-31 | 3530 DUNDAS STREET, Vancouver, BC V5K 1S1 | Mechanical Permit | NULL | NULL | Completed | NULL | Reliance Comfort Limited Partnership
EP-2023-07757 | 2023-09-06 | 3530 DUNDAS STREET, Vancouver, BC V5K 1S1 | Electrical Permit | Residential | Addition | Completed | Installation / Repair - Residential - HEAT PUMP INSTALL *MP-2023-01562: Issued (Heating and Cooling) | Reliance Comfort Limited Partnership
PP-2022-03113 | 2022-09-07 | 604 E 12TH AVENUE, Vancouver, BC V5T 2H8 | Plumbing Permit | Residential | New | Completed | Residential - 2FD+2SS - EAST - 604 E 12TH AV - #1 & #2 WEST - 2840 CAROLINA ST - #1 & #2 plumbing >DB: To construct a two-storey two-family dwelling with two secondary suites located in the basement, with a detached accessory building (garage) at the rear providing 2 parking spaces, plus one open parking space over gravel, having vehicular access from the lane. Note: This Building Permit will remain in a suspended status until the associated (green) Demolition Permit BP-2021-06425 is completed. Note: This is a 2 storey building pursuant to the Zoning and Development By-Law 1. Covenant registered at the Land Title Office under CA9762409 2. No strata titling permitted 3. A/C units proposed in the RY, FY & upper floor 4. Bar sinks NOT proposed | Sodhi Development Ltd
MP-2022-00219 | 2022-09-14 | 604 E 12TH AVENUE, Vancouver, BC V5T 2H8 | Mechanical Permit | NULL | NULL | Completed | NULL | Sodhi Development Ltd
GP-2022-02759 | 2022-09-15 | 604 E 12TH AVENUE, Vancouver, BC V5T 2H8 | Gas Permit | Residential | New | Completed | Residential - New Gas - Range & Boiler for: >BP: 2FD + 2SS To construct a two-storey two-family dwelling with two secondary suites ($756,250) located in the basement, with a detached accessory building (garage) at the rear providing 2 parking spaces, plus one open parking space over gravel, having vehicular access from the lane. | Sodhi Development Ltd
SP-2022-01587 | 2022-10-06 | 604 E 12TH AVENUE, Vancouver, BC V5T 2H8 | Sprinkler Permit | Residential | New | Completed | Residential - New Sprinkler System for: >BP: 2FD + 2SS To construct a two-storey two-family dwelling with two secondary suites ($756,250) located in the basement, with a detached accessory building (garage) at the rear providing 2 parking spaces, plus one open parking space over gravel, having vehicular access from the lane. Note: This Building Permit will remain in a suspended status until the associated (green) Demolition Permit BP-2021-06425 is completed. Note: This is a 2 storey building pursuant to the Zoning and Development By-Law 1. Covenant registered at the Land Title Office under CA9762409 2. No strata titling permitted 3. A/C units proposed in the RY, FY & upper floor 4. Bar sinks NOT proposed 5. Schedule B: Julian Bozsik P.Eng. (604-431-0055) Structural & Geotechnical 6. HPO: Residential Builder - SODHI DEVELOPMENT LTD **The entire building, INCLUDING THE ATTACHED GARAGE (if applicable), to be sprinklered to 2 x NFPA 13D.** AMEND: MAY 2/2023 DOCUMENTS UPLOADED AND DPI HAS REVIEWED | Sodhi Development Ltd
PP-2022-02803 | 2022-08-12 | 604 E 12TH AVENUE, Vancouver, BC V5T 2H8 | Plumbing Permit | Residential | New | Completed | Residential - 2FD+2SS - EAST - 604 E 12TH AV - #1 & #2 WEST - 2840 CAROLINA ST - #1 & #2 Sentry and storm con with one sump | AKAL DEMOLITION & EXCAVATING LTD
EP-2022-08595 | 2022-10-11 | 604 E 12TH AVENUE, Vancouver, BC V5T 2H8 | Electrical Permit | Residential | New | Completed | Installation / Repair - Residential - tv,telephone,alarm prewire and complete | Tvisha Technologies Ltd
EP-2022-08604 | 2022-10-20 | 604 E 12TH AVENUE, Vancouver, BC V5T 2H8 | Electrical Permit | Residential | New | Completed | Installation / Repair - Residential - New duplex Service:200 Amp Volt: 120/240 phase: single phase 3 wires Each unit main panel:125 amp >BP: To construct a two-storey two-family dwelling with two secondary suites ($756,250) located in the basement, with a detached accessory building (garage) at the rear providing 2 parking spaces, plus one open parking space over gravel, having vehicular access from the lane. Note: This Building Permit will remain in a suspended status until the associated (green) Demolition Permit BP-2021-06425 is completed. Note: This is a 2 storey building pursuant to the Zoning and Development By-Law 1. Covenant registered at the Land Title Office under CA9762409 2. No strata titling permitted 3. A/C units proposed in the RY, FY & upper floor 4. Bar sinks NOT proposed 5. Schedule B: Julian Bozsik P.Eng. (604-431-0055) Structural & Geotechnical 6. HPO: Residential Builder - SODHI DEVELOPMENT LTD ******THIS PERMIT HAS BEEN ISSUED UNDER THE REQUIREMENTS OF VBBL #12511 (2019)****** | Samreet Electrical Services Ltd
EP-2021-05856 | 2022-01-06 | 5622 CULLODEN STREET, Vancouver, BC V5W 3R8 | Electrical Permit | Residential | New | Completed | Installation / Repair - Residential - New Duplex Wiring >BP: 2FD To construct a two-storey two-family dwelling ($950,320) with a detached accessory building (garage) at the rear providing 2 parking spaces, having vehicular access from the lane. Note: This Building Permit will remain in a suspended status until the associated (green) Demolition Permit BP-2021-02537 is completed. Note: This is a 2 storey building pursuant to the Zoning and Development By-Law 1. A/C units proposed in the rear yard. 2. Schedule B: Hardeep Gill, P.Eng. (604-738-0048) Structural; J.Y.(Yoshi) Tanaka, P.Eng. (778-730-1747) Geotechnical 3. HPO: Residential Builder - Desato Enterprises Ltd. Address Note: Front Unit 5622 Culloden St - One Family Dwelling (west portion of 1st - 3rd floor) Back Unit 5624 Culloden St - One Family Dwelling (east portion of 1st - 2nd floor) Address numbers assigned as per approved plans for Fire and Emergency response. The address numbers are to be posted to the building to be visible from the street and in accordance with the Building By-law prior to final inspection. ******THIS PERMIT HAS BEEN ISSUED UNDER THE REQUIREMENTS OF VBBL #12511 (2019)****** >>>>AMEND: Aug. 22, 2022 -as per change address on associated DB-2021-02536 -BACK UNIT Address is now: 5628 Culloden St. Amend: Oct 5, 2022 add $8000.00 to installation value for smart switches. | Hi Mark Electric Ltd
NULL | NULL | 5622 CULLODEN STREET, Vancouver, BC V5W 3R8 | Plumbing Permit | Residential | New | Draft | Residential | Van-City Excavating Ltd
NULL | NULL | 5622 CULLODEN STREET, Vancouver, BC V5W 3R8 | Plumbing Permit | Residential | New | Draft | Residential - One sump without pump | Van-City Excavating Ltd
PP-2022-00479 | 2022-02-11 | 5622 CULLODEN STREET, Vancouver, BC V5W 3R8 | Plumbing Permit | Residential | New | Completed | Residential - 2FD - FRONT UNIT - 5622 CULLODEN ST BACK UNIT - 5624 CULLODEN ST One sump without pump To construct a two-storey two-family dwelling with a detached accessory building (garage) at the rear providing 2 parking spaces, having vehicular access from the lane. Note: This Building Permit will remain in a suspended status until the associated (green) Demolition Permit BP-2021-02537 is completed. Note: This is a 2 storey building pursuant to the Zoning and Development By-Law 1. A/C units proposed in the rear yard. AMEND: FEB 18/2022 Adding two sumps without pump on the jobsite >>>>>>>>>>>>> AMEND: Aug. 22, 2022 -as per change address on associated DB-2021-02536 -BACK UNIT Address is now: 5628 Culloden St. | Van-City Excavating Ltd
NULL | NULL | 5622 CULLODEN STREET, Vancouver, BC V5W 3R8 | Plumbing Permit | Residential | New | Draft | Residential - 2 sumps one with pump | Van-City Excavating Ltd
SP-2022-00424 | 2022-03-24 | 5622 CULLODEN STREET, Vancouver, BC V5W 3R8 | Sprinkler Permit | Residential | New | Completed | Residential - installation of a new fire sprinkler system >BP: To construct a two-storey two-family dwelling ($950,320) with a detached accessory building (garage) at the rear providing 2 parking spaces, having vehicular access from the lane. Note: This Building Permit will remain in a suspended status until the associated (green) Demolition Permit BP-2021-02537 is completed. Note: This is a 2 storey building pursuant to the Zoning and Development By-Law 1. A/C units proposed in the rear yard. 2. Schedule B: Hardeep Gill, P.Eng. (604-738-0048) Structural; J.Y.(Yoshi) Tanaka, P.Eng. (778-730-1747) Geotechnical 3. HPO: Residential Builder - Desato Enterprises Ltd. Address Note: Front Unit 5622 Culloden St - One Family Dwelling (west portion of 1st - 3rd floor) Back Unit 5624 Culloden St - One Family Dwelling (east portion of 1st - 2nd floor) Address numbers assigned as per approved plans for Fire and Emergency response. The address numbers are to be posted to the building to be visible from the street and in accordance with the Building By-law prior to final inspection. ******THIS PERMIT HAS BEEN ISSUED UNDER THE REQUIREMENTS OF VBBL #12511 (2019)****** >>AMEND: Aug. 22, 2022 -as per change address on associated DB-2021-02536 -BACK UNIT Address is now: 5628 Culloden St. | CENTRE LINE FIRE SPRINKLERS LTD
GP-2022-03222 | 2022-10-19 | 5622 CULLODEN STREET, Vancouver, BC V5W 3R8 | Gas Permit | Residential | New | Completed | Residential - Gas piping - 2 range, 2 boiler & 2 fireplaces. >BP: To construct a two-storey two-family dwelling ($950,320) with a detached accessory building (garage) at the rear providing 2 parking spaces, having vehicular access from the lane. | WDR CONTRACTING LTD
PP-2022-02167 | 2022-06-23 | 5622 CULLODEN STREET, Vancouver, BC V5W 3R8 | Plumbing Permit | Residential | New | Completed | Residential - Plumbing >BP: To construct a two-storey two-family dwelling ($950,320) with a detached accessory building (garage) at the rear providing 2 parking spaces, having vehicular access from the lane. >>AMEND: Aug. 22, 2022 -as per change address on associated DB-2021-02536 -BACK UNIT Address is now: 5628 Culloden St. | WDR CONTRACTING LTD
GP-2022-02949 | 2022-10-03 | 5622 CULLODEN STREET, Vancouver, BC V5W 3R8 | Gas Permit | Residential | New | Completed | Residential - Installation of 1 gas fireplace - venting and hook up only >BP: To construct a two-storey two-family dwelling ($950,320) with a detached accessory building (garage) at the rear providing 2 parking spaces, having vehicular access from the lane. Note: This Building Permit will remain in a suspended status until the associated (green) Demolition Permit BP-2021-02537 is completed. Note: This is a 2 storey building pursuant to the Zoning and Development By-Law 1. A/C units proposed in the rear yard. 2. Schedule B: Hardeep Gill, P.Eng. (604-738-0048) Structural; J.Y.(Yoshi) Tanaka, P.Eng. (778-730-1747) Geotechnical 3. HPO: Residential Builder - Desato Enterprises Ltd. >>>>>>>>>>>> Amend: add second fireplace to permit for 21,000 BTU | Urban Fireplaces Ltd
EP-2022-08142 | 2022-09-27 | 5622 CULLODEN STREET, Vancouver, BC V5W 3R8 | Electrical Permit | Residential | New | Completed | Installation / Repair - Residential - Low Voltage Roughing and Finish for cctv, data, tv and alarm >BP: To construct a two-storey two-family dwelling ($950,320) with a detached accessory building (garage) at the rear providing 2 parking spaces, having vehicular access from the lane. | Cruz Security Inc
EP-2022-05382 | 2022-06-23 | 3741 DUMFRIES STREET, Vancouver, BC V5N 3S8 | Electrical Permit | Residential | New | Completed | Installation / Repair - Residential - 200amp service upgrade. with dual meters. 1 x 100amp main panel & 1 x 100amp basement panel Currently service is 100amp | SUSTAIN ELECTRIC LTD
EP-2023-03783 | 2023-05-02 | 3989 DUMFRIES STREET, Vancouver, BC V5N 5R3 | Electrical Permit | Residential | Renovation | Expired | Installation / Repair - Residential - Install temporary power for trailer. >BP: Exterior alterations for an envelope and balcony repair to the residential portion only to this existing 3-storey mixed-use commercial/residential building. Notes: 1. This application was reviewed and approved under VBBL 2019 (#12511). 2. Residential units are on the upper 2 storeys of the building. 3. No electrical or mechanical work proposed. 4. All existing window and door openings to remain the same sizes. 5. Building envelope professional: Karen Kwan at 604.738.0048 | JT ELECTRIC LTD
EP-2023-09178 | 2023-10-11 | 3989 DUMFRIES STREET, Vancouver, BC V5N 5R3 | Electrical Permit | Commercial | Tenant Improvement | Issued | Installation / Repair - Commercial - To install constant 120V power to over head door operator for handicap access into unit. | Pacific Western Power & Control Ltd
EP-2024-00633 | 2024-01-24 | 3989 DUMFRIES STREET, Vancouver, BC V5N 5R3 | Electrical Permit | Residential | Renovation | Issued | Temporary Power - Residential - To provide temporary power. | JT ELECTRIC LTD
GP-2023-00746 | 2023-03-03 | 4238 DUMFRIES STREET, Vancouver, BC V5N 3T2 | Gas Permit | Residential | Renovation - Dwelling Unit(s) only | Completed | Residential - RE&RE FURNACE | Kits Plumbing and Heating Ltd
GP-2022-02438 | 2022-08-18 | 5555 DUNDEE STREET, Vancouver, BC V5R 3T8 | Gas Permit | Residential | Renovation | Completed | Residential - Furnace re&re | Ferenc Nagy
EP-2023-07642 | 2023-08-23 | 143 DUNLEVY AVENUE, Vancouver, BC V6A 3A4 | Electrical Permit | Commercial | Renovation | Issued | Installation / Repair - Commercial - Maintenance replacement of fire alarm panel; the control unit and indicating [bells will be replaced to horns]. Note: The issuance of this permit is based on Bulletin 2018-004-BU/EL. | Fina Electrical Systems Ltd
EP-2023-07870 | 2023-09-05 | 143 DUNLEVY AVENUE, Vancouver, BC V6A 3A4 | Electrical Permit | Commercial | Renovation - Dwelling Unit(s) only | Completed | Installation / Repair - Commercial - This building units had fire so we are doing complete rough in and finishing of electrical work without changing the any location of electrical outlets . We are doing demo, rough in and finish 2 units on level 2 (#202,#204) and 2 units on level 3 (#303,#304). (CF-2022-010735) >BP: #202, 302, 204, 304 - 143 Dunlevy Street Interior and Exterior alterations to repair fire damaged sleeping units in this existing SRA building. Letters of assurance submitted by: Scot Gordon, Reg Architect, Architectural Schedule B. Adam Samuel Densmore, P.Eng, Structural Schedule B. Ok for Field Review as per Manuel Meier. | Lux Electric Group Ltd
NULL | NULL | 111 DUNSMUIR STREET, Vancouver, BC V6B 6A3 | Electrical Permit | Commercial | NULL | Withdrawn | Annual / Operating | Sasco Contractors Ltd
EP-2022-02478 | 2022-03-28 | 111 DUNSMUIR STREET, Vancouver, BC V6B 6A3 | Electrical Permit | Commercial | NULL | Expired | Annual / Operating - Annual operating permit -renewal for: EP-2021-02021 -Valid March 29, 2022 - March 28, 2023 | Sasco Contractors Ltd
EP-2022-04127 | 2022-05-19 | 111 DUNSMUIR STREET, Vancouver, BC V6B 6A3 | Electrical Permit | Commercial | Tenant Improvement | Completed | Installation / Repair - Commercial - Washroom upgrades of floors 4,5,7 Demo Lighting - Supply and Install new lighting as per luminaire schedule Lighting control Power requirements - new receptacles >BP: Interior alterations to provide improvements to existing common washrooms on the 4th, 5th & 7th floors of this existing commercial building. Scope of work: remove and replace, walls, flooring, ceiling, plumbing fixtures, lighting. Letters of Assurance submitted by: Schedule A and Architectural Schedule B, Jiang Zhu, Architect AIBC, ph: 604-696-8252. Mechanical and Plumbing Schedule B, Ian W. Chan, P.Eng., ph: 604-696-8264. Electrical Schedule B, Zhi Chen, P.Eng., ph: 604-696-8460. OK for Field Review per H. Chow/A. Cashato; March 14, 2022 E2 - Lighting - Upgrade to incorporate Automatic Full OFF (per 9.4.1.1 (h) of ASHRAE 90.1-2016 Energy checklist is currently no longer required with your Building Permit (BP) application. Some supporting documents are still required at BP stage, specifically Envelope and HVAC, if applicable. Service Water Heating and Lighting supporting documents, if applicable, must be submitted with your related trades permits (e.g. electrical and plumbing). All energy upgrades will be checked during inspections stage. It is the applicant’s responsibility to identify and note all required upgrades including energy upgrades on their BP drawings at BP stage. | Sasco Contractors Ltd
SP-2022-01466 | 2022-09-13 | 111 DUNSMUIR STREET, Vancouver, BC V6B 6A3 | Sprinkler Permit | Commercial | Tenant Improvement | Completed | Commercial - Relocated Sprinkler Heads >BP: 4th, 5th & 7th floor - common washrooms Interior alterations to provide improvements to existing common washrooms on the 4th, 5th & 7th floors of this existing commercial building. *****This application does not include any of the following: 1. Not more than 20 sprinklers (add, relocate, or remove), 2. hydraulic calculations, 3. change in occupancy and /or hazard classification, 4. warehouse storage arrangements, 5. mobile compact storage arrangements, 6. alternative solutions, 7. changes to the sprinkler system supply piping (e.g. valves, mains, cross-mains, branch-lines, etc.), or 8. flexible sprinkler pipe. | Viking Fire Protection Inc
PP-2022-02393 | 2022-07-28 | 111 DUNSMUIR STREET, Vancouver, BC V6B 6A3 | Plumbing Permit | Commercial | Renovation | Completed | Commercial - New fixtures installed > Interior alterations to provide improvements to existing common washrooms on the 4th, 5th & 7th floors of this existing commercial building. Scope of work: remove and replace, walls, flooring, ceiling, plumbing fixtures, lighting. Letters of Assurance submitted by: Schedule A and Architectural Schedule B, Jiang Zhu, Architect AIBC, ph: 604-696-8252. Mechanical and Plumbing Schedule B, Ian W. Chan, P.Eng., ph: 604-696-8264. Electrical Schedule B, Zhi Chen, P.Eng., ph: 604-696-8460. OK for Field Review per H. Chow/A. Cashato; March 14, 2022 E2 - Lighting - Upgrade to incorporate Automatic Full OFF (per 9.4.1.1 (h) of ASHRAE 90.1-2016 Energy checklist is currently no longer required with your Building Permit (BP) application. Some supporting documents are still required at BP stage, specifically Envelope and HVAC, if applicable. Service Water Heating and Lighting supporting documents, if applicable, must be submitted with your related trades permits (e.g. electrical and plumbing). All energy upgrades will be checked during inspections stage. It is the applicant’s responsibility to identify and note all required upgrades including energy upgrades on their BP drawings at BP stage. | DAVIDSON BROS MECHANICAL CONTRACTORS
SP-2023-00498 | 2023-03-22 | 111 DUNSMUIR STREET, Vancouver, BC V6B 6A3 | Sprinkler Permit | Commercial | Tenant Improvement | Completed | Commercial - Relocate sprinkler heads for washrooms upgrade. >BP: 1st, 2nd, and 3rd floors - common washrooms Interior alterations to provide improvements to existing common washrooms on the 1st, 2nd, and 3rd floors of this existing commercial building. Scope of work: remove and replace, walls, flooring, ceiling, plumbing fixtures, lighting. >*****This application does not include any of the following: 1. Not more than 20 sprinklers (add, relocate, or remove), 2. hydraulic calculations, 3. change in occupancy and /or hazard classification, 4. warehouse storage arrangements, 5. mobile compact storage arrangements, 6. alternative solutions, 7. changes to the sprinkler system supply piping (e.g. valves, mains, cross-mains, branch-lines, etc.), or 8. flexible sprinkler pipe. | Priority Fire Systems Ltd
EP-2023-02257 | 2023-03-16 | 111 DUNSMUIR STREET, Vancouver, BC V6B 6A3 | Electrical Permit | Commercial | NULL | Issued | Annual / Operating - Annual operating permit - renewal for: EP-2022-02478 -Valid March 29, 2023 - March 28, 2024 | Sasco Contractors Ltd
EP-2023-03044 | 2023-04-06 | 111 DUNSMUIR STREET, Vancouver, BC V6B 6A3 | Electrical Permit | Commercial | Tenant Improvement | Completed | Installation / Repair - Commercial - Demo, install new lighting & lighting controls >BP: Interior alterations to provide improvements to existing common washrooms on the 1st, 2nd, and 3rd floors of this existing commercial building. Scope of work: remove and replace, walls, flooring, ceiling, plumbing fixtures, lighting. Letters of Assurance submitted by: Schedule A and Architectural Schedule B, Jiang Zhu, Architect AIBC, ph: 604-696-8252. Schedule B Mechanical and Plumbing , Ian W. Chan, P.Eng., ph: 604-696-8264. Electrical Schedule B, Zhi Chen, P.Eng., ph: 604-696-8460. OK for Field Review per K.Clark - Jan 27/23 Energy Upgrade: E2 - Lighting - Upgrade to incorporate Automatic Full OFF (per 9.4.1.1.(h) of ASHRAE 90.1-2016) Energy checklist is currently no longer required with your Building Permit (BP) application. Some supporting documents are still required at BP stage, specifically Envelope and HVAC, if applicable. Service Water Heating and Lighting supporting documents, if applicable, must be submitted with your related trades permits (e.g. electrical and plumbing). All energy upgrades will be checked during inspections stage. | Blueline Electrical Services Ltd
PP-2023-01566 | 2023-05-04 | 111 DUNSMUIR STREET, Vancouver, BC V6B 6A3 | Plumbing Permit | Commercial | Renovation | Completed | Commercial - Renovation of 3 floors of bathrooms. 1 mens and 1 womens bathroom per floor total 9- urinal replacement. 15- lav replacement 6- Floor drain Replacement >BP: 1st, 2nd, and 3rd floors - common washrooms Interior alterations to provide improvements to existing common washrooms on the 1st, 2nd, and 3rd floors of this existing commercial building. Scope of work: remove and replace, walls, flooring, ceiling, plumbing fixtures, lighting. 15- WC removal and reinstall | Maple Ridge Mechanical Ltd
EP-2023-06536 | 2023-07-19 | 333 DUNSMUIR STREET, Vancouver, BC V6B 5R4 | Electrical Permit | Commercial | Renovation | Completed | Installation / Repair - Commercial - 18th floor work: Installation of 4 cameras and 5 panic buttons; Reinstallation of 2 access control doors; Running low voltage cable to devices specified. >BP: Interior alterations to provide tenant improvements for the existing office tenant on the 18th floor in this existing commercial building on this site. Scope of work: Demolish partition walls, remove ramps, handrails, raised floors, existing millwork, lobby finishes and ceiling. Remove existing fixtures/finishes in existing washrooms. Construct new walls for new office layout, new flooring and new glass support and ramp, HVAC, interior seismic upgrades, electrical, plumbing and sprinkler work. E2 - Lighting - Upgrade to Local Control (per 9.4.1.1.(a) of ASHRAE 90.1-2016) Energy checklist is currently no longer required with your Building Permit (BP) application. Some supporting documents are still required at BP stage, specifically Envelope and HVAC, if applicable. Service Water Heating and Lighting supporting documents, if applicable, must be submitted with your related trades permits (e.g. electrical and plumbing). All energy upgrades will be checked during inspections stage. It is the applicant’s responsibility to identify and note all required upgrades including energy upgrades on their BP drawings at BP stage. | Houle Electric Limited
EP-2023-03622 | 2023-04-26 | 333 DUNSMUIR STREET, Vancouver, BC V6B 5R4 | Electrical Permit | Commercial | NULL | Issued | Annual / Operating - ANNUAL OPERATING PERMIT RENEWAL VALID: MAY 1, 2023 TO APR. 30, 2024 Renewal of EP-2022-04530 | Ino-Tek Electric Ltd.
EP-2023-01358 | 2023-02-17 | 333 DUNSMUIR STREET, Vancouver, BC V6B 5R4 | Electrical Permit | Commercial | Tenant Improvement | Completed | Installation / Repair - Commercial - Install data and power for workstations | Canem Systems Ltd
NULL | NULL | 333 DUNSMUIR STREET, Vancouver, BC V6B 5R4 | Electrical Permit | Commercial | Tenant Improvement | Withdrawn | Installation / Repair - Commercial - Disconnect/reconnect chillers after they were replaced and add new breakers. | Sasco Contractors Ltd
EP-2022-05737 | 2022-07-07 | 333 DUNSMUIR STREET, Vancouver, BC V6B 5R4 | Electrical Permit | Commercial | Renovation | Completed | Installation / Repair - Commercial - Disconnect and reconnect chillers after they were replaced and add new 400A breakers. - No change to load on Hydro service, chillers were replaced like for like fed from same power source with modern breakers >BP: Interior alterations to replace chiller unit on the P4 Level of this existing commercial building. OK for field review as per Rob Rattray. letters of assurance submitted by: Stuart Adamson, P.Eng, 604-340-6694, Schedule A, Mechanical Schedule B. Gary Yeung, P.Eng, 604-605-4974, Electrical Schedule B. | Sasco Contractors Ltd
EP-2022-06863 | NULL | 333 DUNSMUIR STREET, Vancouver, BC V6B 5R4 | Electrical Permit | Commercial | Renovation | Applicant Revisions | Installation / Repair - Commercial - Voluntary upgrade of existing fire alarm system as per Bulletin 2018-004-BU/EL Option 1 - C Replace 3x speakers in main floor lobby. Install 2x New speakers in main floor lobby. Relocate 1x double speaker in loading dock using surface EMT | Sasco Contractors Ltd
EP-2022-09465 | 2022-11-09 | 333 DUNSMUIR STREET, Vancouver, BC V6B 5R4 | Electrical Permit | Commercial | Tenant Improvement | Issued | Installation / Repair - Commercial - Install data, conduit and wire for workstations and lighting *Hazardous materials assessment checked May 12, RMN >BP: Interior alterations to provide tenant improvements for the existing office tenant on the 18th floor in this existing commercial building on this site. Scope of work: Demolish partition walls, remove ramps, handrails, raised floors, existing millwork, lobby finishes and ceiling. Remove existing fixtures/finishes in existing washrooms. Construct new walls for new office layout, new flooring and new glass support and ramp, HVAC, interior seismic upgrades, electrical, plumbing and sprinkler work. Letters of Assurance submitted: Schedule A by Branislav Cvijetinovic, Architect, AIBC., 236.330.3390 Architectural Schedule B by Glenn Roethlingshoefer, Architect, AIBC., 604.631.4544 Structural Schedule B by Aidin Yazdani Zonouz, P.Eng., 604.662.3555 Electrical Schedule B by Paul Singh, P.Eng., 604.662.3555 Plumbing/Mechanical Schedule B by M.T. Parsons, P.Eng., 403.210.3568 Building Sprinklered – Separate sprinkler permit required for proposed sprinkler work. E2 - Lighting - Upgrade to Local Control (per 9.4.1.1.(a) of ASHRAE 90.1-2016) Energy checklist is currently no longer required with your Building Permit (BP) application. Some supporting documents are still required at BP stage, specifically Envelope and HVAC, if applicable. Service Water Heating and Lighting supporting documents, if applicable, must be submitted with your related trades permits (e.g. electrical and plumbing). All energy upgrades will be checked during inspections stage. It is the applicant’s responsibility to identify and note all required upgrades including energy upgrades on their BP drawings at BP stage. | Canem Systems Ltd
PP-2022-04018 | 2022-11-07 | 333 DUNSMUIR STREET, Vancouver, BC V6B 5R4 | Plumbing Permit | Commercial | Tenant Improvement | Completed | Commercial - new and additonal plumbing fixtures 18th Floor - (Full Floor Tenant - BC Hydro) Interior alterations to provide tenant improvements for the existing office tenant on the 18th floor in this existing commercial building on this site. Scope of work: Demolish partition walls, remove ramps, handrails, raised floors, existing millwork, lobby finishes and ceiling. Remove existing fixtures/finishes in existing washrooms. Construct new walls for new office layout, new flooring and new glass support and ramp, HVAC, interior seismic upgrades, electrical, plumbing and sprinkler work. | Four Lakes Mechanical LTD
NULL | NULL | 333 DUNSMUIR STREET, Vancouver, BC V6B 5R4 | Plumbing Permit | Commercial | Tenant Improvement | Draft | Commercial - plumbing renovations new and additional fixtures | Four Lakes Mechanical LTD
EP-2022-09454 | 2023-02-06 | 333 DUNSMUIR STREET, Vancouver, BC V6B 5R4 | Electrical Permit | Commercial | Tenant Improvement | Completed | Installation / Repair - Commercial - Retrofit pot lights Floors 3 through 17th Floor | Canem Systems Ltd
EP-2022-10044 | 2022-11-29 | 333 DUNSMUIR STREET, Vancouver, BC V6B 5R4 | Electrical Permit | Commercial | Renovation | Completed | Installation / Repair - Commercial - Low Voltage Wiring for Control Transformers. Extra low Voltage wiring for 3 Fan Coils, 17 Exhaust Fans, 11 Plumbing Fixtures, 17 Space Sensors. >BP: 18th Floor - (Full Floor Tenant - BC Hydro) Interior alterations to provide tenant improvements for the existing office tenant on the 18th floor in this existing commercial building on this site. Scope of work: Demolish partition walls, remove ramps, handrails, raised floors, existing millwork, lobby finishes and ceiling. Remove existing fixtures/finishes in existing washrooms. Construct new walls for new office layout, new flooring and new glass support and ramp, HVAC, interior seismic upgrades, electrical, plumbing and sprinkler work. | ESC Automation Inc
SP-2023-00073 | 2023-03-03 | 333 DUNSMUIR STREET, Vancouver, BC V6B 5R4 | Sprinkler Permit | Commercial | Tenant Improvement | Completed | Commercial - For sprinkler system alterations to the 2019 VBBL and NFPA 13, 2013 for the tenant improvements to provide interior alterations for tenant improvements for the existing office tenant on the 18th floor in this existing commercial building on this site. Engineer of Record: Farzad Hemmati 604-649-4574 farzadh@bmactc.com | MG Fire Protection Ltd
EP-2023-07330 | 2023-08-15 | 333 DUNSMUIR STREET, Vancouver, BC V6B 5R4 | Electrical Permit | Commercial | Tenant Improvement | Completed | Installation / Repair - Commercial - Installation of Low voltage audio, speaker & network wiring for boardroom. >BP: 18th Floor - (Full Floor Tenant - BC Hydro) Interior alterations to provide tenant improvements for the existing office tenant on the 18th floor in this existing commercial building on this site. Scope of work: Demolish partition walls, remove ramps, handrails, raised floors, existing millwork, lobby finishes and ceiling. Remove existing fixtures/finishes in existing washrooms. Construct new walls for new office layout, new flooring and new glass support and ramp, HVAC, interior seismic upgrades, electrical, plumbing and sprinkler work. Letters of Assurance submitted: Schedule A by Branislav Cvijetinovic, Architect, AIBC., 236.330.3390 Architectural Schedule B by Glenn Roethlingshoefer, Architect, AIBC., 604.631.4544 Structural Schedule B by Aidin Yazdani Zonouz, P.Eng., 604.662.3555 Electrical Schedule B by Paul Singh, P.Eng., 604.662.3555 Plumbing/Mechanical Schedule B by M.T. Parsons, P.Eng., 403.210.3568 Building Sprinklered – Separate sprinkler permit required for proposed sprinkler work. E2 - Lighting - Upgrade to Local Control (per 9.4.1.1.(a) of ASHRAE 90.1-2016) | Cobing Building Solutions Ltd
EP-2022-04530 | 2022-05-31 | 333 DUNSMUIR STREET, Vancouver, BC V6B 5R4 | Electrical Permit | Commercial | NULL | Expired | Annual / Operating - ANNUAL OPERATING PERMIT RENEWAL VALID: MAY 1, 2022 TO APR. 30, 2023 Renewal of EP-2021-03436 | Ino-Tek Electric Ltd.
EP-2022-03684 | 2022-05-13 | 333 DUNSMUIR STREET, Vancouver, BC V6B 5R4 | Electrical Permit | Commercial | Tenant Improvement | Completed | Installation / Repair - Commercial - Install ballasts, tubes and lighting control on existing lights -Not adding in any new lights, installing lamps and ballasts on existing lights | Canem Systems Ltd
EP-2022-03062 | 2022-04-14 | 333 DUNSMUIR STREET, Vancouver, BC V6B 5R4 | Electrical Permit | Commercial | Renovation | Completed | Installation / Repair - Commercial - Replacement of Automatic Transfer Switch and feeder cables | Canem Systems Ltd
PP-2022-01252 | NULL | 411 DUNSMUIR STREET, Vancouver, BC V6B 1X4 | Plumbing Permit | Commercial | Tenant Improvement | Withdrawn | Commercial - Kitchen sink re&re. existing kitchen sink was trapped in ABS. Trapped new sink in same location with XRF. dishwasher is existing. Water chiller and backflow is existing | Tidal Mechanical Ltd
EP-2022-01562 | 2022-03-03 | 411 DUNSMUIR STREET, Vancouver, BC V6B 1X4 | Electrical Permit | Commercial | Tenant Improvement | Completed | Installation / Repair - Commercial - TI, boardroom, Kitchen/North West corner setting area reconfiguration, modular furniture electrical data re & re, Server room relocate -grounding and bonding of low voltage cable traY >BP: Interior alterations to provide improvements for a new full floor office tenant on the 3rd floor (#300) in this existing commercial building on this site. Scope of work: remove/construct partition walls, millwork, finishes, lighting, power & data plan, electrical, plumbing and sprinkler work. TENANT: Productboard Inc. Schedule A and Architectural Schedule B submitted by Ken G. Wong, AIBC ph: 604-689-4549 OK for field review as per K. Vogt; Jan. 20, 2022 Building Sprinklered - Separate sprinkler permit required for proposed sprinkler work. E2 - Lighting - Upgrade to incorporate Automatic Full OFF (per 9.4.1.1.(h) of ASHRAE 90.1-2016) Energy checklist is currently no longer required with your Building Permit (BP) application. Some supporting documents are still required at BP stage, specifically Envelope and HVAC, if applicable. Service Water Heating and Lighting supporting documents, if applicable, must be submitted with your related trades permits (e.g. electrical and plumbing). All energy upgrades will be checked during inspections stage. It is the applicant's responsibility to identify and note all required upgrades including energy upgrades on their BP drawings at BP stage. | Christopher Michael Newman
SP-2022-00246 | 2022-02-23 | 411 DUNSMUIR STREET, Vancouver, BC V6B 1X4 | Sprinkler Permit | Commercial | Tenant Improvement | Completed | Commercial - RELOCATE 6 SPRINKLER HEADS FOR T.I #300 - 3rd floor (full floor tenant) Interior alterations to provide improvements for a new full floor office tenant on the 3rd floor (#300) in this existing commercial building on this site. Scope of work: remove/construct partition walls, millwork, finishes, lighting, power & data plan, electrical, plumbing and sprinkler work. TENANT: Productboard Inc. *****This application does not include any of the following: 1. Not more than 20 sprinklers (add, relocate, or remove), 2. hydraulic calculations, 3. change in occupancy and /or hazard classification, 4. warehouse storage arrangements, 5. mobile compact storage arrangements, 6. alternative solutions, 7. changes to the sprinkler system supply piping (e.g. valves, mains, cross-mains, branch-lines, etc.), or 8. flexible sprinkler pipe. | Priority Fire Systems Ltd
EP-2022-00870 | 2022-02-04 | 501 DUNSMUIR STREET, Vancouver, BC V6B 1Y4 | Electrical Permit | Commercial | Renovation | Completed | Installation / Repair - Commercial - Repair damage caused by break-in to metal cage in back lane (wire theft) | Action Electric Ltd
GP-2023-04066 | 2023-12-15 | 614 E 11TH AVENUE, Vancouver, BC V5T 2E3 | Gas Permit | Residential | Renovation | Completed | Residential - RE&RE furnace and tankless water heater | Milani Plumbing Heating & Air Conditioning Ltd
EP-2024-00017 | NULL | 614 E 11TH AVENUE, Vancouver, BC V5T 2E3 | Electrical Permit | Residential | Renovation | Application Incomplete | Installation / Repair - Residential - Panel upgrade from 100 amps to 200 amps and install of heat pump | Milani Electric Limited
EP-2022-00813 | 2022-02-04 | 650 E 11TH AVENUE, Vancouver, BC V5T 2E3 | Electrical Permit | Residential | Renovation | Completed | Installation / Repair - Residential - relocate service from house to lane way house and up grade service for main house from100 amps to 200 amps | O J ELECTRIC LTD
GP-2023-01647 | 2023-05-25 | 662 E 11TH AVENUE, Vancouver, BC V5T 2E3 | Gas Permit | Residential | Renovation | Completed | Residential - Replacement of tankless unit | Pioneer Plumbing & Heating Inc
EP-2023-07443 | 2023-08-16 | 723 E 11TH AVENUE, Vancouver, BC V5T 2E4 | Electrical Permit | Residential | New | Completed | Installation / Repair - Residential - Installation of security system. | ADT Security Services Canada Inc
EP-2022-06870 | 2022-08-16 | 729 E 11TH AVENUE, Vancouver, BC V5T 2E4 | Electrical Permit | Residential | Addition | Issued | Installation / Repair - Residential - Adding AC to home. Note: A mechanical permit is required. | Bisco Electrical Contracting Ltd.
MP-2022-00120 | 2022-08-17 | 729 E 11TH AVENUE, Vancouver, BC V5T 2E4 | Mechanical Permit | NULL | NULL | Completed | NULL | Pioneer Plumbing & Heating Inc
EP-2022-06469 | 2022-08-03 | 735 E 11TH AVENUE, Vancouver, BC V5T 2E4 | Electrical Permit | Residential | Renovation | Completed | Installation / Repair - Residential - Arborist felled a branch on the incoming hydro lines which pulled the emily knob out from the side of the house. We are installing a replacement emily know as per BC Hydro's request. | Reliable Electrical Contracting Ltd
GP-2022-02174 | 2022-07-25 | 1784 E 13TH AVENUE, Vancouver, BC V5N 2C1 | Gas Permit | Residential | Renovation | Completed | Residential - replacing furnace | Ashton Service Group/Ashton Mechanical Ltd.
EP-2023-01950 | 2023-03-15 | 1784 E 13TH AVENUE, Vancouver, BC V5N 2C1 | Electrical Permit | Residential | Renovation | Completed | Installation / Repair - Residential - Add circuit for heat pump *An approved mechanical permit is required for the installation of air conditioning or heat pump unit at the time of installation before an electrical inspection will be performed | Douglas Millington o/a Moose Electric
MP-2023-02237 | 2023-12-15 | 1784 E 13TH AVENUE, Vancouver, BC V5N 2C1 | Mechanical Permit | NULL | NULL | Issued | NULL | Ashton Service Group/Ashton Mechanical Ltd.
EP-2022-03782 | 2022-05-11 | 1784 E 13TH AVENUE, Vancouver, BC V5N 2C1 | Electrical Permit | Residential | Tenant Improvement | Completed | Installation / Repair - Residential - Electrical Service Upgrade to 200 Amps | ROBERT LLOYD REDFORD
PP-2022-03074 | 2022-09-02 | 2375 E 11TH AVENUE, Vancouver, BC V5N 5N4 | Plumbing Permit | Residential | Renovation | Completed | Residential - Delete old plumbing fixtures and piping and plumb new bathroom, Staff Kitchen and Mock plumbing in display areas >BP: Exterior and interior alterations and a change of use from One Family Dwelling to an Office (Sales Center) for a limited period of time expiring May 18, 2023 (change to 1 year from date of issuance) to provide improvements for a new tenant on this site. Scope of work: - Demo interior walls & doors & plumbing fixtures, and stairs - Install mock up kitchen, bathrooms, living area and bedrooms - Install accessible elevator & washroom, stairs, reception area, plumbing fixtures & lighting - Relocate entrance &new stucco on South EL, new door & ramp for accessible on West EL, | Nexxon Plumbing Ltd
EP-2022-07294 | 2022-09-01 | 2375 E 11TH AVENUE, Vancouver, BC V5N 5N4 | Electrical Permit | Commercial | Tenant Improvement | Completed | Installation / Repair - Commercial - Wiring for Sales center ( presentation center) including Electrical panel upgrade Installation of Light fixtures, Switches, Receptacles . Extra low voltage, Data and Phone. -Service upgrade from 100A to 200A single phase, also new meter base and service will be relocated based on BC Hydro requirement.. >BP: Exterior and interior alterations and a change of use from One Family Dwelling to an Office (Sales Center) for a limited period of time expiring May 18, 2023 (change to 1 year from date of issuance) to provide improvements for a new tenant on this site. Scope of work: - Demo interior walls & doors & plumbing fixtures, and stairs - Install mock up kitchen, bathrooms, living area and bedrooms - Install accessible elevator & washroom, stairs, reception area, plumbing fixtures & lighting - Relocate entrance &new stucco on South EL, new door & ramp for accessible on West EL, E2 - Lighting - Upgrade to Local Control (per 9.4.1.1.(a) of ASHRAE 90.1-2016) Note: Energy checklist is currently no longer required with your Building Permit (BP) application. Some supporting documents are still required at BP stage, specifically Envelope and HVAC, if applicable. Service Water Heating and Lighting supporting documents, if applicable, must be submitted with your related trades permits (e.g. electrical and plumbing). All energy upgrades will be checked during inspections stage. It is the applicant’s responsibility to identify and note all required upgrades including energy upgrades on their BP drawings at BP stage. | Shanai Enterprise Inc
GP-2023-00813 | 2023-03-07 | 2728 DUKE STREET, Vancouver, BC V5R 4S9 | Gas Permit | Residential | Renovation | Completed | Residential - Replace existing tankless heater with new one | Vector Home Services Inc
GP-2022-03327 | 2022-10-27 | 3079 COPLEY STREET, Vancouver, BC V5M 3B2 | Gas Permit | Residential | Renovation | Completed | Residential - Furnace re&re | Ferenc Nagy
NULL | NULL | 4387 DUMFRIES STREET, Vancouver, BC V5N 3T3 | Electrical Permit | Residential | Tenant Improvement | Draft | Interim - Residential - Install disconnect switch for heat pump add 25 amp breaker into panel | SSSH Developments Inc
NULL | NULL | 4387 DUMFRIES STREET, Vancouver, BC V5N 3T3 | Mechanical Permit | NULL | NULL | Draft | NULL | SSSH Developments Inc
PP-2023-01517 | 2023-05-02 | 4465 DUMFRIES STREET, Vancouver, BC V5N 3T4 | Plumbing Permit | Residential | New | Issued | Residential - Sentry and storm con with sump | AKAL DEMOLITION & EXCAVATING LTD
GP-2023-03957 | 2023-12-13 | 4465 DUMFRIES STREET, Vancouver, BC V5N 3T4 | Gas Permit | Residential | New | Issued | Residential - 1 Boiler, 1 Fireplace, 2 Ranges & 2 BBQ's Gas appliances, complete. >BP: To construct a 2 storey one-family dwelling with a secondary suite located in the Basement ($1,381,850.00) with a detached accessory building (garage) ($10,000), at the rear providing 2 parking spaces, and an open parking pad, providing a total of 4 parking spaces, having vehicular access from the 20' Lane. | GOODWILL PLUMBING & HEATING LTD
EP-2024-00235 | 2024-01-09 | 4465 DUMFRIES STREET, Vancouver, BC V5N 3T4 | Electrical Permit | Residential | New | Issued | Installation / Repair - Residential - Low voltage pre-wire and finish. Cable, tv, tel, data, security, vacuum To construct a 2 storey one-family dwelling with a secondary suite located in the Basement with a detached accessory building (garage) , at the rear providing 2 parking spaces, and an open parking pad, providing a total of 4 parking spaces, having vehicular access from the 20' Lane. 1. Covenant registered at the Land Title Office under CB170645 2. No Strata Titling permitted 3. A/C proposed – Exterior component located in rear yard, Interior component located in closet on second floor. 4. Bar sink located in basement. 5. Schedule B: (Suhoon Bae) P.Eng (778-302-8224) Structural 6. Schedule B: (Tegbir Bajwa) P.Eng (778-995-2404) Geotechnical 7. HPO: Residential Builder- (Merit Homes) | Corey S Doherty
SP-2024-00006 | 2024-01-03 | 4465 DUMFRIES STREET, Vancouver, BC V5N 3T4 | Sprinkler Permit | Residential | New | Issued | Residential - MAIN HOUSE WITH SPRINKLERS >BP: To construct a 2 storey one-family dwelling with a secondary suite located in the Basement with a detached accessory building (garage) , at the rear providing 2 parking spaces, and an open parking pad, providing a total of 4 parking spaces, having vehicular access from the 20' Lane. 1. Covenant registered at the Land Title Office under CB170645 2. No Strata Titling permitted 3. A/C proposed – Exterior component located in rear yard, Interior component located in closet on second floor. 4. Bar sink located in basement. 5. Schedule B: (Suhoon Bae) P.Eng (778-302-8224) Structural 6. Schedule B: (Tegbir Bajwa) P.Eng (778-995-2404) Geotechnical 7. HPO: Residential Builder- (Merit Homes) | BC Fire Sprinklers Ltd
GP-2024-00203 | 2024-01-26 | 4465 DUMFRIES STREET, Vancouver, BC V5N 3T4 | Gas Permit | Residential | New | Issued | Residential - 1 Fireplace Venting and hook up only >BP: To construct a 2 storey one-family dwelling with a secondary suite located in the Basement ($1,381,850.00) with a detached accessory building (garage) ($10,000), at the rear providing 2 parking spaces, and an open parking pad, providing a total of 4 parking spaces, having vehicular access from the 20' Lane. | ORAY FIREPLACES LTD
PP-2023-02997 | 2023-09-07 | 4465 DUMFRIES STREET, Vancouver, BC V5N 3T4 | Plumbing Permit | Residential | New | Issued | Residential - 1FD+SS - #1 & #2 - Plumbing >DB: To construct a 2 storey one-family dwelling with a secondary suite located in the Basement with a detached accessory building (garage), at the rear providing 2 parking spaces, and an open parking pad, providing a total of 4 parking spaces, having vehicular access from the 20' Lane. 1. Covenant registered at the Land Title Office under CB170645 2. No Strata Titling permitted 3. A/C proposed – Exterior component located in rear yard, Interior component located in closet on second floor. 4. Bar sink located in basement. **THIS PERMIT HAS BEEN ISSUED UNDER THE REQUIREMENTS OF VBBL #12511 (2019) ** | GOODWILL PLUMBING & HEATING LTD
MP-2023-01713 | 2023-09-20 | 4465 DUMFRIES STREET, Vancouver, BC V5N 3T4 | Mechanical Permit | NULL | NULL | Issued | NULL | GOODWILL PLUMBING & HEATING LTD
EP-2023-09421 | 2023-11-30 | 4465 DUMFRIES STREET, Vancouver, BC V5N 3T4 | Electrical Permit | Residential | New | Issued | Installation / Repair - Residential - New construction wiring and new service **Amend 01/09/2024** Main house service size 200 amp >BP: To construct a 2 storey one-family dwelling with a secondary suite located in the Basement ($1,381,850.00) with a detached accessory building (garage) ($10,000), at the rear providing 2 parking spaces, and an open parking pad, providing a total of 4 parking spaces, having vehicular access from the 20' Lane. 1. Covenant registered at the Land Title Office under CB170645 2. No Strata Titling permitted 3. A/C proposed – Exterior component located in rear yard, Interior component located in closet on second floor. 4. Bar sink located in basement. 5. Schedule B: (Suhoon Bae) P.Eng (778-302-8224) Structural 6. Schedule B: (Tegbir Bajwa) P.Eng (778-995-2404) Geotechnical 7. HPO: Residential Builder- (Merit Homes) Note: This is a 2 storey building pursuant to the Zoning and Development By-Law ** Laneway house permit under DB-2022-00743 ** **THIS PERMIT HAS BEEN ISSUED UNDER THE REQUIREMENTS OF VBBL #12511 (2019) ** | MSD Electrical Ltd.
NULL | NULL | 4575 DUMFRIES STREET, Vancouver, BC V5N 3T4 | Gas Permit | Residential | New | Withdrawn | Residential - Replace existing mid efficient furnace with a new high efficient furnace | NULL
EP-2022-04249 | 2022-05-22 | 4705 DUMFRIES STREET, Vancouver, BC V5N 3T7 | Electrical Permit | Residential | New | Expired | Temporary Power - Residential - To provide temporary power. | Tuong Su
EP-2022-02297 | 2022-03-22 | 4705 DUMFRIES STREET, Vancouver, BC V5N 3T7 | Electrical Permit | Residential | New | Expired | Temporary Power - Residential - To provide temporary power. | G G S ELECTRICAL LTD
GP-2023-01782 | 2023-06-13 | 4705 DUMFRIES STREET, Vancouver, BC V5N 3T7 | Gas Permit | Residential | New | Completed | Residential - 1 Range New single fuel gas range installation with dedicated shut off valve, in-line reg and hose >BP: To construct a 2 storey two-family dwelling with 2 secondary suites | Super Tech Appliances Installation Ltd
SP-2022-01334 | 2022-08-19 | 4705 DUMFRIES STREET, Vancouver, BC V5N 3T7 | Sprinkler Permit | Residential | New | Completed | Residential - new sprinkler system >BP: To construct a 2 storey two-family dwelling with 2 secondary suites located in the Basement ($954,000.00) with a detached accessory building (garage) and 2 open parking at the rear providing 4 parking spaces, having vehicular access from the lane. 1. Covenant registered at the Land Title Office under CA9820750 2. A/C proposed – Exterior components located in rear yard, Interior component located in Laundry room on second floor. 3. Bar sink not proposed. 4. Schedule B: (JULIAN BOZSIK, P.Eng. - 604-431-0055.) Structural, Geotechnical, Architectural Item 1.5 5. Residential Builder- (JSS Development Ltd.) Note: This is a 2 storey building pursuant to the Zoning and Development By-Law | Haven Fire Protection Ltd
GP-2022-02786 | 2022-09-21 | 4705 DUMFRIES STREET, Vancouver, BC V5N 3T7 | Gas Permit | Residential | New | Completed | Residential - To install: 2 Boilers - 2 Range - 1 BBQs - 2 Dryers 2 GAS RANGES - ROUGH IN ONLY 2 GAS DRYERS - ROUGH IN ONLY >BP: To construct a 2 storey two-family dwelling with 2 secondary suites located in the Basement ($954,000.00) with a detached accessory building (garage) and 2 open parking at the rear providing 4 parking spaces, having vehicular access from the lane. AMEND: MAY 4/2023 Please amend gas permit to 2 gas ranges at 65000 btus to rough in only and 2 gas dryers at 22000 btus to rough in only. AMEND: MAY 31/2023 Please amend gas permit to 2) range at 65000btus to rough in only THIS WAS AMENDED ON MAY 4/2023 | Symbolistic Heating Ltd
EP-2022-08147 | 2022-09-28 | 4705 DUMFRIES STREET, Vancouver, BC V5N 3T7 | Electrical Permit | Residential | New | Completed | Installation / Repair - Residential - To install security, intercom,camera,tel,tv,data, speaker ,vacuum rough-in & completion - Complete Security Alarm System >BP: To construct a 2 storey two-family dwelling with 2 secondary suites located in the Basement ($954,000.00) with a detached accessory building (garage) and 2 open parking at the rear providing 4 parking spaces, having vehicular access from the lane. 1. Covenant registered at the Land Title Office under CA9820750 2. A/C proposed – Exterior components located in rear yard, Interior component located in Laundry room on second floor. 3. Bar sink not proposed. 4. Schedule B: (JULIAN BOZSIK, P.Eng. - 604-431-0055.) Structural, Geotechnical, Architectural Item 1.5 5. Residential Builder- (JSS Development Ltd.) Note: This is a 2 storey building pursuant to the Zoning and Development By-Law | Repel Security Systems Ltd
PP-2022-02623 | 2022-07-27 | 4705 DUMFRIES STREET, Vancouver, BC V5N 3T7 | Plumbing Permit | Residential | New | Completed | Residential - 2FD+2SS - SOUTH - 4705 DUMFRIES ST - #1 & #2 NORTH - 1482 E 31ST AV & 1480 E 31ST AV (SS) Plumbing on all 3 floors To construct a 2 storey two-family dwelling with 2 secondary suites located in the Basement with a detached accessory building (garage) and 2 open parking at the rear providing 4 parking spaces, having vehicular access from the lane. 1. Covenant registered at the Land Title Office under CA9820750 2. A/C proposed – Exterior components located in rear yard, Interior component located in Laundry room on second floor. 3. Bar sink not proposed. | Atlantis Plumbing & Heating Ltd
MP-2022-00069 | 2022-08-03 | 4705 DUMFRIES STREET, Vancouver, BC V5N 3T7 | Mechanical Permit | NULL | NULL | Completed | NULL | Atlantis Plumbing & Heating Ltd
EP-2022-06635 | 2022-08-09 | 4705 DUMFRIES STREET, Vancouver, BC V5N 3T7 | Electrical Permit | Residential | New | Completed | Installation / Repair - Residential - DUPLEX ROUGH WIRING , SERVICE AND FINISHING. 150 amp service each unit; total service 300 amp. I put 150 amp main service panel in garage and house put 125 amp sub panel with 2/0 awg al wire . 2 car charger each unit one in garage and one in car port. 400A main consumer's service. >BP: To construct a 2 storey two-family dwelling with 2 secondary suites located in the Basement ($954,000.00) with a detached accessory building (garage) and 2 open parking at the rear providing 4 parking spaces, having vehicular access from the lane. 1. Covenant registered at the Land Title Office under CA9820750 2. A/C proposed – Exterior components located in rear yard, Interior component located in Laundry room on second floor. 3. Bar sink not proposed. 4. Schedule B: (JULIAN BOZSIK, P.Eng. - 604-431-0055.) Structural, Geotechnical, Architectural Item 1.5 5. Residential Builder- (JSS Development Ltd.) Note: This is a 2 storey building pursuant to the Zoning and Development By-Law **THIS PERMIT HAS BEEN ISSUED UNDER THE REQUIREMENTS OF VBBL #12511 (2019)** Amend: Oct 20, 2022 Service size 400 amp Each unit 200 amp 200x 2= 400 amp | G G S ELECTRICAL LTD
PP-2022-02205 | 2022-06-22 | 4705 DUMFRIES STREET, Vancouver, BC V5N 3T7 | Plumbing Permit | Residential | New | Completed | Residential - Sumps | Metro Contracting Ltd
SP-2022-01156 | 2022-07-20 | 4715 DUMFRIES STREET, Vancouver, BC | Sprinkler Permit | Residential | Renovation - Dwelling Unit(s) only | Completed | Residential - one sprinkler head in the mechanical room -CF-2017-006757 (DP-2021-00681: Issued) >BP: Interior alterations to provide a laundry and two piece washroom in the garage of this existing Laneway house. Work to include restoring the impermeability coverage back to 60 percent as per DB438197 OK for DB for bathroom in garage as per D Wiley, Mar 31, 2016 Floor area of 34sf bathroom in garage space is to be counted towards FSR | Haven Fire Protection Ltd
PP-2022-02457 | NULL | 4719 DUMFRIES STREET, Vancouver, BC V5N 3T7 | Plumbing Permit | Residential | Addition | Withdrawn | Residential - plumbing | Easyway Plumbing & Heating Ltd
EP-2023-02806 | NULL | 4728 DUMFRIES STREET, Vancouver, BC V5N 3T6 | Electrical Permit | Residential | Renovation | Application Incomplete | Installation / Repair - Residential - 30 amp branch circuit for heat pump ( CF-2023-003066) | Vector Home Services Inc
MP-2023-00539 | 2023-03-30 | 4728 DUMFRIES STREET, Vancouver, BC V5N 3T6 | Mechanical Permit | NULL | NULL | Issued | NULL | Vector Home Services Inc
PP-2022-04069 | 2022-11-10 | 2045 DUNBAR STREET, Vancouver, BC V6R 3M5 | Plumbing Permit | Commercial | Addition | Issued | Commercial - QUOTE TO SUPPLY AND INSTALL A 2" DCVA DOWNSTREAM OF THE WATER METER IN THE PARKING GARAGE AS PER CITY INSPECTION | Hillcrest Plumbing & Heating (1967) Ltd
EP-2023-08956 | 2023-10-05 | 3309 DUNBAR STREET, Vancouver, BC | Electrical Permit | Commercial | Renovation | Completed | Installation / Repair - Commercial - Rewiring the lighting and receptacles for office. >BP: 2nd floor Interior alterations to provide tenant improvements and to change the use of approximately 1527sf from office to school arts - self improvement on the second floor of this existing mixed use building. This building is NOT sprinklered. Ok for field review per W. Wong Ok for change of use as per operational letter submitted - Stephen Jordan 7/25/2023 | Gold Medal Electric Ltd
PP-2023-03459 | 2023-09-29 | 3309 DUNBAR STREET, Vancouver, BC | Plumbing Permit | Commercial | Renovation | Completed | Commercial - 1 toilet and cap off shower >BP: 2nd floor Interior alterations to provide tenant improvements and to change the use of approximately 1527sf from office to school arts - self improvement on the second floor of this existing mixed use building. | Monolith Mechanical Services Inc
EP-2022-00702 | 2022-02-01 | 3479 DUNBAR STREET, Vancouver, BC | Electrical Permit | Commercial | NULL | Expired | Annual / Operating - Annual Electrical Operating Permit Renewal of EP-2021-00699 Valid: Jan 28/2022 to Jan 27/2023 | Action Electric Ltd
EP-2024-00404 | 2024-01-19 | 3479 DUNBAR STREET, Vancouver, BC | Electrical Permit | Commercial | NULL | Issued | Annual / Operating - Annual Electrical Operating Permit -renewal of EP-2023-00811 -valid: January 28, 2024 - January 27, 2025 | Action Electric Ltd
EP-2023-00811 | 2023-02-01 | 3479 DUNBAR STREET, Vancouver, BC | Electrical Permit | Commercial | NULL | Expired | Annual / Operating - Annual Electrical Operating Permit Renewal of EP-2022-00702 Valid: Jan 28/2023 to Jan 27/2024 | Action Electric Ltd
GP-2023-03297 | 2023-10-30 | 3545 DUNBAR STREET, Vancouver, BC V6S 2C4 | Gas Permit | Residential | Renovation | Issued | Residential - RE&RE tankless water heater | Milani Plumbing Heating & Air Conditioning Ltd
PP-2023-04329 | 2023-12-14 | 450 E 10TH AVENUE, Vancouver, BC V5T 2A1 | Plumbing Permit | Residential | Tenant Improvement | Issued | Residential - 1.Installing sump pump in mechanical room and adding a drain, deleting old floor drain in mechanical room. 2.) Changing bathtub to shower in basement bathroom, moving drains and water for shower approx 2 ft. 3.) Installation of laundry box >BP: 450 E 10th Avenue Interior alterations to change of use of this existing multiple conversion dwelling (Single Detached House w/Sec Suite) to a Single Detached House. Scope of work includes: 1) New stair to reconnect lower and main floor and removal of kitchen on lower floor. 2) New powder room on main floor. 3) New bathroom on lower floor. 4) New gym area on lower floor. 5) To legalize nonconforming rear deck. | Pioneer Plumbing & Heating Inc
GP-2022-03339 | 2022-10-28 | 528 E 10TH AVENUE, Vancouver, BC V5T 2A4 | Gas Permit | Residential | Renovation | Completed | Residential - Hot Water Heater Replacement | Hillcrest Plumbing & Heating (1991) Ltd
GP-2022-00496 | 2023-08-14 | 549 E 10TH AVENUE, Vancouver, BC V5T 2A3 | Gas Permit | Residential | New | Issued | Residential - Installing a new furnace | Pro Ace Heating & Air Conditioning Services Ltd
PP-2022-00496 | 2022-02-15 | 623 E 10TH AVENUE, Vancouver, BC V5T 2A6 | Plumbing Permit | Residential | Renovation - Dwelling Unit(s) only | Completed | Residential - Put caps on all drain pipes in a house second suite which was found illegal install a bathroom group and a bar sink with applying permit. To convert this existing One Family Dwelling on this site to a One Family Dwelling with Secondary Suite by removing WWOP and upgrading suite. Scope of Work: Remove front and rear deck canopies. Remove living space from garage and return to parking space. Legalize secondary suite on main floor. | Youwin Plumbing & Heating & Electrical Ltd
EP-2022-01923 | 2022-03-21 | 623 E 10TH AVENUE, Vancouver, BC V5T 2A6 | Electrical Permit | Residential | Tenant Improvement | Completed | Installation / Repair - Residential - Safety inspection for existing electrical range on second suite. >CF-2020-002202 >BP: To convert this existing One Family Dwelling on this site to a One Family Dwelling with Secondary Suite by removing WWOP and upgrading suite. Scope of Work: Remove front and rear deck canopies. Remove living space from garage and return to parking space. Legalize secondary suite on main floor. >>>Amend: March 22, 2022 -another EP-2021-09539 performed the following work: added five smoke detectors in this property. Added four smoke detectors on second floor. Added one smoke detector on ground floor bed room. | Bigsave Electrical Supply Inc.
EP-2023-00287 | 2023-01-13 | 642 E 10TH AVENUE, Vancouver, BC V5T 2A5 | Electrical Permit | Residential | Renovation | Completed | Installation / Repair - Residential - Upgrading current electrical service from 100amps to 200amps | Optus Power Ltd
PP-2023-03416 | 2023-09-26 | 642 E 10TH AVENUE, Vancouver, BC V5T 2A5 | Plumbing Permit | Residential | Renovation - Dwelling Unit(s) only | Completed | Residential - Yard Irrigation Dual-Check Valve Assembly | Costello and Co. Plumbing Inc
MP-2023-02216 | 2023-12-12 | 650 E 10TH AVENUE, Vancouver, BC V5T 2A5 | Mechanical Permit | NULL | NULL | Completed | NULL | Torr Refrigeration & HVAC Inc
PP-2022-04285 | 2022-11-29 | 650 E 10TH AVENUE, Vancouver, BC V5T 2A5 | Plumbing Permit | Residential | New | Completed | Residential - Plumbing >To construct a 2.5 storey two-family dwelling ($755,250) with a detached accessory building (garage) at the rear providing 2 parking spaces, having vehicular access from the lane. Note: The entire building, INCLUDING THE ATTACHED GARAGE (if applicable), to be sprinklered to 2 x NFPA 13D 1. A/C proposed – Exterior component located in rear, Interior component located in second floor 2. Schedule B: (G. Bozsik) P.Eng (604.431.0055) Structural & Geotechnical 3. HPO: Residential Builder- Maxim Development Group Note: This is a 2.5 storey building pursuant to the Zoning and Development By-Law **THIS PERMIT HAS BEEN ISSUED UNDER THE REQUIREMENTS OF VBBL #12511 (2019) ** | Lally Plumbing & Heating Ltd
PP-2022-04106 | 2022-11-15 | 650 E 10TH AVENUE, Vancouver, BC V5T 2A5 | Plumbing Permit | Residential | New | Completed | Residential - sump | Metro Contracting Ltd
EP-2022-07473 | 2022-09-06 | 650 E 10TH AVENUE, Vancouver, BC V5T 2A5 | Electrical Permit | Residential | New | Expired | Temporary Power - Residential - To provide temporary power. | GV ELECTRICAL INC
MP-2023-00330 | 2023-03-09 | 650 E 10TH AVENUE, Vancouver, BC V5T 2A5 | Mechanical Permit | NULL | NULL | Completed | NULL | Lally Plumbing & Heating Ltd
EP-2023-03442 | 2023-04-20 | 650 E 10TH AVENUE, Vancouver, BC V5T 2A5 | Electrical Permit | Residential | New | Completed | Installation / Repair - Residential - Security, tel, data, tv, camera wiring and completion. >BP: To construct a 2.5 storey two-family dwelling ($755,250) with a detached accessory building (garage) at the rear providing 2 parking spaces, having vehicular access from the lane. Note: The entire building, INCLUDING THE ATTACHED GARAGE (if applicable), to be sprinklered to 2 x NFPA 13D 1. A/C proposed – Exterior component located in rear, Interior component located in second floor 2. Schedule B: (G. Bozsik) P.Eng (604.431.0055) Structural & Geotechnical 3. HPO: Residential Builder- Maxim Development Group Note: This is a 2.5 storey building pursuant to the Zoning and Development By-Law **THIS PERMIT HAS BEEN ISSUED UNDER THE REQUIREMENTS OF VBBL #12511 (2019) ** | Repel Security Systems Ltd
SP-2023-00585 | 2023-04-06 | 650 E 10TH AVENUE, Vancouver, BC V5T 2A5 | Sprinkler Permit | Residential | New | Issued | Residential - Install Sprinkler Heads >BP: To construct a 2.5 storey two-family dwelling with a detached accessory building (garage) at the rear providing 2 parking spaces, having vehicular access from the lane. Note: The entire building, INCLUDING THE ATTACHED GARAGE (if applicable), to be sprinklered to 2 x NFPA 13D 1. A/C proposed – Exterior component located in rear, Interior component located in second floor 2. Schedule B: (G. Bozsik) P.Eng (604.431.0055) Structural & Geotechnical 3. HPO: Residential Builder- Maxim Development Group Dec 18/2023-AMEND Floor Test provided Dec 21/2023-AMEND. Flow Verification Report provided Dec 22/2023-AMEND Schedule CB provided Jan 4/24-AMEND revised Schedule CB provided Jan 4/24-AMEND Flow Verification provided | RAHELU PLUMBING & HEATING LTD.
EP-2023-03168 | 2023-04-14 | 650 E 10TH AVENUE, Vancouver, BC V5T 2A5 | Electrical Permit | Residential | New | Completed | Installation / Repair - Residential - Duplex new construction >BP: To construct a 2.5 storey two-family dwelling ($755,250) with a detached accessory building (garage) at the rear providing 2 parking spaces, having vehicular access from the lane. Note: The entire building, INCLUDING THE ATTACHED GARAGE (if applicable), to be sprinklered to 2 x NFPA 13D 1. A/C proposed – Exterior component located in rear, Interior component located in second floor 2. Schedule B: (G. Bozsik) P.Eng (604.431.0055) Structural & Geotechnical 3. HPO: Residential Builder- Maxim Development Group Note: This is a 2.5 storey building pursuant to the Zoning and Development By-Law | Best Choice Electrical Ltd
GP-2023-01207 | 2023-04-13 | 650 E 10TH AVENUE, Vancouver, BC V5T 2A5 | Gas Permit | Residential | New | Completed | Residential - 2FD - FRONT - 650 E 10TH AV BACK - 648 E 10TH AV Gas BBQ piping only >DB: To construct a 2.5 storey two-family dwelling with a detached accessory building (garage) at the rear providing 2 parking spaces, having vehicular access from the lane. Note: The entire building, INCLUDING THE ATTACHED GARAGE (if applicable), to be sprinklered to 2 x NFPA 13D 1. A/C proposed – Exterior component located in rear, Interior component located in second floor | Lally Plumbing & Heating Ltd
EP-2023-04336 | 2023-05-23 | 5880 CROWN STREET, Vancouver, BC V6N 2B8 | Electrical Permit | Residential | Tenant Improvement | Completed | Installation / Repair - Residential - upgrade service from 100A to 200A. Removing existing service, dig trench, install 200A meter and disconnect combo, run 250 kcmil underground along the trench and get into the house where existing panel located at. | Dormit X Enterprises Ltd
MP-2023-01417 | 2023-08-02 | 5880 CROWN STREET, Vancouver, BC V6N 2B8 | Mechanical Permit | NULL | NULL | Completed | NULL | UComfort Services Inc
GP-2023-02313 | 2023-08-04 | 5890 CROWN STREET, Vancouver, BC V6N 2B8 | Gas Permit | Residential | Renovation - Dwelling Unit(s) only | Completed | Residential - Installing combination boiler | Reid Brothers Plumbing & Heating Ltd
GP-2023-03944 | 2023-12-08 | 6018 CROWN STREET, Vancouver, BC V6N 2B8 | Gas Permit | Residential | Renovation | Completed | Residential - hot water tank replacement | Hillcrest Plumbing & Heating (1991) Ltd
EP-2022-01538 | 2022-02-25 | 1180 DAVIE STREET, Vancouver, BC | Electrical Permit | Commercial | Renovation | Completed | Installation / Repair - Commercial - Installation of 5 smoke/CO detectors in 5 residential suites (#1, #2, #3, #4 & #5) and 2 smoke detectors in the common hallway. | Wespac Electrical Contractor Ltd
EP-2022-05890 | 2022-07-13 | 5338 CYPRESS STREET, Vancouver, BC V6M 3R4 | Electrical Permit | Residential | Renovation | Completed | Installation / Repair - Residential - Service upgrade from 100 Amp to 200 Amp | Mountain Point Electrical Inc.
GP-2022-00743 | 2022-03-09 | 5415 CYPRESS STREET, Vancouver, BC V6M 3R3 | Gas Permit | Residential | Renovation | Cancelled | Residential - Supply and Install 1 Fireplace Unit Exterior and interior alterations to the basement of this existing one-family dwelling to convert the existing crawl space (approx. 576 SF) to floor area. The scope of work includes complete renovation and layout changes to all floors, extend the existing Porte-Cochere, propose a new covered patio and rear deck. **March 14, 2023 - AMEND - Added additional second fireplace | Delco Fireplaces Ltd
GP-2022-01012 | 2022-04-01 | 5415 CYPRESS STREET, Vancouver, BC V6M 3R3 | Gas Permit | Residential | Renovation | Issued | Residential - Install of dv COSMO42IFTB | BC Fireplace Service Inc
EP-2022-05762 | 2022-07-07 | 5415 CYPRESS STREET, Vancouver, BC V6M 3R3 | Electrical Permit | Residential | Renovation | Expired | Temporary Power - Residential - To provide temporary power. | O J ELECTRIC LTD
EP-2022-06728 | 2022-08-17 | 5415 CYPRESS STREET, Vancouver, BC V6M 3R3 | Electrical Permit | Residential | New | Issued | Installation / Repair - Residential - New house wiring and new service, 200 amps **Amend 01/03/2023** add pool wiring and grounding cost stay same >BP: Exterior and interior alterations to the basement of this existing one-family dwelling to convert the existing crawl space (approx. 576 SF) to floor area. The scope of work includes complete renovation and layout changes to all floors, extend the existing Porte-Cochere, propose a new covered patio and rear deck. The entire building will be sprinklered to NFPA-13D | O J ELECTRIC LTD
PP-2022-02982 | 2022-08-26 | 5415 CYPRESS STREET, Vancouver, BC V6M 3R3 | Plumbing Permit | Residential | Renovation | Issued | Residential - House being raised and all new plumbing going in >BP: Exterior and interior alterations to the basement of this existing one-family dwelling to convert the existing crawl space (approx. 576 SF) to floor area. The scope of work includes complete renovation and layout changes to all floors, extend the existing Porte-Cochere, propose a new covered patio and rear deck. | BPH Mechanical Systems Ltd.
SP-2023-00470 | 2023-03-17 | 5415 CYPRESS STREET, Vancouver, BC V6M 3R3 | Sprinkler Permit | Residential | New | Issued | Residential - NEW SPRINKLER SYSTEM >BP: Exterior and interior alterations to the basement of this existing one-family dwelling to convert the existing crawl space (approx. 576 SF) to floor area. The scope of work includes complete renovation and layout changes to all floors, extend the existing Porte-Cochere, propose a new covered patio and rear deck. The entire building will be sprinklered to NFPA-13D | Alco Fire Protection Ltd
GP-2023-00843 | NULL | 5415 CYPRESS STREET, Vancouver, BC V6M 3R3 | Gas Permit | Residential | New | Withdrawn | Residential - supply, install gas fireplace and vent | Delco Fireplaces Ltd
GP-2023-00863 | 2023-03-10 | 5415 CYPRESS STREET, Vancouver, BC V6M 3R3 | Gas Permit | Residential | New | Issued | Residential - Piping only to fireplaces plus installation of other appliances (see appliance tab) second boiler is a pool boiler >BP: Exterior alterations only to install an inground pool (12' x 29'6") at the rear of this existing one family dwelling building at this site. Related to DB-2021-02687 Note: Pool to be fully fenced/enclosed (minimum 4 ft. high) and all gates and doors are to be quipped with locks and self-closing devices. | A & J GAS SERVICES LTD
EP-2023-01786 | 2023-03-03 | 5415 CYPRESS STREET, Vancouver, BC V6M 3R3 | Electrical Permit | Residential | Renovation | Completed | Installation / Repair - Residential - Low Voltage pre-wire and completion for house including tel/data/cable, Alarm, CCTV, Audio, Intercom system, lighting control >BP: Exterior and interior alterations to the basement of this existing one-family dwelling to convert the existing crawl space (approx. 576 SF) to floor area. The scope of work includes complete renovation and layout changes to all floors, extend the existing Porte-Cochere, propose a new covered patio and rear deck. | Torrent Technologies Ltd
EP-2023-07797 | 2023-08-26 | 5415 CYPRESS STREET, Vancouver, BC V6M 3R3 | Electrical Permit | Residential | Renovation - Dwelling Unit(s) only | Issued | Temporary Power - Residential - To provide temporary power. | O J ELECTRIC LTD
EP-2022-05562 | 2022-07-04 | 1540 DAVIE STREET, Vancouver, BC V6G 1V7 | Electrical Permit | Residential | Renovation | Completed | Installation / Repair - Residential - Point of attachment for 3 phase delta service will need to be re-done due to rot.. During building envelope remediation, contractor noticed point of attachment not good. Service to remain same | Santec Electric Inc
SP-2021-01534 | 2022-04-04 | 1540 DAVIE STREET, Vancouver, BC V6G 1V7 | Sprinkler Permit | Commercial | Renovation | Issued | Commercial - For sprinkler system alterations to the 2019 VBBL and NFPA 13, 2013 for the retroactive installation of a new 2.5" Watts 757 DCVA. Notes: 1. Fire protection Engineer of record Brian Sikorski, P.Eng. of E-Factor Engineering Incorporated T: (604) 708 4140 E: brian@eforenergy.com 2. Electrical permit required for modifications to fire alarm system. | Fire-Pro Fire Protection Ltd
EP-2022-04663 | 2022-06-03 | 1674 DAVIE STREET, Vancouver, BC V6G 1V9 | Electrical Permit | Commercial | New | Completed | Installation / Repair - Commercial - Complete alarm, cctv and internet >BP: Interior alterations to provide tenant improvements for a new Cannabis Retail store (Group E) on the 1st and 2nd storey (entire building) occupied by a single tenant, in this existing Retail building on this site. Scope of work includes: Interior demolition - two (2) stairs (area of 2nd fl to remain open to below), remove beam, partitions, doors, storage area at rear; Build one new stair, two entry vestibules, install new security gates and a man door at rear (lane), new walls, doors, storage, lighting, power and millwork for display units, new finishes, paint and flooring where needed. Structural - new beams and handrail/guardrails installed. See related Development Permit, DP-2019-00202 and DP-2019-01021. Tenant: Peaceful Park Inc. DBA: Eden (1,836 SF - 1st/1,432 SF - 2nd) OK For Field Review per A. Campbell & A. Wroblewski, Nov 24, 2020. Notes: ~ Energy Upgrade: E2 - HVAC - Clean and Balance all Air Systems (per 6.7.2.3.2 of ASHRAE 90.1-2016) ~ Building Sprinklered – Sprinkler permit required ~ Schedule A CRP and Schedule B Architectural submitted by Navid Fereidooni, Architect, of Navid Fereidooni Architect Ltd., Tel: 604 866-5555. ~ Schedule B Mechanical submitted by Arash Mohammadhassani, P. Eng., of Smartech Engineering Ltd., Tel: 778 882-7597. ~ Schedule B Structural and Independent review checklist submitted by Carlito Redoblado, P. Eng. of JCJ Design Engineering Ltd., Tel:604 533-8423. ~ Schedule B Electrical submitted by Siew Yong Teh, P. Eng. of Smartech Engineering Ltd., Tel: 778 989-1138. | Pioneer Security and Communications Ltd
EP-2022-04708 | 2022-06-08 | 1674 DAVIE STREET, Vancouver, BC V6G 1V9 | Electrical Permit | Commercial | Renovation | Completed | Installation / Repair - Commercial - perform electrical work for a renovation project for a retail shop, including installing lighting and receptacles >BP: Interior alterations to provide tenant improvements for a new Cannabis Retail store (Group E) on the 1st and 2nd storey (entire building) occupied by a single tenant, in this existing Retail building on this site. Scope of work includes: Interior demolition - two (2) stairs (area of 2nd fl to remain open to below), remove beam, partitions, doors, storage area at rear; Build one new stair, two entry vestibules, install new security gates and a man door at rear (lane), new walls, doors, storage, lighting, power and millwork for display units, new finishes, paint and flooring where needed. Structural - new beams and handrail/guardrails installed. See related Development Permit, DP-2019-00202 and DP-2019-01021. Tenant: Peaceful Park Inc. DBA: Eden (1,836 SF - 1st/1,432 SF - 2nd) OK For Field Review per A. Campbell & A. Wroblewski, Nov 24, 2020. Notes: ~ Energy Upgrade: E2 - HVAC - Clean and Balance all Air Systems (per 6.7.2.3.2 of ASHRAE 90.1-2016) ~ Building Sprinklered – Sprinkler permit required ~ Schedule A CRP and Schedule B Architectural submitted by Navid Fereidooni, Architect, of Navid Fereidooni Architect Ltd., Tel: 604 866-5555. ~ Schedule B Mechanical submitted by Arash Mohammadhassani, P. Eng., of Smartech Engineering Ltd., Tel: 778 882-7597. ~ Schedule B Structural and Independent review checklist submitted by Carlito Redoblado, P. Eng. of JCJ Design Engineering Ltd., Tel:604 533-8423. ~ Schedule B Electrical submitted by Siew Yong Teh, P. Eng. of Smartech Engineering Ltd., Tel: 778 989-1138. | Cong Electric Ltd
PP-2022-02408 | 2022-07-13 | 1674 DAVIE STREET, Vancouver, BC V6G 1V9 | Plumbing Permit | Commercial | Renovation | Completed | Commercial - Install a mop sink (rough in and finishing) >Interior alterations to provide tenant improvements for a new Cannabis Retail store (Group E) on the 1st and 2nd storey (entire building) occupied by a single tenant, in this existing Retail building on this site. Scope of work includes: Interior demolition - two (2) stairs (area of 2nd fl to remain open to below), remove beam, partitions, doors, storage area at rear; Build one new stair, two entry vestibules, install new security gates and a man door at rear (lane), new walls, doors, storage, lighting, power and millwork for display units, new finishes, paint and flooring where needed. Structural - new beams and handrail/guardrails installed. See related Development Permit, DP-2019-00202 and DP-2019-01021. Tenant: Peaceful Park Inc. DBA: Eden (1,836 SF - 1st/1,432 SF - 2nd) OK For Field Review per A. Campbell & A. Wroblewski, Nov 24, 2020. Notes: ~ Energy Upgrade: E2 - HVAC - Clean and Balance all Air Systems (per 6.7.2.3.2 of ASHRAE 90.1-2016) ~ Building Sprinklered – Sprinkler permit required ~ Schedule A CRP and Schedule B Architectural submitted by Navid Fereidooni, Architect, of Navid Fereidooni Architect Ltd., Tel: 604 866-5555. ~ Schedule B Mechanical submitted by Arash Mohammadhassani, P. Eng., of Smartech Engineering Ltd., Tel: 778 882-7597. ~ Schedule B Structural and Independent review checklist submitted by Carlito Redoblado, P. Eng. of JCJ Design Engineering Ltd., Tel:604 533-8423. ~ Schedule B Electrical submitted by Siew Yong Teh, P. Eng. of Smartech Engineering Ltd., Tel: 778 989-1138. | Advantech Mechanical Ltd
SP-2022-01028 | 2022-06-23 | 1674 DAVIE STREET, Vancouver, BC V6G 1V9 | Sprinkler Permit | Commercial | Renovation | Completed | Commercial - To Install 11 Sprinkler Heads Interior alterations to provide tenant improvements for a new Cannabis Retail store (Group E) on the 1st and 2nd storey (entire building) occupied by a single tenant, in this existing Retail building on this site. Scope of work includes: Interior demolition - two (2) stairs (area of 2nd fl to remain open to below), remove beam, partitions, doors, storage area at rear; Build one new stair, two entry vestibules, install new security gates and a man door at rear (lane), new walls, doors, storage, lighting, power and millwork for display units, new finishes, paint and flooring where needed. Structural - new beams and handrail/guardrails installed. *****This application does not include any of the following: 1. Not more than 20 sprinklers (add, relocate, or remove), 2. hydraulic calculations, 3. change in occupancy and /or hazard classification, 4. warehouse storage arrangements, 5. mobile compact storage arrangements, 6. alternative solutions, 7. changes to the sprinkler system supply piping (e.g. valves, mains, cross-mains, branch-lines, etc.), or 8. flexible sprinkler pipe. | General Sprinkler Systems Ltd
EP-2022-06369 | 2022-09-02 | 212 DAVIE STREET, Vancouver, BC V6B 5Z4 | Electrical Permit | Commercial | Tenant Improvement | Issued | Installation / Repair - Commercial - Electrical work to be performed at the Elevators, according to work scope below; Install new addressable smoke detectors as required per drawings. Device to be connected to closest addressable device using surface Wiremold. Install relays in machine room for elevator recall. Replace existing elevator disconnects with new c/w connections to controllers. Replace existing cab light disconnects with new c/w connections to controllers. Replace fixtures in machine room and pits with new 4' LED fixtures c/w cages. Replace receptacles in machine room and pits with new GFCI receptacles. Telephone jack to be reused. Install new ground wire from building ground to elevator machine room c/w ground bus. Install new battery pack c/w heads in machine room. Provide new 120V power and disconnect for display, simulation & remote monitoring. Install new LCCP in main lobby c/w 120V power and 1" EMT to elevator shaft. Install two new 36,000 BTU split unit heat pump c/w thermostat and power connections. Install conduit and wire from transfer switch to machine room for future signals. New ULC dialer. Update fire safety plan. >BP: Interior alterations for an elevator upgrade to this existing high-rise mixed-use commercial/residential building to meet the requirements of CSA-B44. | Sasco Contractors Ltd
PP-2022-02233 | 2022-06-23 | 1067 DAVIE STREET, Vancouver, BC V6E 1M5 | Plumbing Permit | Commercial | New | Completed | Commercial - Addition of x4 backflow devices | Pioneer Plumbing & Heating Inc
PP-2022-02576 | 2022-08-08 | 1091 DAVIE STREET, Vancouver, BC V6E 1M5 | Plumbing Permit | Commercial | Addition | Completed | Commercial - Add a backflow preventer for the dishwasher Cross Connection Letter uploaded in the Application Documents tab | Hippo Plumbing and Heating Ltd
EP-2022-05830 | 2022-08-24 | 283 DAVIE STREET, Vancouver, BC V6B 5T6 | Electrical Permit | Commercial | New | Expired | Temporary Power - Commercial - To provide temporary power. Vault of building / not in any units Note: temporary power (substation) to power the building as water damaged a transformer in the vault. | Houle Electric Limited
EP-2023-07533 | 2023-08-17 | 283 DAVIE STREET, Vancouver, BC V6B 5T6 | Electrical Permit | Commercial | New | Issued | Temporary Power - Commercial - To provide temporary power. Vault of building / not in any units Note: temporary power (substation) to power the building as water damaged a transformer in the vault. Renewal of EP-2022-05830 Valid: Aug 24, 2023 to Aug 23, 2024 | Houle Electric Limited
NULL | NULL | 283 DAVIE STREET, Vancouver, BC V6B 5T6 | Electrical Permit | Commercial | New | Draft | Installation / Repair - Commercial - test | Houle Electric Limited
EP-2023-08328 | 2023-09-15 | 283 DAVIE STREET, Vancouver, BC V6B 5T6 | Electrical Permit | Commercial | Renovation | Completed | Installation / Repair - Commercial - Removal of damaged 1250 kVA transformer and replace we a new transformer with exact same rating. Amend: Oct 18, 2023 per Jim Docherty requesting a service Inspection | Exell Power Services Ltd
PP-2023-02100 | 2023-06-21 | 297 DAVIE STREET, Vancouver, BC | Plumbing Permit | Commercial | Renovation | Completed | Commercial - add new one hand wash sink ,one 3 compartment sink. one gi and excting hot water tank >BP: #10 Interior alterations to renovate this existing Retail limited food service unit #10 in this existing Yaletown Skytrain Station Scoop of work including new partition walls, mechanical, plumbing. | JCHY Construction Ltd
NULL | NULL | 322 DAVIE STREET, Vancouver, BC V6B 5Z6 | Electrical Permit | Commercial | New | Draft | Installation / Repair - Commercial - Remove old exterior perimeter decorative LED lights with new LED lights. | Roussos Electric Ltd
EP-2023-10148 | 2023-11-23 | 322 DAVIE STREET, Vancouver, BC V6B 5Z6 | Electrical Permit | Commercial | Renovation | Completed | Installation / Repair - Commercial - Remove old exterior perimeter lighting & install new LED decorator dimming lights for occasions. | Roussos Electric Ltd
EP-2022-09096 | 2022-10-27 | 616 DAVIE STREET, Vancouver, BC V6B 2G5 | Electrical Permit | Commercial | Tenant Improvement | Completed | Installation / Repair - Commercial - landlord base building work, increase this commercial unit service from 60A to 200A -no structural work, all surface mount conduit work tenant renewal of lease require landord to provide 200A to their unit in anticipation for future to get away from gas, existing unit have 60A service, we are reconnecting all existing circuits back, no additinal load will be added at this time. | 578541 BC Ltd
EP-2023-00831 | 2023-02-02 | 1033 DAVIE STREET, Vancouver, BC V6E 1M5 | Electrical Permit | Commercial | Renovation | Issued | Installation / Repair - Commercial - Disconnect old Chiller and hook up new chiller with existing power feeds like for like. | Wolf Electric Ltd
EP-2023-03138 | 2023-05-11 | 1033 DAVIE STREET, Vancouver, BC V6E 1M5 | Electrical Permit | Commercial | Tenant Improvement | Issued | Installation / Repair - Commercial - Upgrade existing HV service with new 750kVA 12.5/25kV dry type transformer. Supply install a new load break and service entry section. Providing commissioning and testing. Retrofit the existing 120/208V, 277/480V LV distribution boards and provide commissioning and approvals. | MCKINLEY ELECTRIC LTD
NULL | NULL | 1033 DAVIE STREET, Vancouver, BC V6E 1M5 | Electrical Permit | Commercial | NULL | Draft | Annual / Operating - Operating permit for building - ensure building electrical is maintained as required and electrical work is done by certified contractor | MCKINLEY ELECTRIC LTD
EP-2023-11344 | 2023-12-22 | 1033 DAVIE STREET, Vancouver, BC V6E 1M5 | Electrical Permit | Commercial | NULL | Issued | Annual / Operating - Annual Operating Electrical Permit | Island Technical Installations Ltd
PP-2022-00615 | 2022-02-23 | 1033 DAVIE STREET, Vancouver, BC V6E 1M5 | Plumbing Permit | Commercial | New | Completed | Commercial - UNIT #507 - Installation of new hand wash sink | Drips & Drains Plumbing and Heating Ltd
EP-2023-08980 | 2023-10-23 | 1042 E 11TH AVENUE, Vancouver, BC V5T 2G2 | Electrical Permit | Residential | Addition | Completed | Installation / Repair - Residential - up grade electrical service from 100amp to 200 amp No Building work. THEIR IS A 100 AMP SINGLE PHASE 120/ 240. THE CUSTOMER WANTS TO ADD A CAR CHARGER SO I NEED TO UPGRADE TO A 200 AMP SINGLE PHASE 120 /240. | Roadstar Electrical Ltd
PP-2023-03590 | 2023-10-12 | 1042 E 11TH AVENUE, Vancouver, BC V5T 2G2 | Plumbing Permit | Residential | Renovation | Issued | Residential - plumbing-sump >BP: Exterior and interior alterations to provide improvements to this existing character single detached house in this existing inside with lane site. Scope of work to include lowering the existing basement slab to create 8’-0” ceiling, new sunken patio, and to convert the uninhabited space under the porch to floor space. | Sukhvinder Singh
NULL | NULL | 1042 E 11TH AVENUE, Vancouver, BC V5T 2G2 | Plumbing Permit | Residential | Renovation | Draft | Residential - drain tile sump | NULL
NULL | NULL | 1042 E 11TH AVENUE, Vancouver, BC V5T 2G2 | Plumbing Permit | Residential | Renovation | Withdrawn | Residential - new | NULL
EP-2022-00415 | 2022-01-20 | 1076 E 11TH AVENUE, Vancouver, BC V5T 2G2 | Electrical Permit | Residential | Renovation | Completed | Installation / Repair - Residential - Security alarm, audio, and CCTV rough-in and finishing. BP: Exterior and interior alterations to the main and second floors, remove the approved secondary suite on the ground floor, reinstate the interconnecting stairs between ground and second floors, reduce the existing rear deck and storage area and to convert this existing two and a half storey multiple conversion dwelling containing two dwelling units to a one family dwelling on this corner with lane site. Work to include new windows on the south elevation, new window on the east elevation and to replace the existing front stairs from the main floor to grade to match existing. Letter of support for the rear deck received from adjacent neighbour (March 24,2020). Schedule B - K.T.Lam P.Eng (604.255.7670) - Structural & Geotechnical Energy Upgrade Proposal submitted by Peter Cho of City Green Solutions, 778-316-9053 ******THIS PERMIT HAS BEEN ISSUED UNDER THE REQUIREMENTS OF VBBL 2019****** Processed through HRC Revision #1 New foundation, new slab, relocate existing house to confirm with side yards on this site. REUP form has been revised to include ICFs. Portion of existing retaining wall to be replaced on private property. Grade alterations are not permitted. Revision #2 Work to include adding a new roof to increase the ceiling height on the third floor, remove the storage room from the ground floor and to add retention drawings and sequence of construction letter. Exterior alterations approved by O. Szeleczky, May 14, 2021. Sequence of construction letter dated May 26, 2021, submitted by K.T. Lam (604)255-7670 Letter of Assurance of Retention of Existing buildings submitted by K.T. Lam (604)255-7670 | Venture One Services Inc
GP-2022-00364 | 2022-02-04 | 1118 E 11TH AVENUE, Vancouver, BC V5T 2G3 | Gas Permit | Residential | Renovation | Completed | Residential - FURNACE INSTALLATION | Can Flame Heating Ltd
EP-2022-01447 | 2022-02-23 | 917 E 10TH AVENUE, Vancouver, BC V5T 2B3 | Electrical Permit | Residential | New | Expired | Temporary Power - Residential - To provide temporary power. | Prabhjot Singh Battu
PP-2022-01730 | 2022-05-19 | 917 E 10TH AVENUE, Vancouver, BC V5T 2B3 | Plumbing Permit | Residential | New | Completed | Residential - Sump >BP: To construct a 2.5 storey two-family dwelling ($767,750) with a detached accessory building (garage) at the rear providing 2 parking spaces, having vehicular access from the lane. Note: The entire building, INCLUDING THE ATTACHED GARAGE (if applicable), to be sprinklered to 2 x NFPA 13D 1. A/C proposed – Exterior component located in rear, Interior component located in third floor. 2. No Bar sink. 3. Schedule B: (K.J. Ma) P.Eng (604.599.8890) Structural & Geotechnical 4. HPO: Residential Builder- Kingswood Real Estate Management Inc Note: This is a 2.5 storey building pursuant to the Zoning and Development By-Law Address Information: Principle Dwelling (South/Front): 917 E 10th Ave Principle Dwelling (North/Back): 919 E 10th Ave Address numbers assigned as per approved plans for Fire and Emergency response. The address numbers are to be posted to the building to be visible from the street and in accordance with the Building By-law prior to final inspection. **THIS PERMIT HAS BEEN ISSUED UNDER THE REQUIREMENTS OF VBBL #12511 (2019)** | Mainline Excavation Ltd
EP-2022-05033 | 2022-06-14 | 917 E 10TH AVENUE, Vancouver, BC V5T 2B3 | Electrical Permit | Residential | New | Completed | Installation / Repair - Residential - New Construction for: >BP: To construct a 2.5 storey two-family dwelling ($767,750) with a detached accessory building (garage) at the rear providing 2 parking spaces, having vehicular access from the lane. Note: The entire building, INCLUDING THE ATTACHED GARAGE (if applicable), to be sprinklered to 2 x NFPA 13D 1. A/C proposed – Exterior component located in rear, Interior component located in third floor. 2. No Bar sink. 3. Schedule B: (K.J. Ma) P.Eng (604.599.8890) Structural & Geotechnical 4. HPO: Residential Builder- Kingswood Real Estate Management Inc | Prabhjot Singh Battu
EP-2022-09619 | 2022-11-15 | 917 E 10TH AVENUE, Vancouver, BC V5T 2B3 | Electrical Permit | Residential | New | Completed | Installation / Repair - Residential - Extra low voltage wiring and completion of security Alarm Security Cameras Data Tv Tel Doorbell >BP: To construct a 2.5 storey two-family dwelling ($767,750) with a detached accessory building (garage) at the rear providing 2 parking spaces, having vehicular access from the lane. Note: The entire building, INCLUDING THE ATTACHED GARAGE (if applicable), to be sprinklered to 2 x NFPA 13D 1. A/C proposed – Exterior component located in rear, Interior component located in third floor. 2. No Bar sink. 3. Schedule B: (K.J. Ma) P.Eng (604.599.8890) Structural & Geotechnical 4. HPO: Residential Builder- Kingswood Real Estate Management Inc | ITech Security Systems Ltd
SP-2023-00119 | 2023-01-24 | 917 E 10TH AVENUE, Vancouver, BC V5T 2B3 | Sprinkler Permit | Residential | New | Completed | Residential - 2FD - To Install 45 sprinkler heads. >DB: To construct a 2.5 storey two-family dwelling with a detached accessory building (garage) at the rear providing 2 parking spaces, having vehicular access from the lane. Note: The entire building, INCLUDING THE ATTACHED GARAGE (if applicable), to be sprinklered to 2 x NFPA 13D 1. A/C proposed – Exterior component located in rear, Interior component located in third floor. 2. No Bar sink. | General Sprinkler Systems Ltd
MP-2022-00142 | 2022-08-24 | 917 E 10TH AVENUE, Vancouver, BC V5T 2B3 | Mechanical Permit | NULL | NULL | Completed | NULL | Century Twenty One Gas & Heating Co. Ltd
GP-2022-02428 | 2022-08-18 | 917 E 10TH AVENUE, Vancouver, BC V5T 2B3 | Gas Permit | Residential | New | Completed | Residential - Installation of gas appliances (IN DUPLEX) >To construct a 2.5 storey two-family dwelling ($767,750) with a detached accessory building (garage) at the rear providing 2 parking spaces, having vehicular access from the lane. Note: The entire building, INCLUDING THE ATTACHED GARAGE (if applicable), to be sprinklered to 2 x NFPA 13D 1. A/C proposed – Exterior component located in rear, Interior component located in third floor. 2. No Bar sink. 3. Schedule B: (K.J. Ma) P.Eng (604.599.8890) Structural & Geotechnical 4. HPO: Residential Builder- Kingswood Real Estate Management Inc Note: This is a 2.5 storey building pursuant to the Zoning and Development By-Law Address Information: Principle Dwelling (South/Front): 917 E 10th Ave Principle Dwelling (North/Back): 919 E 10th Ave Address numbers assigned as per approved plans for Fire and Emergency response. The address numbers are to be posted to the building to be visible from the street and in accordance with the Building By-law prior to final inspection. **THIS PERMIT HAS BEEN ISSUED UNDER THE REQUIREMENTS OF VBBL #12511 (2019)** | Century Twenty One Gas & Heating Co. Ltd
PP-2022-02875 | 2022-08-19 | 917 E 10TH AVENUE, Vancouver, BC V5T 2B3 | Plumbing Permit | Residential | New | Completed | Residential - Installation of plumbing fixtures >BP: To construct a 2.5 storey two-family dwelling ($767,750) with a detached accessory building (garage) at the rear providing 2 parking spaces, having vehicular access from the lane. Note: The entire building, INCLUDING THE ATTACHED GARAGE (if applicable), to be sprinklered to 2 x NFPA 13D 1. A/C proposed – Exterior component located in rear, Interior component located in third floor. 2. No Bar sink. 3. Schedule B: (K.J. Ma) P.Eng (604.599.8890) Structural & Geotechnical 4. HPO: Residential Builder- Kingswood Real Estate Management Inc | Century Twenty One Gas & Heating Co. Ltd
SP-2022-01619 | 2022-10-04 | 917 E 10TH AVENUE, Vancouver, BC V5T 2B3 | Sprinkler Permit | Residential | New | Cancelled | Residential - New sprinkler system for: >BP: To construct a 2.5 storey two-family dwelling ($767,750) with a detached accessory building (garage) at the rear providing 2 parking spaces, having vehicular access from the lane. Note: The entire building, INCLUDING THE ATTACHED GARAGE (if applicable), to be sprinklered to 2 x NFPA 13D 1. A/C proposed – Exterior component located in rear, Interior component located in third floor. 2. No Bar sink. 3. Schedule B: (K.J. Ma) P.Eng (604.599.8890) Structural & Geotechnical 4. HPO: Residential Builder- Kingswood Real Estate Management Inc Note: This is a 2.5 storey building pursuant to the Zoning and Development By-Law AMEND: DEC 8/2022 Please cancel the permit. Owner hired someone else. | Haven Fire Protection Ltd
PP-2023-00243 | 2023-01-24 | 938 E 10TH AVENUE, Vancouver, BC V5T 2B2 | Plumbing Permit | Residential | New | Issued | Residential - one sump, no pump | Mainline Excavation Ltd
EP-2022-09012 | 2022-10-21 | 938 E 10TH AVENUE, Vancouver, BC V5T 2B2 | Electrical Permit | Residential | New | Expired | Temporary Power - Residential - To provide temporary power. | Prabhjot Singh Battu
EP-2023-01178 | 2023-02-13 | 938 E 10TH AVENUE, Vancouver, BC V5T 2B2 | Electrical Permit | Residential | New | Issued | Installation / Repair - Residential - New Construction >BP: To construct a 2 and half storey, two-family dwelling ($800,000.00) with a detached accessory building (garage), at the rear providing 2 parking spaces, having vehicular access from the lane. *An approved mechanical permit will be required for the installation of air conditioning or heat pump unit at the time of installation before an electrical inspection will be performed The entire building, INCLUDING THE ATTACHED GARAGE (if applicable), to be sprinklered to 2x NFPA 13D. Note: This Building Permit will remain in a suspended status until the associated (green) Demolition Permit BP-2022-03102 is completed. Note: This is a 2 and half storey building pursuant to the Zoning and Development By-Law 1. Heat pump unit proposed in the rear yard, x2 int. upper level 2. No bar sink proposed 3. Schedule B: Ke Jian, Ma, P. Eng (604-599-8890) Structural & Geotechnical 4. HPO: Residential builder, Kingswood Real Estate Management Inc. "Combustible projections or roof soffits on an exposing building face shall not project to less than .45m from the property line and shall be in compliance with VBBL 2014 9.10.15.5.(9)" ***This permit is issued under the VBBL 2019, with updated energy requirements as per bylaw # 12997 effective Jan 01, 2022.*** | Prabhjot Singh Battu
PP-2023-02035 | 2023-06-08 | 938 E 10TH AVENUE, Vancouver, BC V5T 2B2 | Plumbing Permit | Residential | New | Issued | Residential - 2FD - FRONT - 938 E 10TH AV - #1 BACK - 938 E 10TH AV - #2 Installation of plumbing fixtures in DUPLEX >DB: To construct a 2 and half storey, two-family dwelling with a detached accessory building (garage), at the rear providing 2 parking spaces, having vehicular access from the lane. The entire building, INCLUDING THE ATTACHED GARAGE (if applicable), to be sprinklered to 2x NFPA 13D. Note: This is a 2 and half storey building pursuant to the Zoning and Development By-Law 1. Heat pump unit proposed in the rear yard, x2 int. upper level 2. No bar sink proposed | Century Twenty One Gas & Heating Co. Ltd
SP-2023-01411 | 2023-08-02 | 938 E 10TH AVENUE, Vancouver, BC V5T 2B2 | Sprinkler Permit | Residential | New | Issued | Residential - 2FD - FRONT - 938 E 10TH AV - #1 BACK - 938 E 10TH AV - #2 new sprinkler system >DB: To construct a 2 and half storey, two-family dwelling with a detached accessory building (garage), at the rear providing 2 parking spaces, having vehicular access from the lane. The entire building, INCLUDING THE ATTACHED GARAGE (if applicable), to be sprinklered to 2x NFPA 13D. Note: This is a 2 and half storey building pursuant to the Zoning and Development By-Law 1. Heat pump unit proposed in the rear yard, x2 int. upper level 2. No bar sink proposed ***This permit is issued under the VBBL 2019, with updated energy requirements as per bylaw # 12997 effective Jan 01, 2022.*** | Haven Fire Protection Ltd
GP-2023-02418 | 2023-08-18 | 938 E 10TH AVENUE, Vancouver, BC V5T 2B2 | Gas Permit | Residential | New | Issued | Residential - 2 Ranges & 2 BBQ's >BP: To construct a 2 and half storey, two-family dwelling | Century Twenty One Gas & Heating Co. Ltd
MP-2023-01532 | 2023-08-18 | 938 E 10TH AVENUE, Vancouver, BC V5T 2B2 | Mechanical Permit | NULL | NULL | Issued | NULL | Century Twenty One Gas & Heating Co. Ltd
EP-2023-07798 | 2023-08-29 | 938 E 10TH AVENUE, Vancouver, BC V5T 2B2 | Electrical Permit | Residential | New | Issued | Installation / Repair - Residential - Installation of Extra low voltage, security alarm, data, tel, tv, security cameras, Door bell. >BP: To construct a 2 and half storey, two-family dwelling ($800,000.00) with a detached accessory building (garage), at the rear providing 2 parking spaces, having vehicular access from the lane. | ITech Security Systems Ltd
GP-2022-00650 | 2022-03-02 | 986 E 10TH AVENUE, Vancouver, BC V5T 2B2 | Gas Permit | Residential | New | Completed | Residential - 2FD - FRONT UNIT - 986 E 10TH AV BACK UNIT - 984 E 10TH AV Complete 2 boilers , 2 range and 2 bbq. To construct a two-storey two-family dwelling, with a detached accessory building (garage) at the rear providing 2 parking spaces, having vehicular access from the lane. Note: This is a 2 storey building pursuant to the Zoning and Development By-Law 2. No strata titling permitted 3. A/C units proposed 4. No Bar sinks proposed | Deep Gas Fitting Ltd.
EP-2022-01369 | 2022-03-03 | 986 E 10TH AVENUE, Vancouver, BC V5T 2B2 | Electrical Permit | Residential | New | Completed | Installation / Repair - Residential - cable,network and complete security alarm system >BP: To construct a two-storey two-family dwelling ($771,000), with a detached accessory building (garage) at the rear providing 2 parking spaces, having vehicular access from the lane. | Tutronic Security Sytem Co Ltd
EP-2022-01139 | 2022-02-15 | 986 E 10TH AVENUE, Vancouver, BC V5T 2B2 | Electrical Permit | Residential | New | Completed | Installation / Repair - Residential - Rough wire and finishing of duplex unit with detached garages BP: To construct a two-storey two-family dwelling ($771,000), with a detached accessory building (garage) at the rear providing 2 parking spaces, having vehicular access from the lane. Note: This is a 2 storey building pursuant to the Zoning and Development By-Law 2. No strata titling permitted 3. A/C units proposed 4. No Bar sinks proposed 5. Schedule B: Julian Bozsik P Eng Structural & Geotechnical (604-431-0055) 6. HPO: Residential Builder - Grandmark Holdings Ltd ****ALL PROJECT COORINATOR NOTES HAS BEEN ACCEPTED BY THE APPLICANT**** ******THIS PERMIT HAS BEEN ISSUED UNDER THE REQUIREMENTS OF VBBL #12511 (2019)****** | Hayat Electrical Ltd
SP-2021-01815 | 2022-03-17 | 986 E 10TH AVENUE, Vancouver, BC V5T 2B2 | Sprinkler Permit | Residential | New | Completed | Residential - Piping and fixture installation >To construct a two-storey two-family dwelling ($771,000), with a detached accessory building (garage) at the rear providing 2 parking spaces, having vehicular access from the lane. Note: This Building Permit will remain in a suspended status until the associated (green) Demolition Permit BP-2021-00823 is completed. Note: This is a 2 storey building pursuant to the Zoning and Development By-Law 2. No strata titling permitted 3. A/C units proposed 4. No Bar sinks proposed 5. Schedule B: Julian Bozsik P Eng Structural & Geotechnical (604-431-0055) 6. HPO: Residential Builder - Grandmark Holdings Ltd ****ALL PROJECT COORINATOR NOTES HAS BEEN ACCEPTED BY THE APPLICANT**** ******THIS PERMIT HAS BEEN ISSUED UNDER THE REQUIREMENTS OF VBBL #12511 (2019)****** | RG Plumbing Ltd
EP-2022-01230 | 2022-02-16 | 261 E 12TH AVENUE, Vancouver, BC V5T 2H1 | Electrical Permit | Commercial | Renovation | Completed | Installation / Repair - Commercial - Maintenance replacement of fire alarm panel. Note: This permit has been issued based on Bulletin 2018-004-BU/EL. | Fina Electrical Systems Ltd
GP-2023-02513 | 2023-08-29 | 1416 E 10TH AVENUE, Vancouver, BC V5N 1X3 | Gas Permit | Residential | Tenant Improvement | Completed | Residential - Re and Re the Tankless Water Heater | Moore & Russell Heating Ltd
GP-2023-02120 | 2023-07-16 | 1441 E 10TH AVENUE, Vancouver, BC V5N 1X4 | Gas Permit | Residential | Renovation | Issued | Residential - Remove and Raplce Navien On Demand Water Heater | PHD PLUMBING HEATING & DRAINAGE LTD
PP-2022-00253 | 2022-01-26 | 1455 E 10TH AVENUE, Vancouver, BC V5N 1X4 | Plumbing Permit | Residential | New | Completed | Residential - 2FD - sump installation To construct a 2.5 storey two-family dwelling with a detached accessory building (garage) at the rear providing 2 parking spaces, having vehicular access from the lane. 1. A/C proposed – Exterior component located in rear yard, Interior component located in closets on Second Floor. | Kingsman Excavating Ltd.
GP-2022-01094 | 2022-04-11 | 1455 E 10TH AVENUE, Vancouver, BC V5N 1X4 | Gas Permit | Residential | New | Completed | Residential - gas piping rough in & finishing | FAST ROUTE PLUMBING & REFRIGERATION MECHANICAL LTD
EP-2022-02945 | 2022-04-13 | 1455 E 10TH AVENUE, Vancouver, BC V5N 1X4 | Electrical Permit | Residential | New | Completed | Installation / Repair - Residential - Rough-in and finishing of tv, data, phone, security alarm and cctv >BP: To construct a 2.5 storey two-family dwelling ($756,000.00) with a detached accessory building (garage) at the rear providing 2 parking spaces, having vehicular access from the lane. 1. A/C proposed – Exterior component located in rear yard, Interior component located in closets on Second Floor. 2. Schedule B: (ALAN PRAHALAD) P.Eng (604-831-1431) Structural & Geotechnical 3. HPO: Residential Builder- (FOUR CORNERS HOMES LTD) | Simplypro Enterprise Ltd
SP-2022-00655 | 2022-05-03 | 1455 E 10TH AVENUE, Vancouver, BC V5N 1X4 | Sprinkler Permit | Residential | New | Completed | Residential - To Install 46 sprinkler heads To construct a 2.5 storey two-family dwelling with a detached accessory building (garage) at the rear providing 2 parking spaces, having vehicular access from the lane. 1. A/C proposed – Exterior component located in rear yard, Interior component located in closets on Second Floor. 2. Schedule B: (ALAN PRAHALAD) P.Eng (604-831-1431) Structural & Geotechnical 3. HPO: Residential Builder- (FOUR CORNERS HOMES LTD) | General Sprinkler Systems Ltd
EP-2022-03398 | 2022-05-02 | 1455 E 10TH AVENUE, Vancouver, BC V5N 1X4 | Electrical Permit | Residential | New | Completed | Installation / Repair - Residential - New duplex house Main service: 200 amp Volt:120/240 Phase: one phase three wire Main service panel each side :125 amp >BP: To construct a 2.5 storey two-family dwelling ($756,000.00) with a detached accessory building (garage) at the rear providing 2 parking spaces, having vehicular access from the lane. 1. A/C proposed – Exterior component located in rear yard, Interior component located in closets on Second Floor. 2. Schedule B: (ALAN PRAHALAD) P.Eng (604-831-1431) Structural & Geotechnical 3. HPO: Residential Builder- (FOUR CORNERS HOMES LTD) Note: This is a 2.5 storey building pursuant to the Zoning and Development By-Law | Samreet Electrical Services Ltd
EP-2022-03484 | 2022-04-29 | 2267 E 11TH AVENUE, Vancouver, BC V5N 1Z7 | Electrical Permit | Residential | Addition | Completed | Installation / Repair - Residential - Installation of 23 PV solar panels on a sloped roof. >BP: Exterior alteration to install 23 Solar PV Panels on the sloped roof of this one family dwelling at this site. | Penfolds Roofing Inc.
EP-2023-03818 | 2023-05-02 | 2270 E 11TH AVENUE, Vancouver, BC V5N 1Z6 | Electrical Permit | Residential | New | Issued | Temporary Power - Residential - To provide temporary power. | E G ELECTRICAL LTD.
EP-2023-01641 | 2023-02-27 | 2270 E 11TH AVENUE, Vancouver, BC V5N 1Z6 | Electrical Permit | Residential | New | Issued | Temporary Power - Residential - To provide temporary power. | AECOM ELECTRIC LTD
GP-2023-03070 | 2023-10-16 | 2280 E 11TH AVENUE, Vancouver, BC V5N 1Z6 | Gas Permit | Residential | Renovation | Completed | Residential - hwt re&re | Ferenc Nagy
EP-2022-03991 | 2022-05-16 | 254 E 12TH AVENUE, Vancouver, BC V5T 2G9 | Electrical Permit | Commercial | Renovation | Completed | Installation / Repair - Commercial - Re-connect main service overhead wire. | AG Electric and Alarm Monitoring Co Ltd
GP-2023-03039 | 2023-10-12 | 1510 E 11TH AVENUE, Vancouver, BC V5N 1Y7 | Gas Permit | Residential | Renovation | Issued | Residential - Removed customers furnace and installed a new one | High Mark Mechanical Services Ltd
GP-2022-01330 | 2022-04-28 | 5093 CULLODEN STREET, Vancouver, BC V5W 3R3 | Gas Permit | Residential | Renovation | Completed | Residential - replace furnace, run new 636 venting and combustion air | Pioneer Plumbing & Heating Inc
EP-2023-07616 | 2023-08-23 | 1425 CYPRESS STREET, Vancouver, BC V6J 3L1 | Electrical Permit | Commercial | Tenant Improvement | Completed | Installation / Repair - Commercial - • Supply and installation of new fused disconnect (60-amp 3-phase 208v) with time delay fuses. Existing feeder to be retained. • Supply and installation of new cab light disconnect. • Replacement of (3) existing lights with new vapourproof LED fixtures in elevator machine room and elevator pit. • Provide new #6 ground hypressed to building ground. • New cat 5 cable for phone line (strata to activate a new dedicated line). • Supply and installation of new Baseboard heater & exhaust fan in elevator machine room. | Action Electric Ltd
NULL | NULL | 1125 DAVIE STREET, Vancouver, BC | Electrical Permit | Commercial | Tenant Improvement | Draft | Installation / Repair - Commercial - I have to install 30 amp ,120 volt new receptacle . | NEWTON ELECTRICAL LTD
PP-2022-01621 | 2022-05-11 | 1160 DAVIE STREET, Vancouver, BC V6E 1N1 | Plumbing Permit | Commercial | Renovation | Issued | Commercial - REPLACE - Install a new 4" DCVA backflow for the incoming domestic supply >BP: Exterior alterations to replace the existing windows with new and repair/ replacement of sill flashing on this existing mixed use building on this site. Schedule A, Schedule B (Architectural), Schedule D, Paul W. Kwasnicky, AIBC (604.730.6634) provided for this project. OK, from planning, R.Astorino, January 28, 2022. Building Review Branch Notes: 1. This permit has been reviewed under the requirements of the VBBL #12511 (2019) 2. All new fenestrations to match existing openings. | Alpine Sprinkler Systems Ltd
NULL | NULL | 1160 DAVIE STREET, Vancouver, BC V6E 1N1 | Electrical Permit | Commercial | Renovation | Draft | Installation / Repair - Commercial - Installation of 4 of EV Chargers at Leve D Parking, with power sharing for 4 EV Chargers of two branch circuits rated 30 A, 208 V, one phase. There are two 100A subpanel at level D parking, Panel W is for Lighting and common plug load of level D, existing load is about 3 kW, we’ll add one 40A, 208V, one phase outlet for set of two EV Chargers, Panel S is for Lighting and common plug load of stairs, existing load is about 3 kW, we’ll add one 40 A, 208 V, one phase outlet for set of two EV Chargers. Service is not affected. Panel W and S are subpanels. | Shawn Electric Ltd
EP-2023-11336 | 2024-01-05 | 1160 DAVIE STREET, Vancouver, BC V6E 1N1 | Electrical Permit | Commercial | Renovation | Issued | Installation / Repair - Commercial - Installation of 4 of EV Chargers at Leve D Parking, with power sharing for 4 EV Chargers supplied by two branch circuits rated 30 A, 208 V, one phase. There are two 100A subpanel at level D parking, Panel W is for Lighting and common plug load of level D, existing load is about 3 kW, we’ll add one 40A, 208V, one phase outlet for set of two EV Chargers, Panel S is for Lighting and common plug load of stairs, existing load is about 3 kW, we’ll add one 40 A, 208 V, one phase outlet for set of two EV Chargers. Service is not affected. Panel W and S are subpanels. | Shawn Electric Ltd
EP-2023-04571 | 2023-05-26 | 1042 DAVIE STREET, Vancouver, BC V6E 1M3 | Electrical Permit | Commercial | Addition | Issued | Installation / Repair - Commercial - Install new 400Amp 240v overhead service to replace existing 200A service. The scope is for a service upgrade, which is located at the rear of the building where the patio is. 400A Service box/breaker combination feeding a 400a splittler. | Terradyne Electrical Services Inc
EP-2023-05772 | 2023-06-26 | 1042 DAVIE STREET, Vancouver, BC V6E 1M3 | Electrical Permit | Commercial | Renovation | Issued | Temporary Power - Commercial - To provide temporary power. | Terradyne Electrical Services Inc
EP-2022-10338 | 2022-12-12 | 1042 DAVIE STREET, Vancouver, BC V6E 1M3 | Electrical Permit | Residential | Renovation - Dwelling Unit(s) only | Completed | Installation / Repair - Residential - Install electrical wiring for : Current electric baseboard heaters will be disconnected and left in place. -A heat pump will not be installed. -It is a bathroom renovation installing 2 pot lights, bathroom fan and 4 wall scones -Project Scope: Replace bathroom fan Install 4 wall sconces install 2 4 inch pot lights -wires will be fished down non fire rated walls from attic space in combustible construction | Terradyne Electrical Services Inc
PP-2022-03227 | 2022-09-15 | 1075 DENMAN STREET, Vancouver, BC V6G 2M7 | Plumbing Permit | Commercial | Renovation | Completed | Commercial - Installation of backflow assemblies. This application is made as a result of a COV Cross Connection Inspection. | Vancouver Backflow Testing Ltd
PP-2022-02917 | 2022-08-22 | 1076 DENMAN STREET, Vancouver, BC | Plumbing Permit | Commercial | Addition | Completed | Commercial - new | Ajit's Plumbing Heating & Electrical Contracting Ltd
PP-2022-03959 | 2022-11-02 | 1080 DENMAN STREET, Vancouver, BC V6G 2M8 | Plumbing Permit | Commercial | Addition | Completed | Commercial - Installing two backflow devices as per COV survey | Hillcrest Plumbing & Heating (1991) Ltd
PP-2023-01758 | 2023-05-18 | 1150 DENMAN STREET, Vancouver, BC V6G 2M9 | Plumbing Permit | Commercial | Tenant Improvement | Issued | Commercial - Installing backflow preventer’s | Aminollah Naimi Shishavan
EP-2023-10669 | 2023-11-27 | 1150 DENMAN STREET, Vancouver, BC V6G 2M9 | Electrical Permit | Commercial | Renovation | Issued | Temporary Power - Commercial - To provide temporary power. | Sasco Contractors Ltd
NULL | NULL | 1150 DENMAN STREET, Vancouver, BC V6G 2M9 | Mechanical Permit | NULL | NULL | Draft | NULL | NULL
PP-2023-02926 | 2023-08-18 | 1150 DENMAN STREET, Vancouver, BC V6G 2M9 | Plumbing Permit | Commercial | Addition | Issued | Commercial - installation of TWO backflows as per City of Vancouver WaterWorks request | Advantage Home Service Ltd
PP-2022-02946 | 2022-08-24 | 1179 DENMAN STREET, Vancouver, BC V6G 2N1 | Plumbing Permit | Commercial | Renovation | Completed | Commercial - Remove DuC and install DCVA on supply to water filter as per cross connection inspection | MAKO MECHANICAL LTD
PP-2022-02855 | 2022-08-19 | 1184 DENMAN STREET, Vancouver, BC V6G 2M9 | Plumbing Permit | Commercial | Renovation | Completed | Commercial - Install Bacflow preventer according to City inspection report | Canada West Plumbing & Heating Ltd
EP-2022-04397 | 2022-05-26 | 1050 DEVONSHIRE CRESCENT, Vancouver, BC V6H 2E8 | Electrical Permit | Residential | Tenant Improvement | Completed | Installation / Repair - Residential - Electrical install of heat pump. BP not required. No change to existing service. | Moore And Russell Heating And Air Conditioning Ltd
EP-2022-00699 | 2022-03-21 | 4770 DUCHESS STREET, Vancouver, BC V5R 3L5 | Electrical Permit | Commercial | New | Expired | Temporary Power - Commercial - To provide temporary power. Valid: 01/18/2022 until 01/17/2023 Renewal of EP-2021-00367 | Mainland Electric Corp
SP-2020-01122 | 2022-01-27 | 4770 DUCHESS STREET, Vancouver, BC V5R 3L5 | Sprinkler Permit | Residential | New | Completed | Residential - For all sprinkler work to the 2019 VBBL; NFPA 13R, 2013 for this newly construct a new 4-storey residential building of combustible construction over a slab-on-grade foundation, consisting of 6 dwelling units and 2 lock-off units and having surface parking off a lane at the rear of this site. THIS IS A CERTIFIED PROFESSIONAL PROJECT and the CP is Michael Meszaros, CP (Pioneer Engineering Consultants Ltd). This application does not include any of the following: • Warehouse storage arrangements, or mobile compact storage arrangements. • Information Technology Equipment Rooms (e.g. IT Rooms, LAN Rooms, etc.). • Alternative solutions. Notes: 1. Fire protection engineer of record Mr. Tian Cai, P.Eng. of TC Engineering. T: 604-475-7733. E: tcsprinkler@gmail.com 2. One set of approved drawings and permit to be available for viewing at the jobsite. 3. Sprinklers with Flexible Pipe - Victaulic VS-1 installed in accordance with listing. | Haven Fire Protection Ltd
EP-2023-04048 | 2023-05-09 | 1307 DEVONSHIRE CRESCENT, Vancouver, BC V6H 2G3 | Electrical Permit | Residential | Renovation | Completed | Installation / Repair - Residential - Over head Electrical service upgrade from 100 amp to 200 amp. | Buddy Electric Ltd
EP-2023-08977 | 2023-10-04 | 1307 DEVONSHIRE CRESCENT, Vancouver, BC V6H 2G3 | Electrical Permit | Commercial | NULL | Expired | Movie Set / Filming - To allow for Movie Set/Filming Applicant shall provide completed Contractor Declaration form, and dates of filming and associated location(s) to csinspection.clerks@vancouver.ca prior to the commencement of filming. Visit vancouver.ca/inspections for more details. | Means of Production Inc
EP-2022-04340 | 2022-05-26 | 1319 DEVONSHIRE CRESCENT, Vancouver, BC V6H 2G3 | Electrical Permit | Residential | Renovation | Cancelled | Installation / Repair - Residential - 200A overhead service upgrade | Fowlstone Electric Ltd
GP-2023-03981 | 2023-12-11 | 430 E 12TH AVENUE, Vancouver, BC V5T 2H4 | Gas Permit | Residential | Renovation | Completed | Residential - RE&RE tankelss water heater | Milani Plumbing Heating & Air Conditioning Ltd
EP-2023-01141 | 2023-02-09 | 517 E 12TH AVENUE, Vancouver, BC V5T 2H6 | Electrical Permit | Residential | Addition | Completed | Installation / Repair - Residential - 400amp overhead service upgrade 2 meter base, 1 meter base each per duplex | Wire-Man Electric Ltd
EP-2023-02337 | 2023-03-24 | 523 E 12TH AVENUE, Vancouver, BC V5T 2H6 | Electrical Permit | Residential | Renovation - Dwelling Unit(s) only | Completed | Installation / Repair - Residential - -Safety check on all the electrical. Add emergency lighting and exit lights for childcare suite. *IA-2023-00045 | Arcwest Electric Ltd
EP-2024-00090 | 2024-01-09 | 523 E 12TH AVENUE, Vancouver, BC V5T 2H6 | Electrical Permit | Residential | Renovation | Issued | Installation / Repair - Residential - service upgrade from 100 to 200 amps With Heat Pump NO MECHANICAL PERMIT AT TIME OF ISSUANCE. | Parminder Bagry
NULL | NULL | 523 E 12TH AVENUE, Vancouver, BC V5T 2H6 | Gas Permit | Residential | Tenant Improvement | Draft | Residential - Furnace installation | NULL
GP-2024-00179 | 2024-01-23 | 523 E 12TH AVENUE, Vancouver, BC V5T 2H6 | Gas Permit | Residential | Renovation - Dwelling Unit(s) only | Issued | Residential - furnace replacement | Eco Pro Heating & Cooling Ltd
EP-2023-07584 | 2023-08-23 | 523 E 12TH AVENUE, Vancouver, BC V5T 2H6 | Electrical Permit | Residential | Tenant Improvement | Completed | Installation / Repair - Residential - Install 2 exit signs and 2 emergency lights for home daycare. >BP: Interior/exterior alterations to provide improvements to the basement level of this existing single detached house on this site. Exterior renovations are limited to install a fire rated door on the east elevation. Scope of work includes removing unauthorized range and validating relocated plumbing fixtures in the bathrooms in the basement level. -reference: IA-2023-00045 re: DAYCARE | Parminder Bagry
PP-2023-03111 | 2023-09-01 | 523 E 12TH AVENUE, Vancouver, BC V5T 2H6 | Plumbing Permit | Residential | Addition | Completed | Residential - add a sink and dishwasher >BP: Interior/exterior alterations to provide improvements to the basement level of this existing single detached house on this site. Exterior renovations are limited to install a fire rated door on the east elevation. Scope of work includes removing unauthorized range and validating relocated plumbing fixtures in the bathrooms in the basement level. Notes: 1. OK to process as DB for exterior alterations as per Maxine Schleger, May 18, 2023. 2. Electrical permit is required to remove unauthorized range in the basement level. This permit would ensure the existing installation is safe and was done per code per Bunsen Leung. 3. One bar sink and upper cabinet to be removed once the daycare ceases operations. | J&YMechanical Ltd
EP-2022-03461 | NULL | 2476 DUNDAS STREET, Vancouver, BC V5K 1P6 | Electrical Permit | Residential | Addition | Withdrawn | Installation / Repair - Residential - Overhead service alteration. -Main house scope is reconnecting overhead service from the new service that is on infill to existing main house. | Lo-Cost Electrical Ltd
SP-2023-01632 | 2023-09-28 | 2476 DUNDAS STREET, Vancouver, BC V5K 1P6 | Sprinkler Permit | Residential | New | Issued | Residential - sprinkler system duplex >BP: Building Permit for DP-2019-00858 Including the "Assurance of Retention of Existing Portions of Buildings" letter dated April 24, 2020, submitted by Suhoon Bae, P.Eng, thereby permitting: To alter and convert this existing one-family character dwelling to a 2-storey plus basement multiple conversion dwelling (Building 1) containing two dwelling units and, with a one-surface parking stall, having vehicular access from the lane. | Alco Fire Protection Ltd
EP-2023-10612 | 2024-01-08 | 2476 DUNDAS STREET, Vancouver, BC V5K 1P6 | Electrical Permit | Residential | Addition | Issued | Installation / Repair - Residential - ¦ MCD: 2FD- 200A ¦ NFPA 13D ¦ Duplex wiring and electrical installation -service will be affected. Previously there was a 200 amp service on the infill but now the load is more than 200 amps.400 amp service required *An approved mechanical permit is required for the installation of air conditioning or heat pump unit before a final electrical inspection will be performed >BP: Building Permit for DP-2019-00858 Including the "Assurance of Retention of Existing Portions of Buildings" letter dated April 24, 2020, submitted by Suhoon Bae, P.Eng, thereby permitting: To alter and convert this existing one-family character dwelling to a 2-storey plus basement multiple conversion dwelling (Building 1) containing two dwelling units and, with a one-surface parking stall, having vehicular access from the lane. Note: built-in parking to be used by infill dwelling unit only. Revision #1: 1. Building to be sprinklered to NFPA-13D as per the provisions in Sentence 3.2.5.12. (3). 2. Lot is not to be stratified unless the existing principal building is upgraded to Levels F4, S4, N4, and A4. | Lo-Cost Electrical Ltd
GP-2022-03705 | 2022-11-23 | 2528 DUNDAS STREET, Vancouver, BC V5K 1P8 | Gas Permit | Residential | Renovation | Completed | Residential - Installing gas furnace | Reid Brothers Plumbing & Heating Ltd
GP-2022-04050 | 2022-12-19 | 2535 DUNDAS STREET, Vancouver, BC V5K 1P7 | Gas Permit | Residential | Renovation | Completed | Residential - Furnace re&re | Ferenc Nagy
EP-2023-04285 | 2023-05-25 | 2306 E 12TH AVENUE, Vancouver, BC V5N 2B3 | Electrical Permit | Residential | Renovation | Completed | Installation / Repair - Residential - Move electrical outlets in kitchen and put 8 pot lights into place. | Nick's Electric Ltd
EP-2023-09616 | 2023-11-03 | 2516 E 12TH AVENUE, Vancouver, BC V5M 2C4 | Electrical Permit | Residential | Addition | Completed | Installation / Repair - Residential - Upgrade service from 100amp to 200amp | H & H Brothers Electric Ltd
GP-2023-02056 | 2023-07-18 | 2534 E 12TH AVENUE, Vancouver, BC V5M 2C4 | Gas Permit | Residential | Renovation | Completed | Residential - 1 HWT & 1 Range gas line from mechanical room to range. | MCKIM MECHANICAL
EP-2023-02687 | 2023-04-04 | 2534 E 12TH AVENUE, Vancouver, BC V5M 2C4 | Electrical Permit | Residential | Addition | Completed | Installation / Repair - Residential - EXISTING SERVICE FROM MAIN HOUSE WILL BE REMOVED AND INSTALL AT LANEWAY AND HOUSE WILL FEED BY NEW CABLE FROM LANEWAY | AMJ ELECTRIC SERVICES INC
EP-2023-07193 | 2023-08-22 | 2555 E 12TH AVENUE, Vancouver, BC V5M 2C3 | Electrical Permit | Residential | Renovation | Completed | Installation / Repair - Residential - A renovation with electrical work was started by a previous contractor and was done without a permit now customer is stuck with a half completed reno with incomplete electrical work. Rough in is completed and i will only be doing a electical lnspection and complete the finishing RE: CF-2022-004996 2555 E 12th Interior alterations to provide repairs to this one family dwelling building on this site. Structural repairs to 1st floor and 2nd floor due to fire and water damage. Scope of work: Kitchen and garage area to have partial electrical repairs, new insulation, new dry wall and new flooring. No plumbing repairs. | Mammoth Electric Corporation
EP-2023-03439 | NULL | 2727 E 12TH AVENUE, Vancouver, BC V5M 4W3 | Electrical Permit | Commercial | Renovation | Applicant Revisions | Installation / Repair - Commercial - Delay Egress on 11 doors. | Grosvenor Electic Ltd
EP-2022-07255 | 2022-09-01 | 2727 E 12TH AVENUE, Vancouver, BC V5M 4W3 | Electrical Permit | Commercial | Renovation | Completed | Installation / Repair - Commercial - Power supply for new Self Checkout -we are just installing Pack poles in a new location | Four Star Electric Ltd.
NULL | NULL | 2727 E 12TH AVENUE, Vancouver, BC V5M 4W3 | Electrical Permit | Commercial | Addition | Withdrawn | Installation / Repair - Commercial - Installing two circuits for two L6-30R Recepticles. Server rack power upgrade | Mann Electrical Services Ltd
EP-2022-00033 | NULL | 2727 E 12TH AVENUE, Vancouver, BC V5M 4W3 | Electrical Permit | Commercial | Tenant Improvement | Applicant Revisions | Installation / Repair - Commercial - Install new security system (prewire only) in Lowe’s with Mag lock doors connected to fire alarm. | Go Green Electric Inc
PP-2023-00121 | 2023-01-13 | 2889 E 12TH AVENUE, Vancouver, BC V5M 4T5 | Plumbing Permit | Commercial | Tenant Improvement | Completed | Commercial - Remove the existing 4" backwater valve and cap off the 6" main where 4" backwater valve tied into . Re-pipe the existing 4" sanitary main down into the existing 4" sanitary main below | Benchmark Mechanical Ltd
EP-2022-09088 | 2022-10-26 | 2889 E 12TH AVENUE, Vancouver, BC V5M 4T5 | Electrical Permit | Commercial | NULL | Expired | Annual / Operating - ***Annual Operating Permit*** EP-2021-08201: Expired (Annual / Operating) Valid October 29, 2022 to October 28, 2023 Complete basic maintenance and record in log book as required for annual electrical operating permit. | Precision Electrical Installations Ltd
EP-2023-09633 | 2023-10-25 | 2889 E 12TH AVENUE, Vancouver, BC V5M 4T5 | Electrical Permit | Commercial | NULL | Issued | Annual / Operating - ***Annual Operating Permit*** Renewal of EP-2022-09088 Valid October 29, 2023 to October 28, 2024 Complete basic maintenance and record in log book as required for annual electrical operating permit. | Precision Electrical Installations Ltd
EP-2022-03348 | 2022-04-26 | 25 E 13TH AVENUE, Vancouver, BC V5T 2K2 | Electrical Permit | Commercial | Renovation - Dwelling Unit(s) only | Completed | Installation / Repair - Commercial - Replacement of fuse panels with breaker panels in all (33) units. No changes to service, no changes to wiring, just updating panels. | Wespac Electrical Contractor Ltd
EP-2022-10212 | 2022-12-06 | 2552 E 11TH AVENUE, Vancouver, BC V5M 2B6 | Electrical Permit | Residential | Renovation | Issued | Installation / Repair - Residential - tree came down on BCHydro line and loosened mast and tore the insullater off the house. -This is strickly reinstalling/reattaching the existing mast and emily knob/insulator. There is NO upgrade of the service and no relocation. the service was damaged by a falling tree branch and then BCHydro cut the service until the mast was reinstalled. Need to have this permit so that BCHydro can reconnect the power to this family who have a brand new baby! | David Berg
EP-2023-03173 | 2023-04-12 | 4123 CYPRESS CRESCENT, Vancouver, BC V6J 4L4 | Electrical Permit | Residential | New | Issued | Temporary Power - Residential - To provide temporary power. | Cameron Thomas Burr
MP-2023-01094 | 2023-06-26 | 4123 CYPRESS CRESCENT, Vancouver, BC V6J 4L4 | Mechanical Permit | NULL | NULL | Issued | NULL | Paris Plumbing And Heating Ltd
PP-2023-01953 | 2023-06-01 | 4123 CYPRESS CRESCENT, Vancouver, BC V6J 4L4 | Plumbing Permit | Residential | Renovation | Issued | Residential - New plumbing system install to SFH >DB: Exterior and interior alterations to remove and replace windows and doors, convert existing attached garage to a mechanical/storage room and construct a two storey/roof deck addition (approx. 948 sq. ft.) at the rear of this existing, 3 storey (non-conforming to storeys), one family dwelling with attached carport providing one parking space with vehicular access from Cypress Crescent on this inside with lane site. | Paris Plumbing And Heating Ltd
PP-2023-03559 | 2023-10-11 | 4123 CYPRESS CRESCENT, Vancouver, BC V6J 4L4 | Plumbing Permit | Residential | Renovation | Issued | Residential - new gravity sump | Vancouver Excavating and Contracting Ltd
EP-2024-00450 | 2024-01-25 | 4123 CYPRESS CRESCENT, Vancouver, BC V6J 4L4 | Electrical Permit | Residential | New | Issued | Installation / Repair - Residential - ¦ 1FD- 400A SERVICE UPGRADE/ RENO ¦ - new 400A OHS - rough/ finish wiring of single family dwelling *MP-2023-01094: Issued (Heating and Cooling) >DB: Exterior and interior alterations to remove and replace windows and doors, convert existing attached garage to a mechanical/storage room and construct a two storey/roof deck addition (approx. 948 sq. ft.) at the rear of this existing, 3 storey (non-conforming to storeys), one family dwelling with attached carport providing one parking space with vehicular access from Cypress Crescent on this inside with lane site. | Cameron Thomas Burr
SP-2024-00066 | 2024-01-22 | 4123 CYPRESS CRESCENT, Vancouver, BC V6J 4L4 | Sprinkler Permit | Residential | New | Issued | Residential - Installation of new fire sprinkler system >DB: Exterior and interior alterations to remove and replace windows and doors, convert existing attached garage to a mechanical/storage room and construct a two storey/roof deck addition (approx. 948 sq. ft.) at the rear of this existing, 3 storey (non-conforming to storeys), one family dwelling with attached carport providing one parking space with vehicular access from Cypress Crescent on this inside with lane site. ~ Entire Building to be sprinklered to NFPA 13D. | Fire Busters Inc
EP-2022-02463 | 2022-03-27 | 4123 CYPRESS CRESCENT, Vancouver, BC V6J 4L4 | Electrical Permit | Residential | New | Expired | Temporary Power - Residential - To provide temporary power. | Cameron Thomas Burr
EP-2022-04622 | 2022-06-02 | 4147 CYPRESS CRESCENT, Vancouver, BC V6J 4L4 | Electrical Permit | Residential | Renovation | Completed | Installation / Repair - Residential - Extra low voltage pre-wire Tel/data/CCTV >BP: To construct a detached 24' by 26'-9.5" accessory building (garage) at the rear of this existing one-family dwelling site to provide 2 parking space having vehicular access from the lane. OK for SIPS per W.Wong, May 4, 2021 Structural/Geotech Schedule B submitted by Tim Lam - 604.255.7670 Amend: June 27, 2022 Pls see attached Contractor Declaration | Hook It Up Solutions Ltd
EP-2023-06597 | 2023-07-21 | 1000 CYPRESS STREET, Vancouver, BC V6J 3K5 | Electrical Permit | Commercial | NULL | Issued | Annual / Operating - Maintenance of existing operating electrical equipment. Undertake to regularly assess, operate, and maintain the electrical equipment on a regular basis in compliance with the Electrical By-law No. 5563. | Terminal City Electric Ltd
GP-2022-00529 | 2022-02-18 | 1133 CYPRESS STREET, Vancouver, BC V6J 3K8 | Gas Permit | Residential | Renovation | Cancelled | Residential - Installation of 1 outdoor firepit - hook up only | Urban Fireplaces Ltd
GP-2022-03870 | 2022-12-06 | 1311 CYPRESS STREET, Vancouver, BC V6J 3L1 | Gas Permit | Residential | Renovation | Completed | Residential - Install one natural gas fireplace insert | Vancouver Gas Fireplaces Ltd
GP-2023-00511 | 2023-02-13 | 1149 DEVONSHIRE CRESCENT, Vancouver, BC V6H 2E9 | Gas Permit | Residential | Renovation | Completed | Residential - hot water tank replacement | Reid Brothers Plumbing & Heating Ltd
GP-2022-03789 | 2022-11-30 | 1168 DEVONSHIRE CRESCENT, Vancouver, BC V6H 2G1 | Gas Permit | Residential | Renovation | Completed | Residential - Replacing gas range. There was a permit issued for the existing range. | NULL
GP-2023-01202 | 2023-04-12 | 1221 DEVONSHIRE CRESCENT, Vancouver, BC V6H 2G2 | Gas Permit | Residential | Renovation | Completed | Residential - Replaced boiler | BNA Systems Inc and/or Kirkland Metal Shop Ltd
GP-2023-03514 | 2023-11-14 | 5463 CYPRESS STREET, Vancouver, BC V6M 3R3 | Gas Permit | Residential | Renovation | Completed | Residential - Replace Boiler | BNA Systems Inc and/or Kirkland Metal Shop Ltd
GP-2023-04180 | 2024-01-02 | 5549 CYPRESS STREET, Vancouver, BC V6M 3R5 | Gas Permit | Residential | New | Completed | Residential - 1 Bosch 36" Gas Range | Han Appliances & Refrigeration Ltd
GP-2023-02699 | 2023-09-14 | 1338 DEVONSHIRE CRESCENT, Vancouver, BC V6H 2G4 | Gas Permit | Residential | Renovation | Issued | Residential - Decommission and remove old boiler and install new boiler | Ashton Service Group/Ashton Mechanical Ltd.
EP-2022-05205 | 2022-06-20 | 1355 DEVONSHIRE CRESCENT, Vancouver, BC V6H 2G3 | Electrical Permit | Residential | New | Issued | Installation / Repair - Residential - Low Voltage Only: Data, TV Rough-in and Finishing; Shade Rough-In Only, Security Alarm Rough-In Only To construct a 2 storey + cellar one-family dwelling with a detached accessory building (garage) , at the rear providing 1 parking space, having vehicular access from the lane. The entire building to be sprinklered to NFPA 13D. 1. No Strata Titling permitted 2. A/C Unit proposed in rear yard 3. Bar sink located in cellar 4. Schedule A: (Henry S.Y. Hsu) P.Eng (604.322.7158) 5. Schedule B: (Roger T.S. Wong) P.Eng (604.306.0821) Architectural 6. Schedule B: (Min-Wei Chen) P.Eng (604.4497789) Architectural 7. Schedule B: (Henry S.N Hsu) P.Eng (604.322.7158) Structural & Geotechnical 8. Schedule D: (Min-Wei Chen) P.Eng (604.449.7789) 9. BC Housing (York Enterprises Ltd) | ICove Technology Inc
EP-2022-07286 | 2022-08-29 | 1355 DEVONSHIRE CRESCENT, Vancouver, BC V6H 2G3 | Electrical Permit | Residential | New | Expired | Temporary Power - Residential - To provide temporary power. | AML Construction Ltd
SP-2022-01343 | 2022-08-22 | 1355 DEVONSHIRE CRESCENT, Vancouver, BC V6H 2G3 | Sprinkler Permit | Residential | New | Issued | Residential - 1FD - To Install 40 sprinkler heads >DB: To construct a 2 storey + cellar one-family dwelling with a detached accessory building (garage), at the rear providing 1 parking space, having vehicular access from the lane. The entire building to be sprinklered to NFPA 13D. 1. No Strata Titling permitted 2. A/C Unit proposed in rear yard 3. Bar sink located in cellar | General Sprinkler Systems Ltd
EP-2022-00758 | 2022-02-04 | 1355 DEVONSHIRE CRESCENT, Vancouver, BC V6H 2G3 | Electrical Permit | Residential | New | Issued | Installation / Repair - Residential - Complete wiring for a single family dwelling To construct a 2 storey + cellar one-family dwelling with a detached accessory building (garage) , at the rear providing 1 parking space, having vehicular access from the lane. The entire building to be sprinklered to NFPA 13D. 1. No Strata Titling permitted 2. A/C Unit proposed in rear yard 3. Bar sink located in cellar 4. Schedule A: (Henry S.Y. Hsu) P.Eng (604.322.7158) 5. Schedule B: (Roger T.S. Wong) P.Eng (604.306.0821) Architectural 6. Schedule B: (Min-Wei Chen) P.Eng (604.4497789) Architectural 7. Schedule B: (Henry S.N Hsu) P.Eng (604.322.7158) Structural & Geotechnical 8. Schedule D: (Min-Wei Chen) P.Eng (604.449.7789) 9. BC Housing (York Enterprises Ltd) | AML Construction Ltd
GP-2022-01433 | 2022-05-11 | 1355 DEVONSHIRE CRESCENT, Vancouver, BC V6H 2G3 | Gas Permit | Residential | New | Issued | Residential - gas piping for two cooktop Amend: Oct 20, 2022 add one hot water tank btu for hot water tank is 55000 | M & P Plumbing & Heating Ltd
MP-2022-00423 | 2022-10-17 | 1391 DEVONSHIRE CRESCENT, Vancouver, BC V6H 2G3 | Mechanical Permit | NULL | NULL | Completed | NULL | Tek Climate Heating & Air Conditioning Ltd
EP-2023-06753 | 2023-08-14 | 1391 DEVONSHIRE CRESCENT, Vancouver, BC V6H 2G3 | Electrical Permit | Residential | Addition | Completed | Installation / Repair - Residential - electrical Installation for heat pump with DCC 12 load management system MP-2022-00423 >Amend: Aug. 21st -address is 1391 Devonshire Crescent and not 1491 Devonshire Crescent | Red Ryno Energy Ltd
GP-2023-04090 | 2023-12-18 | 3779 DUNBAR STREET, Vancouver, BC V6S 2C8 | Gas Permit | Residential | Renovation | Completed | Residential - RE&RE furnace | Milani Plumbing Heating & Air Conditioning Ltd
GP-2023-03567 | 2023-11-16 | 3819 DUNBAR STREET, Vancouver, BC V6S 2E1 | Gas Permit | Residential | Renovation | Completed | Residential - S&I Lennox cast iron boiler | Lambert Plumbing & Heating
GP-2023-02909 | 2023-10-03 | 7361 DUFF STREET, Vancouver, BC V5P 4B5 | Gas Permit | Residential | Renovation | Completed | Residential - RE&RE hot water tank | Milani Plumbing Heating & Air Conditioning Ltd
GP-2022-02507 | 2022-08-23 | 2546 DUNDAS STREET, Vancouver, BC V5K 1P8 | Gas Permit | Residential | Addition | Completed | Residential - Replacement of Boiler | BCRC Plumbing and Heating Ltd
GP-2022-01718 | 2022-06-06 | 4841 DUMFRIES STREET, Vancouver, BC V5N 3T8 | Gas Permit | Residential | New | Completed | Residential - 1FD+SS - #1 & #2 - Venting & Hookup Only To construct a 2 storey one-family dwelling with a secondary suite located in the Basement with an open parking pad, providing 1 parking space, having vehicular access from the 20' Lane. 1. Covenant registered at the Land Title Office under CA8814021 2. No Strata Titling permitted 3. A/C proposed – Exterior component located in West, Interior component located in Second floor hallway closet | REAL LIGHTING & FIREPLACES LTD
GP-2022-03166 | 2022-10-14 | 4896 DUMFRIES STREET, Vancouver, BC V5N 3C9 | Gas Permit | Residential | Renovation - Dwelling Unit(s) only | Completed | Residential - boiler and water heater replacement | General Heating Ltd
EP-2022-06550 | 2022-08-12 | 5175 DUMFRIES STREET, Vancouver, BC | Electrical Permit | Commercial | Tenant Improvement | Completed | Installation / Repair - Commercial - add new 15a CCT for external communication gateway -EVSE | Power Pros Electrical Ltd
NULL | NULL | 5175 DUMFRIES STREET, Vancouver, BC | Electrical Permit | Commercial | Renovation | Draft | Installation / Repair - Commercial - Installation of class 2 circuits for HVAC control system improvements | Ainsworth Inc
PP-2022-02340 | 2022-07-06 | 5350 DUMFRIES STREET, Vancouver, BC V5P 3A4 | Plumbing Permit | Residential | New | Completed | Residential - Installing new plumbing fixtures inside single-family dwelling with secondary suite 1FD+SS To construct a 2 storey + basement one-family dwelling with a secondary suite located in the basement, at the rear providing 2 parking spaces, having vehicular access from the lane. Note: This is a 2 storey building pursuant to the Zoning and Development By-Law 1- Covenant registered at the Land Title Office under CA9065202 2- No strata titling permitted 3- Bar sink proposed 4- Schedule B: Jason Hui P.Eng (778.319.3403) Structural & Geotechnical 5- HPO: Residential Builder - Raicon Developments Inc. 6- Entire Building to have NFPA 13-D 7- Roof deck with prefabricated hot tub. Address Note: Amend: Oct 5, 2022 add on 7 additional fixtures to this existing plumbing permit. Fixtures: -2 dishwashers on above grade 1 -5 deck drains on above grade 2 | SUNSHINE PLUMBING LTD
SP-2022-01453 | 2022-09-07 | 5350 DUMFRIES STREET, Vancouver, BC V5P 3A4 | Sprinkler Permit | Residential | New | Completed | Residential - 1FD+SS - #1 & #2 - Install sprinklers in sfd >DB: To construct a 2 storey + basement one-family dwelling with a secondary suite located in the basement, at the rear providing 2 parking spaces, having vehicular access from the lane. Note: This Building Permit will remain in a suspended status until the associated (green) Demolition Permit BP-2021-01079 is completed. Note: This is a 2 storey building pursuant to the Zoning and Development By-Law 1- Covenant registered at the Land Title Office under CA9065202 2- No strata titling permitted 3- Bar sink proposed 6- Entire Building to have NFPA 13-D 7- Roof deck with prefabricated hot tub. | Gold Key Fire Protection Ltd
EP-2022-07459 | NULL | 5350 DUMFRIES STREET, Vancouver, BC V5P 3A4 | Electrical Permit | Residential | New | Withdrawn | Temporary Power - Residential - To provide temporary power. | Night & Day Electric Ltd
GP-2022-02787 | 2022-09-21 | 5350 DUMFRIES STREET, Vancouver, BC V5P 3A4 | Gas Permit | Residential | New | Completed | Residential - to install 1 boiler 3 range 2 bbq >BP: 1FD+SS To construct a 2 storey + basement one-family dwelling with a secondary suite ($1,047,750) located in the basement, at the rear providing 2 parking spaces, having vehicular access from the lane. | Symbolistic Heating Ltd
EP-2022-07830 | 2022-09-16 | 5350 DUMFRIES STREET, Vancouver, BC V5P 3A4 | Electrical Permit | Residential | New | Completed | Installation / Repair - Residential - Low voltage / automation / security rough in and finish | Venture One Services Inc
EP-2023-02431 | 2023-07-24 | 5350 DUMFRIES STREET, Vancouver, BC V5P 3A4 | Electrical Permit | Residential | Addition | Completed | Installation / Repair - Residential - Installation of a solar PV system consist of (18) LONGI LR6-72PH-375M SOLAR PV MODULES (10 on LWH) and (9) APS DS3-S MICRO-INVERTERS (5 on LWH). >BP: 1FD+SS Revision #1: September 27th 2022 1) Installation of solar photovoltaic panels on roof. To construct a 2 storey + basement one-family dwelling with a secondary suite ($1,047,750) located in the basement, at the rear providing 2 parking spaces, having vehicular access from the lane. 1- Covenant registered at the Land Title Office under CA9065202 2- No strata titling permitted 3- Bar sink proposed 4- Schedule B: Jason Hui P.Eng (778.319.3403) Structural & Geotechnical 5- Schedule B V.Suresh P.Eng. (778-885-0551) Solar Photovoltaic Panels 6- HPO: Residential Builder - Raicon Developments Inc. 7- Entire Building to have NFPA 13-D 8- Roof deck with prefabricated hot tub. | Blueridge Electrical Ltd.
PP-2023-00520 | 2023-02-14 | 5350 DUMFRIES STREET, Vancouver, BC V5P 3A4 | Plumbing Permit | Residential | New | Completed | Residential - Cross connection and DCVA installation for irrigation system >BP: 1FD+SS To construct a 2 storey + basement one-family dwelling with a secondary suite located in the basement, at the rear providing 2 parking spaces, having vehicular access from the lane. Note: This is a 2 storey building pursuant to the Zoning and Development By-Law 1- Covenant registered at the Land Title Office under CA9065202 2- No strata titling permitted 3- Bar sink proposed 4- Schedule B: Jason Hui P.Eng (778.319.3403) Structural & Geotechnical 5- Schedule B V.Suresh P.Eng. (778-885-0551) Solar Photovoltaic Panels 6- HPO: Residential Builder - Raicon Developments Inc. 7- Entire Building to have NFPA 13-D 8- Roof deck with prefabricated hot tub. | Sergio Astorga
EP-2022-02957 | 2022-04-19 | 5350 DUMFRIES STREET, Vancouver, BC V5P 3A4 | Electrical Permit | Residential | New | Completed | Installation / Repair - Residential - New single family dwelling, with lane-way home. 200 Amp service. -Main house service panel cannot be located in the garage attached to the laneway house -An approved mechanical permit is required for heat pump installation before an electrical inspection will be performed >BP: To construct a 2 storey + basement one-family dwelling with a secondary suite ($1,047,750) located in the basement, at the rear providing 2 parking spaces, having vehicular access from the lane. Note: This Building Permit will remain in a suspended status until the associated (green) Demolition Permit BP-2021-01079 is completed. Note: This is a 2 storey building pursuant to the Zoning and Development By-Law 1- Covenant registered at the Land Title Office under CA9065202 2- No strata titling permitted 3- Bar sink proposed 4- Schedule B: Jason Hui P.Eng (778.319.3403) Structural & Geotechnical 5- HPO: Residential Builder - Raicon Developments Inc. 6- Entire Building to have NFPA 13-D 7- Roof deck with prefabricated hot tub. Address Note: #1-5350 Dumfries St - One Family Dwelling (1st & 2nd floor, south portion of basement) #2-5350 Dumfries St - Secondary Suite (north portion of basement) Address and suite numbers assigned as per approved plans for Fire and Emergency response. The address number is to be posted on the building to be visible from the street and the suite numbers are to be posted at the suite entries in accordance with the Building By-law prior to final inspection. ****ALL PROJECT COORINATOR NOTES HAS BEEN ACCEPTED BY THE APPLICANT**** ******THIS PERMIT HAS BEEN ISSUED UNDER THE REQUIREMENTS OF VBBL #12511 (2019)****** | Night & Day Electric Ltd
GP-2023-01994 | 2023-07-04 | 5355 DUMFRIES STREET, Vancouver, BC V5P 3A3 | Gas Permit | Residential | Addition | Completed | Residential - re and re gas range | Christopher Sterling
EP-2022-04702 | 2022-06-05 | 5364 DUMFRIES STREET, Vancouver, BC V5P 3A4 | Electrical Permit | Residential | New | Expired | Temporary Power - Residential - To provide temporary power. | CHEEMA ELECTRIC LTD
SP-2023-00995 | 2023-06-06 | 5364 DUMFRIES STREET, Vancouver, BC V5P 3A4 | Sprinkler Permit | Residential | New | Issued | Residential - To Istall 28 sprinkler heads >BP: To construct a two-storey two-family dwelling with two secondary suites located in the basement, with a detached accessory building (garage) at the rear providing a total of 4 parking spaces, having vehicular access from the lane. Note: This is a 2 storey building pursuant to the Zoning and Development By-Law 1. Covenant registered at the Land Title Office under CA9928073 2. A/C units proposed in the rear yard. 3. Schedule B: Zhanchao Zhao, P.Eng. (604-526-1305) Structural GONGZUO ZHOU, P.Eng (604-838-2586) Geotechnical 4. HPO: Residential Builder - 1283591 BC LTD. 5. The entire building, INCLUDING THE ATTACHED GARAGE (if applicable), to be sprinklered to 2XNFPA 13D. | General Sprinkler Systems Ltd
EP-2023-04961 | 2023-06-05 | 5364 DUMFRIES STREET, Vancouver, BC V5P 3A4 | Electrical Permit | Residential | New | Issued | Installation / Repair - Residential - CCTV, TV, TEL, DATA, INTERCOM, ALARM FINISH. >BP: To construct a two-storey two-family dwelling with two secondary suites ($895,000) located in the basement, with a detached accessory building (garage) at the rear providing a total of 4 parking spaces, having vehicular access from the lane. Note: This is a 2 storey building pursuant to the Zoning and Development By-Law 1. Covenant registered at the Land Title Office under CA9928073 2. A/C units proposed in the rear yard. 3. Schedule B: Zhanchao Zhao, P.Eng. (604-526-1305) Structural GONGZUO ZHOU, P.Eng (604-838-2586) Geotechnical 4. HPO: Residential Builder - 1283591 BC LTD. 5. The entire building, INCLUDING THE ATTACHED GARAGE (if applicable), to be sprinklered to 2XNFPA 13D. ******THIS PERMIT HAS BEEN ISSUED UNDER THE REQUIREMENTS OF VBBL #12511 (2019)****** | Anmi Technology Corp.
GP-2023-01662 | 2023-05-29 | 5364 DUMFRIES STREET, Vancouver, BC V5P 3A4 | Gas Permit | Residential | New | Issued | Residential - Complete 2 boilers,2 cook top and 2 BBQ piping only for 2 bbq. >BP: To construct a two-storey two-family dwelling with two secondary suites | Deep Gas Fitting Ltd.
PP-2023-00292 | 2023-01-27 | 5364 DUMFRIES STREET, Vancouver, BC V5P 3A4 | Plumbing Permit | Residential | New | Issued | Residential - Plumbing and radiant heating >To construct a two-storey two-family dwelling with two secondary suites ($895,000) located in the basement, with a detached accessory building (garage) at the rear providing a total of 4 parking spaces, having vehicular access from the lane. Note: This is a 2 storey building pursuant to the Zoning and Development By-Law 1. Covenant registered at the Land Title Office under CA9928073 2. A/C units proposed in the rear yard. 3. Schedule B: Zhanchao Zhao, P.Eng. (604-526-1305) Structural GONGZUO ZHOU, P.Eng (604-838-2586) Geotechnical 4. HPO: Residential Builder - 1283591 BC LTD. 5. The entire building, INCLUDING THE ATTACHED GARAGE (if applicable), to be sprinklered to 2XNFPA 13D. Address numbers assigned as per approved plans for Fire and Emergency response. The address numbers are to be posted to the building to be visible from the street and in accordance with the Building By-law prior to final inspection. ******THIS PERMIT HAS BEEN ISSUED UNDER THE REQUIREMENTS OF VBBL #12511 (2019)****** | United Mechanical Ltd
MP-2023-00230 | 2023-02-20 | 5364 DUMFRIES STREET, Vancouver, BC V5P 3A4 | Mechanical Permit | NULL | NULL | Issued | NULL | United Mechanical Ltd
EP-2023-02868 | 2023-04-18 | 5364 DUMFRIES STREET, Vancouver, BC V5P 3A4 | Electrical Permit | Residential | New | Issued | Installation / Repair - Residential - Electrical rough wiring and finishing MP-2023-00230 >BP: To construct a two-storey two-family dwelling with two secondary suites ($895,000) located in the basement, with a detached accessory building (garage) at the rear providing a total of 4 parking spaces, having vehicular access from the lane. Note: This is a 2 storey building pursuant to the Zoning and Development By-Law 1. Covenant registered at the Land Title Office under CA9928073 2. A/C units proposed in the rear yard. 3. Schedule B: Zhanchao Zhao, P.Eng. (604-526-1305) Structural GONGZUO ZHOU, P.Eng (604-838-2586) Geotechnical 4. HPO: Residential Builder - 1283591 BC LTD. 5. The entire building, INCLUDING THE ATTACHED GARAGE (if applicable), to be sprinklered to 2XNFPA 13D. | CHEEMA ELECTRIC LTD
PP-2022-03746 | 2022-10-19 | 5364 DUMFRIES STREET, Vancouver, BC V5P 3A4 | Plumbing Permit | Residential | New | Issued | Residential - Sump | Finest Construction & Renovation Ltd
PP-2022-01794 | 2022-05-26 | 5392 DUMFRIES STREET, Vancouver, BC V5P 3A4 | Plumbing Permit | Residential | New | Completed | Residential - Sump >BP: To construct a 2 storey two-family dwelling with 2 secondary suites located in the Basement ($894,605) with a detached accessory building (garage) and 1 open parking at the rear providing 3 parking spaces, having vehicular access from the lane. Note: The entire building, INCLUDING THE ATTACHED GARAGE (if applicable), to be sprinklered to 2 x NFPA 13D 1. Covenant registered at the Land Title Office under CA9650436 2. A/C proposed – Exterior component located in Rear, Interior component located in Second Floor. 3. No Bar sink 4. Schedule B: (G.Z. Zhou) P.Eng (604.838.2586) Geotechnical 5. Schedule B: (A.C.M Wang) P.Eng (604.618.6236) Structural 6. HPO: Residential Builder- 1283591 BC Ltd Note: This is a 2 storey building pursuant to the Zoning and Development By-Law Address Information: Principle Dwelling (North): 5392 Dumfries St Principle Dwelling (South):5394 Dumfries St Address and suite numbers assigned as per approved plans for Fire and Emergency response. The address numbers are to be posted on the building to be visible from the street and the suite numbers are to be posted at the suite entries in accordance with the Building By-law prior to final inspection. **THIS PERMIT HAS BEEN ISSUED UNDER THE REQUIREMENTS OF VBBL #12511 (2019)** | Bhullar Excavating and Demolition
GP-2022-02888 | 2022-09-27 | 5392 DUMFRIES STREET, Vancouver, BC V5P 3A4 | Gas Permit | Residential | New | Completed | Residential - Piping only for one bbq and complete installation of one boiler and one stove in each unit To construct a 2 storey two-family dwelling with 2 secondary suites located in the Basement with a detached accessory building (garage) and 1 open parking at the rear providing 3 parking spaces, having vehicular access from the lane. 1. Covenant registered at the Land Title Office under CA9650436 2. A/C proposed – Exterior component located in Rear, Interior component located in Second Floor. 3. No Bar sink 4. Schedule B: (G.Z. Zhou) P.Eng (604.838.2586) Geotechnical 5. Schedule B: (A.C.M Wang) P.Eng (604.618.6236) Structural 6. HPO: Residential Builder- 1283591 BC Ltd | Apple Mechanical Ltd
SP-2022-01566 | 2022-09-26 | 5392 DUMFRIES STREET, Vancouver, BC V5P 3A4 | Sprinkler Permit | Residential | New | Completed | Residential - Install Sprinklers in Duplex >BP: To construct a 2 storey two-family dwelling with 2 secondary suites located in the Basement ($894,605) with a detached accessory building (garage) and 1 open parking at the rear providing 3 parking spaces, having vehicular access from the lane. Note: The entire building, INCLUDING THE ATTACHED GARAGE (if applicable), to be sprinklered to 2 x NFPA 13D ** 1. Covenant registered at the Land Title Office under CA9650436 2. A/C proposed – Exterior component located in Rear, Interior component located in Second Floor. 3. No Bar sink 4. Schedule B: (G.Z. Zhou) P.Eng (604.838.2586) Geotechnical 5. Schedule B: (A.C.M Wang) P.Eng (604.618.6236) Structural 6. HPO: Residential Builder- 1283591 BC Ltd | Gold Key Fire Protection Ltd
EP-2022-07387 | 2022-09-07 | 5392 DUMFRIES STREET, Vancouver, BC V5P 3A4 | Electrical Permit | Residential | New | Completed | Installation / Repair - Residential - new duplex with suite wiirng >BP: To construct a 2 storey two-family dwelling with 2 secondary suites located in the Basement ($894,605) with a detached accessory building (garage) and 1 open parking at the rear providing 3 parking spaces, having vehicular access from the lane. Note: The entire building, INCLUDING THE ATTACHED GARAGE (if applicable), to be sprinklered to 2 x NFPA 13D 1. Covenant registered at the Land Title Office under CA9650436 2. A/C proposed – Exterior component located in Rear, Interior component located in Second Floor. 3. No Bar sink 4. Schedule B: (G.Z. Zhou) P.Eng (604.838.2586) Geotechnical 5. Schedule B: (A.C.M Wang) P.Eng (604.618.6236) Structural 6. HPO: Residential Builder- 1283591 BC Ltd Note: This is a 2 storey building pursuant to the Zoning and Development By-Law Address Information: Principle Dwelling (North): 5392 Dumfries St Principle Dwelling (South):5394 Dumfries St Address and suite numbers assigned as per approved plans for Fire and Emergency response. The address numbers are to be posted on the building to be visible from the street and the suite numbers are to be posted at the suite entries in accordance with the Building By-law prior to final inspection. **THIS PERMIT HAS BEEN ISSUED UNDER THE REQUIREMENTS OF VBBL #12511 (2019)** | SS Electrical Limited
EP-2022-07044 | 2022-08-23 | 5392 DUMFRIES STREET, Vancouver, BC V5P 3A4 | Electrical Permit | Residential | New | Completed | Installation / Repair - Residential - TV/Data/Tel, intercom, complete security alarm installation >BP: To construct a 2 storey two-family dwelling with 2 secondary suites located in the Basement ($894,605) with a detached accessory building (garage) and 1 open parking at the rear providing 3 parking spaces, having vehicular access from the lane. Note: The entire building, INCLUDING THE ATTACHED GARAGE (if applicable), to be sprinklered to 2 x NFPA 13D 1. Covenant registered at the Land Title Office under CA9650436 2. A/C proposed – Exterior component located in Rear, Interior component located in Second Floor. 3. No Bar sink 4. Schedule B: (G.Z. Zhou) P.Eng (604.838.2586) Geotechnical 5. Schedule B: (A.C.M Wang) P.Eng (604.618.6236) Structural 6. HPO: Residential Builder- 1283591 BC Ltd Note: This is a 2 storey building pursuant to the Zoning and Development By-Law **THIS PERMIT HAS BEEN ISSUED UNDER THE REQUIREMENTS OF VBBL #12511 (2019)** | Anmi Technology Corp.
PP-2022-02383 | 2022-07-12 | 5392 DUMFRIES STREET, Vancouver, BC V5P 3A4 | Plumbing Permit | Residential | New | Completed | Residential - Plumbing for a duplex, both units having 4 bathrooms >To construct a 2 storey two-family dwelling with 2 secondary suites located in the Basement ($894,605) with a detached accessory building (garage) and 1 open parking at the rear providing 3 parking spaces, having vehicular access from the lane. Note: The entire building, INCLUDING THE ATTACHED GARAGE (if applicable), to be sprinklered to 2 x NFPA 13D 1. Covenant registered at the Land Title Office under CA9650436 2. A/C proposed – Exterior component located in Rear, Interior component located in Second Floor. 3. No Bar sink 4. Schedule B: (G.Z. Zhou) P.Eng (604.838.2586) Geotechnical 5. Schedule B: (A.C.M Wang) P.Eng (604.618.6236) Structural 6. HPO: Residential Builder- 1283591 BC Ltd Note: This is a 2 storey building pursuant to the Zoning and Development By-Law Address Information: Principle Dwelling (North): 5392 Dumfries St Principle Dwelling (South):5394 Dumfries St Address and suite numbers assigned as per approved plans for Fire and Emergency response. The address numbers are to be posted on the building to be visible from the street and the suite numbers are to be posted at the suite entries in accordance with the Building By-law prior to final inspection. **THIS PERMIT HAS BEEN ISSUED UNDER THE REQUIREMENTS OF VBBL #12511 (2019)** | Apple Mechanical Ltd
NULL | NULL | 5407 DUMFRIES STREET, Vancouver, BC V5P 3A3 | Electrical Permit | Residential | New | Withdrawn | Installation / Repair - Residential - calculation only | BC Smart Homes Ltd
EP-2022-01772 | 2022-03-04 | 5421 DUMFRIES STREET, Vancouver, BC V5P 3A3 | Electrical Permit | Residential | Renovation - Dwelling Unit(s) only | Completed | Installation / Repair - Residential - Reconnection of electrical service due to laneway house construction | Chung Leung
PP-2022-00741 | 2022-03-04 | 5421 DUMFRIES STREET, Vancouver, BC V5P 3A3 | Plumbing Permit | Residential | New | Completed | Residential - LWH - #3 - Install 1 outside sump, no pump To construct a 2 storey laneway house building with an open parking pad, providing 1 parking space, having vehicular access from the lane. Note: This is a 1 ½ storey building pursuant to the Zoning & Development By-law 1. No Strata Titling permitted 2. No A/C unit proposed | Canadian Excavating Ltd
GP-2023-03551 | 2023-11-15 | 5463 DUMFRIES STREET, Vancouver, BC V5P 3A3 | Gas Permit | Residential | Renovation | Completed | Residential - RE&RE hot water tank | Milani Plumbing Heating & Air Conditioning Ltd
GP-2022-03924 | 2022-12-08 | 732 E 10TH AVENUE, Vancouver, BC | Gas Permit | Residential | Renovation | Completed | Residential - Furnace Installation | Truth Plumbing & HVAC Ltd
EP-2022-08780 | 2022-10-17 | 749 E 10TH AVENUE, Vancouver, BC V5T 2A8 | Electrical Permit | Residential | New | Completed | Installation / Repair - Residential - Alarm/tv/telephone/cable and doorbell - Complete Security Alarm System >BP: To construct a two-storey two-family dwelling with one secondary suites ($770,500) located in the basement, with a 2 car detached accessory building (garage) at the rear with 1 surface parking space, having vehicular access from the lane. Note: This Building Permit will remain in a suspended status until the associated (green) Demolition Permit BP-2022-00494 is completed. Note: This is a 2 storey building pursuant to the Zoning and Development By-Law 1. Covenant registered at the Land Title Office under CA9737695 2. A/C units proposed in the rear yard 3. No bar sinks proposed 4. Schedule B: YATENDRA KUMAR SHARMA, P.Eng. (778-863-7076) Structural & Geotechnical 5. HPO: Residential Builder - Fixright Construction Ltd 6. The entire building, INCLUDING THE ATTACHED GARAGE (if applicable), to be sprinklered to 2XNFPA 13D. | Supertech Systems Ltd
EP-2022-08975 | 2022-10-27 | 749 E 10TH AVENUE, Vancouver, BC V5T 2A8 | Electrical Permit | Residential | New | Completed | Installation / Repair - Residential - 2FD+SS - FRONT - 749 E 10TH AV - #1 & #2 BACK - 747 E 10TH AV Wiring under ground cables and Service Main Service 200 Amps Front unit 749 with legal suit 125 Amps service Back unit 747 Without suit 100 Amps Servce Main kitchen stove on gas two half garage small car chargers A.C.unit for two floor only >DB: To construct a two-storey two-family dwelling with one secondary suites located in the basement, with a 2 car detached accessory building (garage) at the rear with 1 surface parking space, having vehicular access from the lane. Note: This is a 2 storey building pursuant to the Zoning and Development By-Law 1. Covenant registered at the Land Title Office under CA9737695 2. A/C units proposed in the rear yard 3. No bar sinks proposed | AULAKH ELECTRICAL CORPORATION
SP-2022-01859 | 2022-11-09 | 749 E 10TH AVENUE, Vancouver, BC V5T 2A8 | Sprinkler Permit | Residential | New | Completed | Residential - new sprinkler system >>BP: To construct a two-storey two-family dwelling with one secondary suites ($770,500) located in the basement, with a 2 car detached accessory building (garage) at the rear with 1 surface parking space, having vehicular access from the lane. Note: This is a 2 storey building pursuant to the Zoning and Development By-Law 1. Covenant registered at the Land Title Office under CA9737695 2. A/C units proposed in the rear yard 3. No bar sinks proposed 4. Schedule B: YATENDRA KUMAR SHARMA, P.Eng. (778-863-7076) Structural & Geotechnical 5. HPO: Residential Builder - Fixright Construction Ltd 6. The entire building, INCLUDING THE ATTACHED GARAGE (if applicable), to be sprinklered to 2XNFPA 13D. ******THIS PERMIT HAS BEEN ISSUED UNDER THE REQUIREMENTS OF VBBL #12511 (2019)****** | Haven Fire Protection Ltd
EP-2022-05647 | 2022-07-05 | 749 E 10TH AVENUE, Vancouver, BC V5T 2A8 | Electrical Permit | Residential | New | Expired | Temporary Power - Residential - To provide temporary power. NOTE: Work authorized by this permit is for placement of a temporary power pole only and does not authorize any site construction and/or excavation. A separate Building Permit will be required prior to commencement of any other work on this site. | AULAKH ELECTRICAL CORPORATION
PP-2022-02726 | 2022-08-08 | 749 E 10TH AVENUE, Vancouver, BC V5T 2A8 | Plumbing Permit | Residential | New | Completed | Residential - sumps NOTE: Engineering Assurance letter will be submitted to the Plumbing Inspector on the site. Letter shall conform to the requirements of Vancouver Bulletin 2000-008-EL/PL. | Hans Demolition and Excavating Ltd.
PP-2022-02732 | 2022-08-08 | 749 E 10TH AVENUE, Vancouver, BC V5T 2A8 | Plumbing Permit | Residential | New | Completed | Residential - 2FD+SS - new installation To construct a two-storey two-family dwelling with one secondary suites located in the basement, with a 2 car detached accessory building (garage) at the rear with 1 surface parking space, having vehicular access from the lane. Note: This is a 2 storey building pursuant to the Zoning and Development By-Law 1. Covenant registered at the Land Title Office under CA9737695 2. A/C units proposed in the rear yard 3. No bar sinks proposed | A2P PLUMBING & HEATING LTD
GP-2023-00408 | 2023-02-09 | 749 E 10TH AVENUE, Vancouver, BC V5T 2A8 | Gas Permit | Residential | New | Completed | Residential - To install two Boilers, two ranges and two BBQs. >BP: To construct a two-storey two-family dwelling with one secondary suites located in the basement, with a 2 car detached accessory building (garage) at the rear with 1 surface parking space, having vehicular access from the lane. Note: This is a 2 storey building pursuant to the Zoning and Development By-Law 1. Covenant registered at the Land Title Office under CA9737695 2. A/C units proposed in the rear yard 3. No bar sinks proposed 4. Schedule B: YATENDRA KUMAR SHARMA, P.Eng. (778-863-7076) Structural & Geotechnical 5. HPO: Residential Builder - Fixright Construction Ltd 6. The entire building, INCLUDING THE ATTACHED GARAGE (if applicable), to be sprinklered to 2XNFPA 13D. | Realistic Plumbing & Heating
EP-2022-04847 | 2022-06-09 | 754 E 10TH AVENUE, Vancouver, BC V5T 2A7 | Electrical Permit | Residential | Addition | Issued | Installation / Repair - Residential - move main hydro line Arial trust pass from address 762E10th ave | O J ELECTRIC LTD
PP-2022-00288 | 2022-01-31 | 762 E 10TH AVENUE, Vancouver, BC V5T 2A7 | Plumbing Permit | Residential | Renovation | Completed | Residential - Install one outside sump for main house | Octiscapes Site Services Ltd
PP-2022-01569 | 2022-05-06 | 1169 E 12TH AVENUE, Vancouver, BC V5T 2J8 | Plumbing Permit | Residential | New | Completed | Residential - Sump >COVENANT MUST BE REGISTERED PRIOR TO SHEATHING INSPECTION To construct a 2 storey two-family dwelling with a secondary suite located in the Basement ($725,835) with a detached accessory building (garage) and 1 open parking at the rear providing 2 parking spaces, having vehicular access from the lane. | Canadian Excavating Ltd
EP-2022-02038 | 2022-03-14 | 1169 E 12TH AVENUE, Vancouver, BC V5T 2J8 | Electrical Permit | Residential | New | Expired | Temporary Power - Residential - To provide temporary power. | Eltec Electric Ltd
PP-2022-02489 | 2022-07-18 | 1169 E 12TH AVENUE, Vancouver, BC V5T 2J8 | Plumbing Permit | Residential | New | Completed | Residential - Plumbing | bcc mechanicals ltd
EP-2022-06151 | 2022-07-27 | 1169 E 12TH AVENUE, Vancouver, BC V5T 2J8 | Electrical Permit | Residential | New | Completed | Installation / Repair - Residential - New electrical wiring in a duplex house with [1] secondary suite. BP: To construct a 2 storey two-family dwelling with a secondary suite located in the Basement with a detached accessory building (garage) and 1 open parking at the rear providing 2 parking spaces, having vehicular access from the lane. 1. Covenant registered at the Land Title Office under CA9869842 2. A/C proposed – Exterior component located in North (Rear) & South(Front) Yard, Interior component located in Second floor 3. Schedule B: (Antony Wang) P.Eng (604.618.6236) Structural& Geotechnical 4. HPO: Residential Builder- JB Pacific Homes Limited | Eltec Electric Ltd
MP-2022-00126 | 2022-08-19 | 1169 E 12TH AVENUE, Vancouver, BC V5T 2J8 | Mechanical Permit | NULL | NULL | Completed | NULL | bcc mechanicals ltd
EP-2022-09520 | 2022-11-09 | 1169 E 12TH AVENUE, Vancouver, BC V5T 2J8 | Electrical Permit | Residential | New | Completed | Installation / Repair - Residential - 2FD+SS - FRONT - 1169 E 12TH AV BACK - 1171 E 12TH AV - #1 & #2 Class 2 / Security alarm system rough-in ONLY >DB: To construct a 2 storey two-family dwelling with a secondary suite located in the Basement with a detached accessory building (garage) and 1 open parking at the rear providing 2 parking spaces, having vehicular access from the lane. 1. Covenant registered at the Land Title Office under CA9869842 2. A/C proposed – Exterior component located in North (Rear) & South(Front) Yard, Interior component located in Second floor | Integrity Enterprise Ltd. DBA AV Digital Systems
EP-2022-09521 | NULL | 1169 E 12TH AVENUE, Vancouver, BC V5T 2J8 | Electrical Permit | Residential | New | Cancelled | Installation / Repair - Residential - Class 2 / security alarm system rough-in | Integrity Enterprise Ltd. DBA AV Digital Systems
SP-2022-01625 | 2022-10-04 | 1169 E 12TH AVENUE, Vancouver, BC V5T 2J8 | Sprinkler Permit | Residential | New | Completed | Residential - new sprinkler installation >BP: To construct a 2 storey two-family dwelling with a secondary suite located in the Basement ($725,835) with a detached accessory building (garage) and 1 open parking at the rear providing 2 parking spaces, having vehicular access from the lane. 1. Covenant registered at the Land Title Office under CA9869842 2. A/C proposed – Exterior component located in North (Rear) & South(Front) Yard, Interior component located in Second floor 3. Schedule B: (Antony Wang) P.Eng (604.618.6236) Structural& Geotechnical 4. HPO: Residential Builder- JB Pacific Homes Limited Note: This is a 2 storey building pursuant to the Zoning and Development By-Law Address Information: Principle Dwelling (South): 1169 E 12 Ave Principle Dwelling (North): #1-1171 E 12 Ave Secondary Suite (North): #2-1171 E 12 Ave Addresses have been assigned per the approved plans, access to the rear unit is from the North side. This access must be provided & maintained at all times and the building addresses posted to be visible from the street in accordance with the Building By-law. **THIS PERMIT HAS BEEN ISSUED UNDER THE REQUIREMENTS OF VBBL #12511 (2019)** ****ALL PROJECT COORINATOR NOTES HAS BEEN ACCEPTED BY THE APPLICANT**** | Real Tech Fire Protection Ltd
GP-2022-04000 | 2022-12-15 | 1169 E 12TH AVENUE, Vancouver, BC V5T 2J8 | Gas Permit | Residential | New | Completed | Residential - To install 2 boiler 2 range | JOT MECHANICAL LTD
PP-2022-01640 | NULL | 1220 E 11TH AVENUE, Vancouver, BC V5T 2G3 | Plumbing Permit | Residential | New | Draft | Residential - outside sump permit required . | NULL
PP-2022-01639 | 2022-05-11 | 1220 E 11TH AVENUE, Vancouver, BC V5T 2G3 | Plumbing Permit | Residential | New | Completed | Residential - Sump >To construct a 2-storey two-family dwelling ($788,500.00) with a detached accessory building (garage) at the rear providing 2 parking spaces, having vehicular access from the lane. | New West Excavating & Demolition Ltd
GP-2023-00238 | 2023-03-15 | 1220 E 11TH AVENUE, Vancouver, BC V5T 2G3 | Gas Permit | Residential | New | Completed | Residential - Installation and hook up of a BBQ >BP: To construct a 2-storey two-family dwelling with a detached accessory building (garage) at the rear providing 2 parking spaces, having vehicular access from the lane. The entire building is to be sprinklered to NFPA 13D. NOTE: To achieve the required FSR a floor space exclusion of 2% has been applied to this application as per section 10.11.1 of the district schedule, to accommodate improved building performance. 1. A/C units proposed - rear yard, main floor and half storey 2. Schedule B Jason Hui - 778-319-3403 Structural & Geotechnical 4. BC Housing: Medallion Homes Inc. | Galaxy Fireplaces Ltd
PP-2022-02118 | 2022-06-17 | 1220 E 11TH AVENUE, Vancouver, BC V5T 2G3 | Plumbing Permit | Residential | New | Completed | Residential - New duplex plumbing roughin and finsh >BP: To construct a 2-storey two-family dwelling ($788,500.00) with a detached accessory building (garage) at the rear providing 2 parking spaces, having vehicular access from the lane. The entire building is to be sprinklered to NFPA 13D. NOTE: To achieve the required FSR a floor space exclusion of 2% has been applied to this application as per section 10.11.1 of the district schedule, to accommodate improved building performance. 1. A/C units proposed - rear yard, main floor and half storey 2. Schedule B Jason Hui - 778-319-3403 Structural & Geotechnical 4. BC Housing: Medallion Homes Inc. Note: This is a 2 storey building pursuant to the Zoning and Development By-Law ******THIS PERMIT HAS BEEN ISSUED UNDER THE REQUIREMENTS OF VBBL 2019****** FRONT UNIT 1220 E 11th Av - One Family Dwelling (north side 1st-3rd floor) BACK UNIT 1222 E 11th Av - One Family Dwelling (south side 1st-2nd floor) Address numbers assigned as per approved plans for Fire and Emergency response. The address numbers are to be posted to the building to be visible from the street and in accordance with the Building By-law prior to final inspection. | Plumko Plumbing & Heating Services Ltd
EP-2022-06049 | 2022-08-03 | 1220 E 11TH AVENUE, Vancouver, BC V5T 2G3 | Electrical Permit | Residential | New | Completed | Installation / Repair - Residential - complete house wiring and installation for new building. o construct a 2-storey two-family dwelling ($788,500.00) with a detached accessory building (garage) at the rear providing 2 parking spaces, having vehicular access from the lane. The entire building is to be sprinklered to NFPA 13D. NOTE: To achieve the required FSR a floor space exclusion of 2% has been applied to this application as per section 10.11.1 of the district schedule, to accommodate improved building performance. 1. A/C units proposed - rear yard, main floor and half storey 2. Schedule B Jason Hui - 778-319-3403 Structural & Geotechnical 4. BC Housing: Medallion Homes Inc. Note: This is a 2 storey building pursuant to the Zoning and Development By-Law | LINK ELECTRICAL LTD
EP-2022-06368 | 2022-07-28 | 1220 E 11TH AVENUE, Vancouver, BC V5T 2G3 | Electrical Permit | Residential | New | Completed | Installation / Repair - Residential - Alarm/TV/TEL/Data rough in and complete Vacuum Rough in only >BP: To construct a 2-storey two-family dwelling ($788,500.00) with a detached accessory building (garage) at the rear providing 2 parking spaces, having vehicular access from the lane. The entire building is to be sprinklered to NFPA 13D. NOTE: To achieve the required FSR a floor space exclusion of 2% has been applied to this application as per section 10.11.1 of the district schedule, to accommodate improved building performance. 1. A/C units proposed - rear yard, main floor and half storey 2. Schedule B Jason Hui - 778-319-3403 Structural & Geotechnical 4. BC Housing: Medallion Homes Inc. Note: This is a 2 storey building pursuant to the Zoning and Development By-Law ******THIS PERMIT HAS BEEN ISSUED UNDER THE REQUIREMENTS OF VBBL 2019****** | Summit Digital Systems Ltd
GP-2022-02323 | 2022-08-10 | 1220 E 11TH AVENUE, Vancouver, BC V5T 2G3 | Gas Permit | Residential | New | Completed | Residential - Gas piping for new duplex. Will also be finishing boiler and gas range >BP: To construct a 2-storey two-family dwelling ($788,500.00) with a detached accessory building (garage) at the rear providing 2 parking spaces, having vehicular access from the lane. | Plumko Plumbing & Heating Services Ltd
SP-2022-01270 | 2022-08-10 | 1220 E 11TH AVENUE, Vancouver, BC V5T 2G3 | Sprinkler Permit | Residential | New | Completed | Residential - Install sprinklers in duplex >To construct a 2-storey two-family dwelling ($788,500.00) with a detached accessory building (garage) at the rear providing 2 parking spaces, having vehicular access from the lane. The entire building is to be sprinklered to NFPA 13D. NOTE: To achieve the required FSR a floor space exclusion of 2% has been applied to this application as per section 10.11.1 of the district schedule, to accommodate improved building performance. 1. A/C units proposed - rear yard, main floor and half storey 2. Schedule B Jason Hui - 778-319-3403 Structural & Geotechnical 4. BC Housing: Medallion Homes Inc. Note: This is a 2 storey building pursuant to the Zoning and Development By-Law ******THIS PERMIT HAS BEEN ISSUED UNDER THE REQUIREMENTS OF VBBL 2019****** | Gold Key Fire Protection Ltd
EP-2022-02859 | 2022-04-08 | 6350 CYPRESS STREET, Vancouver, BC V6M 3S5 | Electrical Permit | Residential | New | Expired | Temporary Power - Residential - To provide temporary power. | Fortune Link Electrical Ltd
PP-2022-03313 | 2022-09-21 | 6350 CYPRESS STREET, Vancouver, BC V6M 3S5 | Plumbing Permit | Residential | New | Issued | Residential - sump | GNA Contracting Ltd
PP-2022-02936 | 2022-09-20 | 6350 CYPRESS STREET, Vancouver, BC V6M 3S5 | Plumbing Permit | Residential | New | Issued | Residential - Plumbing & heating works >BP: To construct a 2 storey + cellar one-family dwelling ($1,065,262.50) with a detached accessory building (garage), at the rear providing 2 parking spaces, having vehicular access from the lane. Note: This Building Permit will remain in a suspended status until the associated (green) Demolition Permit BP-2021-04672 is completed. Note: This is a 2 storey building pursuant to the Zoning and Development By-Law 1- No Bar/Sink proposed 2- A/C unit proposed in the rear yard 3- Schedule B: Alex Z.Q. Li, P.Eng. (778-323-1368) Mechanical 4- Schedule B: Zhanchao Zhao, P.Eng. (604-526-1305) Structural & Geotechnical 5- HPO: Residential Builder – BML MANAGEMENT 6- The entire building, INCLUDING THE ATTACHED GARAGE (if applicable), to be sprinklered to NFPA 13D. | Ang Chen
EP-2022-07375 | 2022-09-02 | 6350 CYPRESS STREET, Vancouver, BC V6M 3S5 | Electrical Permit | Residential | New | Issued | Installation / Repair - Residential - New house wiring and installation >BP: To construct a 2 storey + cellar one-family dwelling ($1,065,262.50) with a detached accessory building (garage), at the rear providing 2 parking spaces, having vehicular access from the lane. Note: This is a 2 storey building pursuant to the Zoning and Development By-Law 1- No Bar/Sink proposed 2- A/C unit proposed in the rear yard 3- Schedule B: Alex Z.Q. Li, P.Eng. (778-323-1368) Mechanical 4- Schedule B: Zhanchao Zhao, P.Eng. (604-526-1305) Structural & Geotechnical 5- HPO: Residential Builder – BML MANAGEMENT 6- The entire building, INCLUDING THE ATTACHED GARAGE (if applicable), to be sprinklered to NFPA 13D. >>>>Amend: May 26, 2023 -add the Extra low voltage work (TV. Telephone, Internet, CCTV etc. | Fortune Link Electrical Ltd
MP-2023-00178 | 2023-02-13 | 6350 CYPRESS STREET, Vancouver, BC V6M 3S5 | Mechanical Permit | NULL | NULL | Issued | NULL | Microwind Contracting Ltd
NULL | NULL | 6350 CYPRESS STREET, Vancouver, BC V6M 3S5 | Mechanical Permit | NULL | NULL | Draft | NULL | Ang Chen
MP-2023-00164 | NULL | 6350 CYPRESS STREET, Vancouver, BC V6M 3S5 | Mechanical Permit | NULL | NULL | Application Incomplete | NULL | Ang Chen
NULL | NULL | 6350 CYPRESS STREET, Vancouver, BC V6M 3S5 | Gas Permit | Residential | New | Draft | Residential - Installation of one gas boiler, one gas cook top and gas piping only for one fire place | Ang Chen
GP-2023-00431 | 2023-02-08 | 6350 CYPRESS STREET, Vancouver, BC V6M 3S5 | Gas Permit | Residential | New | Issued | Residential - Installation of one gas boiler, one cook top and one BBQ box >BP: To construct a 2 storey + cellar one-family dwelling ($1,065,262.50) with a detached accessory building (garage), at the rear providing 2 parking spaces, having vehicular access from the lane | Ang Chen
GP-2023-01335 | 2023-04-25 | 6350 CYPRESS STREET, Vancouver, BC V6M 3S5 | Gas Permit | Residential | Renovation | Issued | Residential - 1 gas fireplace venting and hook up only >BP: To construct a 2 storey + cellar one-family dwelling | Urban Fireplaces Ltd
SP-2023-00725 | 2023-04-28 | 6350 CYPRESS STREET, Vancouver, BC V6M 3S5 | Sprinkler Permit | Residential | New | Issued | Residential - New Fire sprinkler installations >BP: To construct a 2 storey + cellar one-family dwelling with a detached accessory building (garage), at the rear providing 2 parking spaces, having vehicular access from the lane. Note: This is a 2 storey building pursuant to the Zoning and Development By-Law 1- No Bar/Sink proposed 2- A/C unit proposed in the rear yard 3- Schedule B: Alex Z.Q. Li, P.Eng. (778-323-1368) Mechanical 4- Schedule B: Zhanchao Zhao, P.Eng. (604-526-1305) Structural & Geotechnical 5- HPO: Residential Builder – BML MANAGEMENT 6- The entire building, INCLUDING THE ATTACHED GARAGE (if applicable), to be sprinklered to NFPA 13D. | Spectrum Fire Protection Ltd
EP-2023-03867 | 2023-05-03 | 6350 CYPRESS STREET, Vancouver, BC V6M 3S5 | Electrical Permit | Residential | New | Issued | Temporary Power - Residential - To provide temporary power. | Fortune Link Electrical Ltd
PP-2023-04047 | 2023-11-17 | 6350 CYPRESS STREET, Vancouver, BC V6M 3S5 | Plumbing Permit | Residential | New | Completed | Residential - Lawn irrigation system | J F P irrigation Ltd
EP-2022-07581 | 2022-09-12 | 6391 CYPRESS STREET, Vancouver, BC V6M 3S4 | Electrical Permit | Residential | Addition | Completed | Installation / Repair - Residential - Run a dedicated circuit for an EV Charger. We will be running from a 150 amp Panel. | JZ Electric Ltd
GP-2023-03674 | 2023-11-23 | 6407 CYPRESS STREET, Vancouver, BC V6M 3S4 | Gas Permit | Residential | Tenant Improvement | Completed | Residential - Furnace and Tankless Replacement | Angels Heating & Cooling Ltd
EP-2023-07936 | 2023-08-31 | 1323 CYPRESS STREET, Vancouver, BC V6J 3L1 | Electrical Permit | Residential | Renovation | Completed | Installation / Repair - Residential - Service and panel upgrade from 100 amps to 200 amps. | Mid-Knight Electrical Ltd
PP-2022-02355 | 2022-07-07 | 1324 CYPRESS STREET, Vancouver, BC V6J 3L2 | Plumbing Permit | Residential | New | Issued | Residential - sumps >>NOTE: Engineering Assurance letter will be submitted to the Plumbing Inspector on the site. Letter shall conform to the requirements of Vancouver Bulletin 2000-008-EL/PL. >BP: To construct a 2 1/2 storey + cellar one-family dwelling ($1,000,000.00) with a detached accessory building (garage), at the rear providing 2 parking spaces, having vehicular access from the lane. | Octiscapes Site Services Ltd
GP-2022-03379 | 2022-11-01 | 1324 CYPRESS STREET, Vancouver, BC V6J 3L2 | Gas Permit | Residential | New | Issued | Residential - gas for new construction. 1 BBQ, 1 water heater 1 fireplace (piping only) >BP: To construct a 2 1/2 storey + cellar one-family dwelling with a detached accessory building (garage), at the rear providing 2 parking spaces, having vehicular access from the lane. Note: This is a 2 storey building pursuant to the Zoning and Development By-Law 1- No A/C unit proposed 2- No bar sink proposed 3- Schedule A: Andrew Terrett, Architect 604-736-3730 4- Schedule B: Andrew Terrett, Architect 604-736-3730 5- Schedule D: Andrew Terrett, Architect 604--736-3730 6- Schedule B: R.J.H. Pavey, P.Eng 604-605-0606 Fire suppression systems 7- Schedule B: B.Klarich, P.Eng 604-619-8875 Structural 8- Schedule B: Matt Kokan, P.Eng 604-439-0922 Geotechnical 9- HPO: Residential Builder, Werner Construction Ltd. "Combustible projections or roof soffits on an exposing building face shall not project to less than .45m from the property line and shall be in compliance with VBBL 2014 9.10.15.5.(9)" Feb 21/23 -AMEND Additional fixture - 1 BBQ Feb 22/23- AMEND add outdoor water heater (200 000 BTU) | BD Plumbing
PP-2022-03931 | 2022-11-01 | 1324 CYPRESS STREET, Vancouver, BC V6J 3L2 | Plumbing Permit | Residential | New | Issued | Residential - New Plumbing for: >BP: To construct a 2 1/2 storey + cellar one-family dwelling ($1,000,000.00) with a detached accessory building (garage), at the rear providing 2 parking spaces, having vehicular access from the lane. Amend: Feb 21, 2023 Additional fixture - 1 roof/deck drain | BD Plumbing
EP-2022-09031 | 2022-10-24 | 1324 CYPRESS STREET, Vancouver, BC V6J 3L2 | Electrical Permit | Residential | New | Expired | Temporary Power - Residential - To provide temporary power. | Keystone Electric Ltd
EP-2022-08878 | 2022-10-19 | 1324 CYPRESS STREET, Vancouver, BC V6J 3L2 | Electrical Permit | Residential | New | Issued | Installation / Repair - Residential - 1FD - New house build. New EL service. Lomex and conduit work >DB: To construct a 2 1/2 storey + cellar one-family dwelling with a detached accessory building (garage), at the rear providing 2 parking spaces, having vehicular access from the lane. Note: This is a 2 storey building pursuant to the Zoning and Development By-Law The entire building, INCLUDING THE ATTACHED GARAGE (if applicable), to be sprinklered to NFPA 13D. 1- No A/C unit proposed 2- No bar sink proposed | Keystone Electric Ltd
MP-2023-00635 | 2023-04-13 | 1324 CYPRESS STREET, Vancouver, BC V6J 3L2 | Mechanical Permit | NULL | NULL | Issued | NULL | BD Plumbing
EP-2023-02103 | 2023-03-13 | 1324 CYPRESS STREET, Vancouver, BC V6J 3L2 | Electrical Permit | Residential | New | Issued | Installation / Repair - Residential - Alarm System Install >BP: To construct a 2 1/2 storey + cellar one-family dwelling ($1,000,000.00) with a detached accessory building (garage), at the rear providing 2 parking spaces, having vehicular access from the lane. Note: This is a 2 storey building pursuant to the Zoning and Development By-Law 1- No A/C unit proposed 2- No bar sink proposed 3- Schedule A: Andrew Terrett, Architect 604-736-3730 4- Schedule B: Andrew Terrett, Architect 604-736-3730 5- Schedule D: Andrew Terrett, Architect 604--736-3730 6- Schedule B: R.J.H. Pavey, P.Eng 604-605-0606 Fire suppression systems 7- Schedule B: B.Klarich, P.Eng 604-619-8875 Structural 8- Schedule B: Matt Kokan, P.Eng 604-439-0922 Geotechnical 9- HPO: Residential Builder, Werner Construction Ltd. "Combustible projections or roof soffits on an exposing building face shall not project to less than .45m from the property line and shall be in compliance with VBBL 2014 9.10.15.5.(9)" The entire building, INCLUDING THE ATTACHED GARAGE (if applicable), to be sprinklered to NFPA 13D. | Atlas Alarms Ltd
EP-2023-11200 | NULL | 1330 CYPRESS STREET, Vancouver, BC V6J 3L2 | Electrical Permit | Commercial | Tenant Improvement | Applicant Revisions | Installation / Repair - Commercial - INSTALLING A NEW FIRE PANEL, AND NEW DEVICES IN BASEMENT ALONG WITH VERIFYING THE WIRING TO THE TOP OF THE STAIRWELL FOR THE SMOKE DETECTOR. | Richard Meyer Electrical Services Ltd
EP-2023-11101 | 2023-12-19 | 1420 DOGWOOD AVENUE, Vancouver, BC V6P 1K1 | Electrical Permit | Residential | New | Completed | Installation / Repair - Residential - Secondary 100amp service drop that has been approved by BC Hydro to a detached garage for EV charging purposes. Installation of EV Charging in garage. Note All circuity within the garage will have to be re fed from the new garage service. | Western Summit Electric Ltd
EP-2023-08299 | 2023-09-22 | 6842 CYPRESS STREET, Vancouver, BC V6P 5M1 | Electrical Permit | Residential | Renovation | Issued | Installation / Repair - Residential - ¦ 1FD- 100A/ SERVICE DISCONNECT/ RE-CONNECT ¦ Water damage, remediate water damaged devices including electrical panel replacement -service is reconnect | Cobing Building Solutions Ltd
GP-2023-01359 | 2023-04-26 | 5645 DUMFRIES STREET, Vancouver, BC V5P 3A5 | Gas Permit | Residential | Renovation | Completed | Residential - Furnace replacement | Diyako Khayat o/a Techno-Gas Heating
GP-2023-01345 | 2023-04-25 | 4636 DUCHESS STREET, Vancouver, BC V5R 3L2 | Gas Permit | Residential | Addition | Completed | Residential - re and re hot water tank | Christopher Sterling
NULL | NULL | 4636 DUCHESS STREET, Vancouver, BC V5R 3L2 | Gas Permit | Residential | Addition | Withdrawn | Residential - re and re hot water tank | NULL
EP-2023-09241 | 2023-10-13 | 570 DUNSMUIR STREET, Vancouver, BC V6B 1Y1 | Electrical Permit | Commercial | Tenant Improvement | Issued | Installation / Repair - Commercial - Installation of Distribution, General Power, Lighting & Control, Emergency Lighting, Fire Alarm devices, Mechanical Power Only. >BP: Interior alterations to provide improvements for a new School - University or College tenant at unit #800 on the 8th floor of this commercial building on this site. OK for Field Review as per R.Rattray Tenant: Alexander College Letter of assurance provided by: Schedule A & B (Architectural): Kevin Hanvey, B.Arch, Architect AIBC, 604-632-3350 Schedule B (Electrical): Alex Riftin, P.Eng., 604-632-3350 Schedule B (Mechanical/Plumbing): Zhe Jia (Jack) Zhang, P.Eng., 604-632-3350 Note: - Building is sprinkelered - Energy checklist is currently no longer required with your Building Permit (BP) application. Some supporting documents are still required at BP stage, specifically Envelope and HVAC, if applicable. Service Water Heating and Lighting supporting documents, if applicable, must be submitted with your related trades permits (e.g. electrical and plumbing). All energy upgrades will be checked during the inspections stage. It is the applicant’s responsibility to identify and note all required upgrades including energy upgrades on their BP drawings at BP stage. | Kato Electrical Inc
SP-2023-01940 | 2024-01-26 | 570 DUNSMUIR STREET, Vancouver, BC V6B 1Y1 | Sprinkler Permit | Commercial | Renovation | Issued | Commercial - For sprinkler system alterations to the 2019 VBBL and NFPA 13, 2013 for the tenant improvements to provide interior alterations for a new School - University or College tenant at unit #600 on the 6th floor of this commercial building on the site. Engineer of Record: Xiangyang Tan 778-706-5858 tan@xtengineering.com | NewTech Fire Protection Ltd
SP-2023-01941 | 2024-01-26 | 570 DUNSMUIR STREET, Vancouver, BC V6B 1Y1 | Sprinkler Permit | Commercial | Renovation | Issued | Commercial - For sprinkler system alterations to the 2019 VBBL and NFPA 13, 2013 for the tenant improvements to provide interior alterations for a new School - University or College tenant at unit #500 on the 5th floor of this commercial building on the site. Engineer of Record: Xiangyang Tan 778-706-5858 tan@xtengineering.com | NewTech Fire Protection Ltd
SP-2023-01939 | NULL | 570 DUNSMUIR STREET, Vancouver, BC V6B 1Y1 | Sprinkler Permit | Commercial | Renovation | In Review | Commercial - Heads change >BP: #800 Interior alterations to provide improvements for a new School - University or College tenant at unit #800 on the 8th floor of this commercial building on this site. Oct 20/2023-AMEND Renovation project | NewTech Fire Protection Ltd
EP-2024-00021 | 2024-01-03 | 570 DUNSMUIR STREET, Vancouver, BC V6B 1Y1 | Electrical Permit | Commercial | Tenant Improvement | Issued | Installation / Repair - Commercial - Installation of Distribution, General Power, Lighting & Control, Emergency Lighting, Fire Alarm devices, Mechanical Power Only. >BP: Interior alterations to provide improvements for a new School - University or College tenant at unit #600 on the 6th floor of this commercial building on the site. OK for Field Review as per R. Rattray on June 5, 2023 Tenant: Alexander College Letter of assurance provided by: Schedule A & B (Architectural): Kevin Hanvey, B.Arch, Architect AIBC, 604-632-3350 Schedule B (Structural) Wei Luo, P.Eng, 604-632-3350 Schedule B (Electrical): Alex Riftin, P.Eng., 604-632-3350 Schedule B (Mechanical/Plumbing): Zhe Jia (Jack) Zhang, P.Eng., 604-632-3350 Note: - Building is sprinklered - Energy checklist is currently no longer required with your Building Permit (BP) application. Some supporting documents are still required at BP stage, specifically Envelope and HVAC, if applicable. Service Water Heating and Lighting supporting documents, if applicable, must be submitted with your related trades permits (e.g. electrical and plumbing). All energy upgrades will be checked during the inspections stage. It is the applicant’s responsibility to identify and note all required upgrades including energy upgrades on their BP drawings at BP stage. | Kato Electrical Inc
EP-2023-10409 | 2023-11-20 | 777 DUNSMUIR STREET, Vancouver, BC | Electrical Permit | Commercial | Addition | Issued | Installation / Repair - Commercial - INSTALLATION OF EXTRA LOW VOLTAGE CAMERA SYSTEM AND EXTRA LOW VOLTAGE ALARM SYSTEM ADD-ON | Telus Custom Security Systems Inc
EP-2023-00877 | 2023-02-02 | 777 DUNSMUIR STREET, Vancouver, BC | Electrical Permit | Commercial | Renovation | Completed | Installation / Repair - Commercial - Low voltage HVAC wiring, TI >BP: Interior alterations to provide tenant improvement to an existing office tenant on the 19th floor (#1900) in this existing commercial building on this site. Scope of work: Demolist/construct interior partition walls, doors, floor fineshes and millwok. Electrical, plumbing and sprinkler work to suit. TENANT: Sumitomo Canada E2 - Lighting - Upgrade to incorporate Scheduled Shutoff (per 9.4.1.1.(i) of ASHRAE 90.1-2016) Energy checklist is currently no longer required with your Building Permit (BP) application. Some supporting documents are still required at BP stage, specifically Envelope and HVAC, if applicable. Service Water Heating and Lighting supporting documents, if applicable, must be submitted with your related trades permits (e.g. electrical and plumbing). All energy upgrades will be checked during inspections stage. It is the applicant’s responsibility to identify and note all required upgrades including energy upgrades on their BP drawings at BP stage. | Control Solutions Ltd
PP-2022-04358 | 2022-12-07 | 777 DUNSMUIR STREET, Vancouver, BC | Plumbing Permit | Commercial | Tenant Improvement | Completed | Commercial - Fixture Replacement >BP: #1900 - 19th Floor Interior alterations to provide tenant improvement to an existing office tenant on the 19th floor (#1900) in this existing commercial building on this site. Scope of work: Demolist/construct interior partition walls, doors, floor fineshes and millwok. Electrical, plumbing and sprinkler work to suit. TENANT: Sumitomo Canada | KERN BSG MANAGEMENT LTD
EP-2022-09977 | 2022-11-28 | 777 DUNSMUIR STREET, Vancouver, BC | Electrical Permit | Commercial | Tenant Improvement | Completed | Installation / Repair - Commercial - Install light fixtures, run branch circuits, install sensor switches and install receptacles. >BP: #1900 - 19th Floor Interior alterations to provide tenant improvement to an existing office tenant on the 19th floor (#1900) in this existing commercial building on this site. Scope of work: Demolist/construct interior partition walls, doors, floor fineshes and millwok. Electrical, plumbing and sprinkler work to suit. TENANT: Sumitomo Canada | Marcel Electric Inc
PP-2022-02100 | 2022-06-20 | 777 DUNSMUIR STREET, Vancouver, BC | Plumbing Permit | Commercial | Renovation | Completed | Commercial - Replace old drinking fountain and add a DCVA to the supply - this is a replacement in the exact same spot, no structural work. They are upgrading the model and we are adding a DCVA because the previous one did not have one. | Meridian West Mechanical Ltd
SP-2022-01302 | 2022-10-12 | 777 DUNSMUIR STREET, Vancouver, BC | Sprinkler Permit | Commercial | Tenant Improvement | Completed | Commercial - UNIT #1900 - ADD AND RELOCATE 11 SPRINKLER HEADS >BP: #1900 - 19th Floor Interior alterations to provide tenant improvement to an existing office tenant on the 19th floor (#1900) in this existing commercial building on this site. Scope of work: Demolist/construct interior partition walls, doors, floor fineshes and millwok. Electrical, plumbing and sprinkler work to suit. *****This application does not include any of the following: 1. Not more than 20 sprinklers (add, relocate, or remove), 2. hydraulic calculations, 3. change in occupancy and /or hazard classification, 4. warehouse storage arrangements, 5. mobile compact storage arrangements, 6. alternative solutions, 7. changes to the sprinkler system supply piping (e.g. valves, mains, cross-mains, branch-lines, etc.), or 8. flexible sprinkler pipe. | Priority Fire Systems Ltd
EP-2022-09437 | 2022-11-08 | 885 DUNSMUIR STREET, Vancouver, BC V6C 2E7 | Electrical Permit | Commercial | Tenant Improvement | Completed | Installation / Repair - Commercial - Power/ Branch Wiring, Lighting, Voice/Data, Demo >BP: Interior alterations to demise this existing full floor office tenant #380 into two units (#310 and #380) and to provide improvements to #380 on the 3rd floor in this commercial building on this site. Scope of work: construct a demising wall to create two units and new corridor wall, remove partition walls, doors. Construct new partition walls, doors, finishes in #380, electrical and sprinkler work Building Sprinklered – Separate sprinkler permit required for proposed sprinkler work. E2 - Retrofit Path: BOMA BESt (Path 1) - No Additional Upgrades Req'd Energy checklist is currently no longer required with your Building Permit (BP) application. Some supporting documents are still required at BP stage, specifically Envelope and HVAC, if applicable. Service Water Heating and Lighting supporting documents, if applicable, must be submitted with your related trades permits (e.g. electrical and plumbing). All energy upgrades will be checked during inspections stage. It is the applicant’s responsibility to identify and note all required upgrades including energy upgrades on their BP drawings at BP stage. | Sasco Contractors Ltd
SP-2022-01943 | 2022-11-22 | 885 DUNSMUIR STREET, Vancouver, BC V6C 2E7 | Sprinkler Permit | Commercial | Tenant Improvement | Completed | Commercial - Add and relocated sprinkler heads for tenant improvement. >Interior alterations to demise this existing full floor office tenant #380 into two units (#310 and #380) and to provide improvements to #380 on the 3rd floor in this commercial building on this site. Scope of work: construct a demising wall to create two units and new corridor wall, remove partition walls, doors. Construct new partition walls, doors, finishes in #380, electrical and sprinkler work Building Sprinklered – Separate sprinkler permit required for proposed sprinkler work. E2 - Retrofit Path: BOMA BESt (Path 1) - No Additional Upgrades Req'd Energy checklist is currently no longer required with your Building Permit (BP) application. Some supporting documents are still required at BP stage, specifically Envelope and HVAC, if applicable. Service Water Heating and Lighting supporting documents, if applicable, must be submitted with your related trades permits (e.g. electrical and plumbing). All energy upgrades will be checked during inspections stage. It is the applicant’s responsibility to identify and note all required upgrades including energy upgrades on their BP drawings at BP stage. *****This application does not include any of the following: 1. Not more than 20 sprinklers (add, relocate, or remove), 2. hydraulic calculations, 3. change in occupancy and /or hazard classification, 4. warehouse storage arrangements, 5. mobile compact storage arrangements, 6. alternative solutions, 7. changes to the sprinkler system supply piping (e.g. valves, mains, cross-mains, branch-lines, etc.), or 8. flexible sprinkler pipe. | Priority Fire Systems Ltd
EP-2023-03166 | 2023-04-12 | 885 DUNSMUIR STREET, Vancouver, BC V6C 2E7 | Electrical Permit | Commercial | Addition | Completed | Installation / Repair - Commercial - Camera additions | Fusion Security Inc
EP-2023-05294 | 2023-06-13 | 885 DUNSMUIR STREET, Vancouver, BC V6C 2E7 | Electrical Permit | Commercial | Addition | Completed | Installation / Repair - Commercial - Installation of one LV2 EV charging station and backbone conduit system | Mott Electric General Partnership
PP-2023-03406 | 2023-09-26 | 885 DUNSMUIR STREET, Vancouver, BC V6C 2E7 | Plumbing Permit | Commercial | Tenant Improvement | Completed | Commercial - Add kitchen sink >BP: #599 - 5th Floor Interior alterations to provide tenant improvements to this existing general office space on the 5th floor (#599) of this existing commercial building on site. Scope of work: Construct new millwork and plumbing work. | Aquarius Mechanical Services Inc
PP-2022-00561 | 2022-02-18 | 885 DUNSMUIR STREET, Vancouver, BC V6C 2E7 | Plumbing Permit | Commercial | Tenant Improvement | Completed | Commercial - SUITE #582 - 5TH FLOOR - Remove sink and cap off sanitary, vent and water piping #582 - 5th Floor Interior alterations to demolish all non load bearing partition walls only in this existing office space on the 5th floor (#582) of this existing commercial building. | Aquarius Mechanical Services Inc
EP-2022-03613 | 2022-05-04 | 888 DUNSMUIR STREET, Vancouver, BC V6C 3K4 | Electrical Permit | Commercial | Tenant Improvement | Completed | Installation / Repair - Commercial - replace parkade lighting with LED | Mott Electric General Partnership
EP-2023-11270 | 2023-12-20 | 888 DUNSMUIR STREET, Vancouver, BC V6C 3K4 | Electrical Permit | Commercial | NULL | Issued | Annual / Operating - Annual permit for maintenance purposes. -renewal of EP-2022-10675 -valid: Dec. 25, 2023 - Dec. 24, 2024 | Blueline Electrical Services Ltd
EP-2023-05560 | 2023-06-22 | 888 DUNSMUIR STREET, Vancouver, BC V6C 3K4 | Electrical Permit | Commercial | Renovation | Completed | Installation / Repair - Commercial - Washroom lighting re&re, corridor potlight re&re, channel light re&re. >BP: 3rd and 7th Floors (corridors & washrooms) Interior alterations only to provide upgrades at the common washrooms and corridors on the 3rd and 7th floors of this existing commercial building on this site. Scope of work: Demolish interior walls. Remove t-bar ceiling, remove/replace existing lights, washroom accessories, doors, floor finishes, millwork, elevator trim, new paint and electrical work. | Eudemon Electrical Ltd
SP-2023-00295 | 2023-02-22 | 888 DUNSMUIR STREET, Vancouver, BC V6C 3K4 | Sprinkler Permit | Commercial | Tenant Improvement | Completed | Commercial - Relocate one sprinkler head for corridor & washroom renovation. >BP: Interior alterations only to provide upgrades at the common washrooms and corridors on the 3rd and 7th floors of this existing commercial building on this site. Scope of work: Demolish interior walls. Remove t-bar ceiling, remove/replace existing lights, washroom accessories, doors, floor finishes, millwork, elevator trim, new paint and electrical work. *****This application does not include any of the following: 1. Not more than 20 sprinklers (add, relocate, or remove), 2. hydraulic calculations, 3. change in occupancy and /or hazard classification, 4. warehouse storage arrangements, 5. mobile compact storage arrangements, 6. alternative solutions, 7. changes to the sprinkler system supply piping (e.g. valves, mains, cross-mains, branch-lines, etc.), or 8. flexible sprinkler pipe | Priority Fire Systems Ltd
SP-2022-01942 | 2022-11-22 | 888 DUNSMUIR STREET, Vancouver, BC V6C 3K4 | Sprinkler Permit | Commercial | Tenant Improvement | Completed | Commercial - Add and Relocate sprinkler heads for tenant improvement. >BP: #290-2nd floor Interior alterations to provide tenant improvements to this existing office space on the 2nd floor (#290) in this existing mixed use building. Scope of work: Demo existing ceiling lights, replace with new lights. Demo 3 walls and replace them with glass partitions. Add new closet with side walls. Replace some carpet and LTV. Electrical Schedule B submitted by Roger Dupuis, P.Eng., LEED AP 604.569.6500. Building Sprinklered - Building inspector to determine on site if a separate sprinkler permit is required. Energy trigger is exempt: BOMA Best building *****This application does not include any of the following: 1. Not more than 20 sprinklers (add, relocate, or remove), 2. hydraulic calculations, 3. change in occupancy and /or hazard classification, 4. warehouse storage arrangements, 5. mobile compact storage arrangements, 6. alternative solutions, 7. changes to the sprinkler system supply piping (e.g. valves, mains, cross-mains, branch-lines, etc.), or 8. flexible sprinkler pipe. | Priority Fire Systems Ltd
EP-2022-10302 | 2022-12-13 | 888 DUNSMUIR STREET, Vancouver, BC V6C 3K4 | Electrical Permit | Commercial | Tenant Improvement | Completed | Installation / Repair - Commercial - relocate plugs and lights for new layout >BP: #290-2nd floor Interior alterations to provide tenant improvements to this existing office space on the 2nd floor (#290) in this existing mixed use building. Scope of work: Demo existing ceiling lights, replace with new lights. Demo 3 walls and replace them with glass partitions. Add new closet with side walls. Replace some carpet and LTV. Electrical Schedule B submitted by Roger Dupuis, P.Eng., LEED AP 604.569.6500. Building Sprinklered - Building inspector to determine on site if a separate sprinkler permit is required. Energy trigger is exempt: BOMA Best building | David Stein
EP-2023-00482 | 2023-02-21 | 888 DUNSMUIR STREET, Vancouver, BC V6C 3K4 | Electrical Permit | Commercial | Addition | Completed | Installation / Repair - Commercial - Installation of 5 EV Stations (208V, 80AMP ,1PH), 5 disconnecting means for EVSE installation, 5x 100A EV branch circuits, and a 400A EV panel (400A 208V 3P4W). | H.A.O Electric Ltd
EP-2022-10675 | 2022-12-22 | 888 DUNSMUIR STREET, Vancouver, BC V6C 3K4 | Electrical Permit | Commercial | NULL | Expired | Annual / Operating - Annual permit for maintenance purposes. Expired EP-2021-09546 Valid Dec 24th, 2022 until Dec 23rd, 2023 | Blueline Electrical Services Ltd
EP-2023-00020 | 2023-02-16 | 1055 DUNSMUIR STREET, Vancouver, BC V7X 1J1 | Electrical Permit | Commercial | Tenant Improvement | Completed | Installation / Repair - Commercial - Add power and data wiring for overfloor raceway This scope of work is not related to any building permit on this floor. That is a different electrical contractor and General contractor. | Canem Systems Ltd
EP-2023-00289 | 2023-01-16 | 1055 DUNSMUIR STREET, Vancouver, BC V7X 1J1 | Electrical Permit | Commercial | Tenant Improvement | Completed | Installation / Repair - Commercial - -New Lighting Fixtures -New Lighting Control - New Exits tie into an existing emergency circuit - Power outlets and floor boxes - Kitchen & meeting Rooms - Fire alarm relocations and additions - Distribution: New panels and one 45KVA Transformer & meter system - Wall rough-ins for communication, security and A.V. >BP: Interior alterations to provide tenant improvements to a new office tenant in this shell space on the 30th floor (#3000) of this existing commercial building on site. Scope of work: Complete tenant fit out, new interior partition walls, millwork, finishes, new fixtures, maglocks, accessible washroom, HVAC, electrical, plumbing and sprinkler work. | Mott Electric General Partnership
EP-2023-00288 | 2023-01-16 | 1055 DUNSMUIR STREET, Vancouver, BC V7X 1J1 | Electrical Permit | Commercial | Tenant Improvement | Completed | Installation / Repair - Commercial - Tenant Improvement Work for 29th Floor at Park Place - New Lighting Fixtures - New Lighting Control tie into an existing Douglas System - New Exits Tie into an existing emergency circuit - New Power and New Kitchen - Distribution: New Panels, one 45KVA transformer c/w Metering System - Wall rough-ins for Communication/Security/A.V. - Fire Alarm relocations and additions - Floor Boxes Permit Amendment Jul 24, 2023 -"Additional work has been cancelled for AV. AV cables for the 29th Floor" Permit Amendment Jul 20, 2023 -"AV cables for the 29th Floor" >BP:Interior alterations to provide tenant improvements for a new office tenant on the 29th floor (#2900) of this existing commercial building on site. Scope of work: Complete tenant fit out, new interior partition walls, millwork, finishes, new fixtures, maglocks, accessible washroom, HVAC, electrical, plumbing and sprinkler work. | Mott Electric General Partnership
EP-2023-00377 | 2023-01-17 | 1055 DUNSMUIR STREET, Vancouver, BC V7X 1J1 | Electrical Permit | Commercial | Renovation | Completed | Installation / Repair - Commercial - Voice & data installation on 29th floor >BP: Interior alterations to provide tenant improvements for a new office tenant on the 29th floor (#2900) of this existing commercial building on site. Scope of work: Complete tenant fit out, new interior partition walls, millwork, finishes, new fixtures, maglocks, accessible washroom, HVAC, electrical, plumbing and sprinkler work. TENANT: Osler Hoskin & Harcourt LLP OK For Field Review per DBI Stewart Cowdell - December 7/22 Letters of Assurance submitted: Schedule A and Architectural Schedule B by Michael McNaught, Architect, AIBC., 604.724.7602 Electrical Schedule B by Cameron Ballard, P.Eng., 604.347.9722 Plumbing/Mechanical Schedule B by Eric Cresswell, P.Eng.. 604.684.5995 Building Sprinklered – Separate sprinkler permit required for proposed sprinkler work. E2 - Retrofit Path: BOMA BESt (Path 1) - No Additional Upgrades Req'd Energy checklist is currently no longer required with your Building Permit (BP) application. Some supporting documents are still required at BP stage, specifically Envelope and HVAC, if applicable. Service Water Heating and Lighting supporting documents, if applicable, must be submitted with your related trades permits (e.g. electrical and plumbing). All energy upgrades will be checked during inspections stage. It is the applicant’s responsibility to identify and note all required upgrades including energy upgrades on their BP drawings at BP stage. | 4th Utility Inc
EP-2023-00378 | 2023-01-17 | 1055 DUNSMUIR STREET, Vancouver, BC V7X 1J1 | Electrical Permit | Commercial | Renovation | Completed | Installation / Repair - Commercial - Voice & data installation on 30th Floor >BP: Interior alterations to provide tenant improvements to a new office tenant in this shell space on the 30th floor (#3000) of this existing commercial building on site. Scope of work: Complete tenant fit out, new interior partition walls, millwork, finishes, new fixtures, maglocks, accessible washroom, HVAC, electrical, plumbing and sprinkler work. TENANT: Osler Hoskin & Harcourt LLP OK For Field Review per DBI Stewart Cowdell - December 7/22 Letters of Assurance submitted: Schedule A and Architectural Schedule B by Michael McNaught, Architect, AIBC., 604.724.7602 Electrical Schedule B by Cameron Ballard, P.Eng., 604.347.9722 Plumbing/Mechanical Schedule B by Eric Cresswell, P.Eng., 604-684-5995 Building Sprinklered – Separate sprinkler permit required for proposed sprinkler work. E2 - Retrofit Path: BOMA BESt (Path 1) - No Additional Upgrades Req'd Energy checklist is currently no longer required with your Building Permit (BP) application. Some supporting documents are still required at BP stage, specifically Envelope and HVAC, if applicable. Service Water Heating and Lighting supporting documents, if applicable, must be submitted with your related trades permits (e.g. electrical and plumbing). All energy upgrades will be checked during inspections stage. It is the applicant’s responsibility to identify and note all required upgrades including energy upgrades on their BP drawings at BP stage. | 4th Utility Inc
PP-2023-00291 | 2023-01-31 | 1055 DUNSMUIR STREET, Vancouver, BC V7X 1J1 | Plumbing Permit | Commercial | Tenant Improvement | Completed | Commercial - Plumbing tenant improvements for a new office tenant on the 30th floor >BP: Interior alterations to provide tenant improvements to a new office tenant in this shell space on the 30th floor (#3000) of this existing commercial building on site. Scope of work: Complete tenant fit out, new interior partition walls, millwork, finishes, new fixtures, maglocks, accessible washroom, HVAC, electrical, plumbing and sprinkler work. TENANT: Osler Hoskin & Harcourt LLP OK For Field Review per DBI Stewart Cowdell - December 7/22 Letters of Assurance submitted: Schedule A and Architectural Schedule B by Michael McNaught, Architect, AIBC., 604.724.7602 Electrical Schedule B by Cameron Ballard, P.Eng., 604.347.9722 Plumbing/Mechanical Schedule B by Eric Cresswell, P.Eng., 604-684-5995 Building Sprinklered – Separate sprinkler permit required for proposed sprinkler work. E2 - Retrofit Path: BOMA BESt (Path 1) - No Additional Upgrades Req'd Energy checklist is currently no longer required with your Building Permit (BP) application. Some supporting documents are still required at BP stage, specifically Envelope and HVAC, if applicable. Service Water Heating and Lighting supporting documents, if applicable, must be submitted with your related trades permits (e.g. electrical and plumbing). All energy upgrades will be checked during inspections stage. It is the applicant’s responsibility to identify and note all required upgrades including energy upgrades on their BP drawings at BP stage. | Ainsworth Inc
PP-2023-00252 | 2023-01-26 | 1055 DUNSMUIR STREET, Vancouver, BC V7X 1J1 | Plumbing Permit | Commercial | Tenant Improvement | Completed | Commercial - Plumbing tenant improvements for a new office tenant on the 29th floor >BP: Interior alterations to provide tenant improvements for a new office tenant on the 29th floor (#2900) of this existing commercial building on site. Scope of work: Complete tenant fit out, new interior partition walls, millwork, finishes, new fixtures, maglocks, accessible washroom, HVAC, electrical, plumbing and sprinkler work. | Ainsworth Inc
EP-2022-10051 | 2022-11-29 | 1055 DUNSMUIR STREET, Vancouver, BC V7X 1J1 | Electrical Permit | Commercial | Tenant Improvement | Completed | Installation / Repair - Commercial - Suite 3108, Bentall 4. Installation of LV security equipment on door of tenant space - scope includes cabling and hardware required to install a card reader. No maglocks are involved in this work. ** Amend 12/07/2022** Correct address from 505 Burrard st to 1055 Dunsmuir St | Houle Electric Limited
SP-2022-01950 | 2023-02-08 | 1055 DUNSMUIR STREET, Vancouver, BC V7X 1J1 | Sprinkler Permit | Commercial | Tenant Improvement | Completed | Commercial - For sprinkler system alterations to the 2019 VBBL and NFPA 13, 2013 for the tenant improvements to provide interior alterations for improvements to a new office tenant on the 29th floor (#2900) of this existing commercial building on site. 1. This application does not include any of the following: • Warehouse storage arrangements, or mobile compact storage arrangements. • Changes to the sprinkler system supply piping (e.g. valves, mains, cross-mains, etc.). • Flexible sprinkler pipe. • Information Technology Equipment Rooms (e.g. IT Rooms, LAN Rooms, etc.). • New alternative solutions and/or modifications to existing alternative solutions. • Change in occupancy and/or hazard classification. Engineer of Record: Dan Wong 778-847-0572 denveng7@gmail.com | Priority Fire Systems Ltd
SP-2022-01951 | 2023-01-20 | 1055 DUNSMUIR STREET, Vancouver, BC V7X 1J1 | Sprinkler Permit | Commercial | Tenant Improvement | Completed | Commercial - For sprinkler system alterations to the 2019 VBBL and NFPA 13, 2013 for the tenant improvements to provide interior alterations for improvements to a new office tenant on the 30th floor (#3000) of this existing commercial building on site. 1. This application does not include any of the following: • Warehouse storage arrangements, or mobile compact storage arrangements. • Changes to the sprinkler system supply piping (e.g. valves, mains, cross-mains, etc.). • Flexible sprinkler pipe. • Information Technology Equipment Rooms (e.g. IT Rooms, LAN Rooms, etc.). • New alternative solutions and/or modifications to existing alternative solutions. • Change in occupancy and/or hazard classification. Engineer of Record: Dan Wong 778-847-0572 denveng7@gmail.com | Priority Fire Systems Ltd
PP-2022-03756 | 2022-10-20 | 1055 DUNSMUIR STREET, Vancouver, BC V7X 1J1 | Plumbing Permit | Commercial | Tenant Improvement | Completed | Commercial - Tenant Improvement plumbing >BP: Interior alterations to demise this existing office on the 8th floor (#800) into two units (to be #850 and #810) in this existing commercial building on this site. Scope of work: Construct new demising walls to create 2 suites. Demolish some offices, shower room/water closet. Construct new partition walls, new entry doors, new reception, kitchenette, t-bar ceiling, new handrails installed and new ramp. Electrical and sprinkler work. TENANT: SSR Mining Inc. Schedule A and Architectural Schedule B submitted by Ken G. Wong AIBC, 604.899.4549 Building Sprinklered – Separate sprinkler permit required for proposed sprinkler work. BOMA Best Certified building - NO ENERGY UPGRADES ARE REQUIRED | MCR Mechanical Ltd
PP-2022-03679 | 2022-10-14 | 1055 DUNSMUIR STREET, Vancouver, BC V7X 1J1 | Plumbing Permit | Commercial | New | Completed | Commercial - Installing sink/faucet #2664 - 26th floor Interior alterations to provide improvements to an existing office tenant on the 26th floor (#2664) of this existing commercial building on this site. Scope of Work : Construct new partition walls, glazing, doors, new millwork. Electrical, mechanical and plumbing work to suit. | DAVIDSON BROS MECHANICAL CONTRACTORS
PP-2022-03713 | 2022-10-18 | 1055 DUNSMUIR STREET, Vancouver, BC V7X 1J1 | Plumbing Permit | Commercial | Tenant Improvement | Completed | Commercial - Fixtures for: >BP: #3334 - 33rd floor Interior alterations to provide improvements for a new office tenant on the 33rd floor (#3334) in this existing commercial building on this site. Scope of work: remove/construct partition walls, doors, finishes, lighting, power and data, electrical, plumbing and sprinkler work. | DAVIDSON BROS MECHANICAL CONTRACTORS
EP-2022-09046 | 2022-10-25 | 1055 DUNSMUIR STREET, Vancouver, BC V7X 1J1 | Electrical Permit | Commercial | Tenant Improvement | Completed | Installation / Repair - Commercial - Install wiring for power and data >BP: Interior alterations to provide improvements for a new office tenant on the 33rd floor (#3334) in this existing commercial building on this site. Scope of work: remove/construct partition walls, doors, finishes, lighting, power and data, electrical, plumbing and sprinkler work. TENANT: Smith School of Business OK for Field Review for Office TI E2 - Lighting - Upgrade to incorporate Automatic Full OFF (9.4.1.1 (h) of ASHRAE 90.1-2016) Energy checklist is currently no longer required with your Building Permit (BP) application. Some supporting documents are still required at BP stage, specifically Envelope and HVAC, if applicable. Service Water Heating and Lighting supporting documents, if applicable, must be submitted with your related trades permits (e.g. electrical and plumbing). All energy upgrades will be checked during inspections stage. It is the applicant’s responsibility to identify and note all required upgrades including energy upgrades on their BP drawings at BP stage. | Canem Systems Ltd
EP-2022-08700 | 2022-10-14 | 1055 DUNSMUIR STREET, Vancouver, BC V7X 1J1 | Electrical Permit | Commercial | Tenant Improvement | Completed | Installation / Repair - Commercial - Relocate lighting, new lights, new lighting control, receptacles, data cabling >BP: #2664 - 26th floor Interior alterations to provide improvements to an existing office tenant on the 26th floor (#2664) of this existing commercial building on this site. Scope of Work : Construct new partition walls, glazing, doors, new millwork. Electrical, mechanical and plumbing work to suit. Building Sprinklered – Separate sprinkler permit required for proposed sprinkler work. E2 - Lighting - Upgrade to incorporate Automatic Full OFF (per 9.4.1.1.(h) of ASHRAE 90.1-2016) | Mott Electric General Partnership
SP-2022-01673 | 2022-10-17 | 1055 DUNSMUIR STREET, Vancouver, BC V7X 1J1 | Sprinkler Permit | Commercial | Tenant Improvement | Completed | Commercial - Add and relocate sprinkler heads for tenant improvement. #2664 - 26th floor Interior alterations to provide improvements to an existing office tenant on the 26th floor (#2664) of this existing commercial building on this site. Scope of Work : Construct new partition walls, glazing, doors, new millwork. Electrical, mechanical and plumbing work to suit. *****This application does not include any of the following: 1. Not more than 20 sprinklers (add, relocate, or remove), 2. hydraulic calculations, 3. change in occupancy and /or hazard classification, 4. warehouse storage arrangements, 5. mobile compact storage arrangements, 6. alternative solutions, 7. changes to the sprinkler system supply piping (e.g. valves, mains, cross-mains, branch-lines, etc.), or 8. flexible sprinkler pipe. | Priority Fire Systems Ltd
EP-2022-08559 | 2022-10-12 | 1055 DUNSMUIR STREET, Vancouver, BC V7X 1J1 | Electrical Permit | Commercial | Renovation | Completed | Installation / Repair - Commercial - Disconnect pumps Reconnect new upgraded larger pumps Possible wire and breaker upgrade ** Amend 12/20/2022** Attached are photos of the completion of work | Modern Niagara Vancouver Inc
EP-2022-06848 | 2022-08-16 | 1055 DUNSMUIR STREET, Vancouver, BC V7X 1J1 | Electrical Permit | Commercial | Tenant Improvement | Completed | Installation / Repair - Commercial - Demo only of lighting, power and data cabling. Back to shell office space -No lighting and no power. >BP: Interior alterations to demolish partition walls and finishes to create a shell office space on the 35th floor (#3501) in this existing commercial building. OK for Field Review for Interior Demolition E2 - Retrofit Path: BOMA BESt (Path 1) - No Additional Upgrades REq'd | Mott Electric General Partnership
SP-2022-01305 | 2022-08-17 | 1055 DUNSMUIR STREET, Vancouver, BC V7X 1J1 | Sprinkler Permit | Commercial | Tenant Improvement | Completed | Commercial - UNIT #3501 - 35TH FLOOR DEMO ALL EXISTING PARTITION WALLS AND RETURNING TO SHELL OFFICE SPACE #3501 - 35th floor Interior alterations to demolish partition walls and finishes to create a shell office space on the 35th floor (#3501) in this existing commercial building. This application does not include any of the following: • hydraulic calculations, • change in occupancy and /or hazard classification, • storage arrangements (e.g. warehouse, mobile compact storage arrangements), • New alternative solutions and/or modifications to existing alternative solutions. • changes to the sprinkler system supply piping (e.g. valves, mains, cross-mains, branch-lines, etc.), or • flexible sprinkler pipe. Separate documents and application are required for the tenant improvement. | Priority Fire Systems Ltd
EP-2022-07075 | 2022-08-25 | 1055 DUNSMUIR STREET, Vancouver, BC V7X 1J1 | Electrical Permit | Commercial | Tenant Improvement | Completed | Installation / Repair - Commercial - data/Tel wiring and devices, new receptacles. floor boxes, lighting and control. >BP: #3500 - 35th floor Interior alterations to provide tenant improvements to the existing office on the 35th floor (#3500) in this existing commercial building. Scope of work: remove select partition walls/doors, construct new partition walls/doors, millwork, finishes, ceiling work, lighting, HVAC, electrical and sprinkler work. TENANT: Metrie Canada Ltd. | Action Electric Ltd
SP-2022-01386 | 2022-08-29 | 1055 DUNSMUIR STREET, Vancouver, BC V7X 1J1 | Sprinkler Permit | Commercial | Tenant Improvement | Completed | Commercial - RELOCATE 7 SPRINKLER HEADS >BP: #3500 - 35th floor Interior alterations to provide tenant improvements to the existing office on the 35th floor (#3500) in this existing commercial building. Scope of work: remove select partition walls/doors, construct new partition walls/doors, millwork, finishes, ceiling work, lighting, HVAC, electrical and sprinkler work. *****This application does not include any of the following: 1. Not more than 20 sprinklers (add, relocate, or remove), 2. hydraulic calculations, 3. change in occupancy and /or hazard classification, 4. warehouse storage arrangements, 5. mobile compact storage arrangements, 6. alternative solutions, 7. changes to the sprinkler system supply piping (e.g. valves, mains, cross-mains, branch-lines, etc.), or 8. flexible sprinkler pipe. | Priority Fire Systems Ltd
SP-2022-01529 | 2022-09-21 | 1055 DUNSMUIR STREET, Vancouver, BC V7X 1J1 | Sprinkler Permit | Commercial | Tenant Improvement | Completed | Commercial - ADD AND RELOCATE 12 SPRINKLER HEADS >BP: Interior alterations to provide improvements to an existing office tenant at office unit #3108 on the 31st floor in this existing commercial building on this site. **NFPA 13** Scope of work: Construct new partition walls, doors, millwork, lighting, power and data, mechanical and plumbing work to suit. Building Sprinklered – Separate sprinkler permit required for proposed sprinkler work. | Priority Fire Systems Ltd
PP-2022-03321 | 2022-09-21 | 1055 DUNSMUIR STREET, Vancouver, BC V7X 1J1 | Plumbing Permit | Commercial | Tenant Improvement | Completed | Commercial - 1 sink/faucet >BP: #3108 - 31st Floor Interior alterations to provide improvements to an existing office tenant at office unit #3108 on the 31st floor in this existing commercial building on this site. Scope of work: Construct new partition walls, doors, millwork, lighting, power and data, mechanical and plumbing work to suit. Building Sprinklered – Separate sprinkler permit required for proposed sprinkler work. | DAVIDSON BROS MECHANICAL CONTRACTORS
EP-2022-07954 | 2022-09-23 | 1055 DUNSMUIR STREET, Vancouver, BC V7X 1J1 | Electrical Permit | Commercial | Tenant Improvement | Completed | Installation / Repair - Commercial - Lighting, control, power and data cabling >BP: #3108 - 31st Floor Interior alterations to provide improvements to an existing office tenant at office unit #3108 on the 31st floor in this existing commercial building on this site. Scope of work: Construct new partition walls, doors, millwork, lighting, power and data, mechanical and plumbing work to suit. Building Sprinklered – Separate sprinkler permit required for proposed sprinkler work. E2 - Retrofit Path: BOMA BESt (Path 1) - No Additional Upgrades Req'd Energy checklist is currently no longer required with your Building Permit (BP) application. Some supporting documents are still required at BP stage, specifically Envelope and HVAC, if applicable. Service Water Heating and Lighting supporting documents, if applicable, must be submitted with your related trades permits (e.g. electrical and plumbing). All energy upgrades will be checked during inspections stage. It is the applicant’s responsibility to identify and note all required upgrades including energy upgrades on their BP drawings at BP stage. | Mott Electric General Partnership
EP-2022-07959 | 2022-09-23 | 1055 DUNSMUIR STREET, Vancouver, BC V7X 1J1 | Electrical Permit | Commercial | Tenant Improvement | Completed | Installation / Repair - Commercial - Data, Minor lighting Changes, No new Distribution panels, New Emergency lights, New receptacles/outlets to isolated areas Security Raceways >BP: #800 - 8th floor (demising into #850 and #810) Interior alterations to demise this existing office on the 8th floor (#800) into two units (to be #850 and #810) in this existing commercial building on this site. Scope of work: Construct new demising walls to create 2 suites. Demolish some offices, shower room/water closet. Construct new partition walls, new entry doors, new reception, kitchenette, t-bar ceiling, new handrails installed and new ramp. Electrical and sprinkler work. TENANT: SSR Mining Inc. Schedule A and Architectural Schedule B submitted by Ken G. Wong AIBC, 604.899.4549 Building Sprinklered – Separate sprinkler permit required for proposed sprinkler work. BOMA Best Certified building - NO ENERGY UPGRADES ARE REQUIRED | Action Electric Ltd
PP-2022-03464 | 2022-09-29 | 1055 DUNSMUIR STREET, Vancouver, BC V7X 1J1 | Plumbing Permit | Commercial | Tenant Improvement | Completed | Commercial - Installation of owner supplied dishwasher . Related to PP 2022-01718 which is final but now we have to install the dishwasher that came in later >BP: #910 & #930 - 9th floor (TI to #930) Interior alterations to demise the existing full floor office on the 9th floor (#910) into two units to be #910 and #930 and to provide tenant improvements to #930 only in this existing Bentall Four commercial building. Scope of work: construct new demising wall, remove/construct partition walls, doors, ceiling work, HVAC, finishes, floors, lighting, electrical, plumbing, mechanical and sprinkler work. TENANT: Anthem Properties | MCR Mechanical Ltd
EP-2022-08188 | 2022-09-28 | 1055 DUNSMUIR STREET, Vancouver, BC V7X 1J1 | Electrical Permit | Commercial | Tenant Improvement | Completed | Installation / Repair - Commercial - UNIT #800 - 8TH FLOOR - Security card access control with electric strike locks >BP: #800 - 8th floor (demising into #850 and #810) Interior alterations to demise this existing office on the 8th floor (#800) into two units (to be #850 and #810) in this existing commercial building on this site. Scope of work: Construct new demising walls to create 2 suites. Demolish some offices, shower room/water closet. Construct new partition walls, new entry doors, new reception, kitchenette, t-bar ceiling, new handrails installed and new ramp. Electrical and sprinkler work. TENANT: SSR Mining Inc. | Houle Electric Limited
SP-2022-01574 | 2022-09-27 | 1055 DUNSMUIR STREET, Vancouver, BC V7X 1J1 | Sprinkler Permit | Commercial | Tenant Improvement | Completed | Commercial - Add and relocate sprinkler heads for tenant improvement. #3334 - 33rd floor Interior alterations to provide improvements for a new office tenant on the 33rd floor (#3334) in this existing commercial building on this site. Scope of work: remove/construct partition walls, doors, finishes, lighting, power and data, electrical, plumbing and sprinkler work. TENANT: Smith School of Business *****This application does not include any of the following: 1. Not more than 20 sprinklers (add, relocate, or remove), 2. hydraulic calculations, 3. change in occupancy and /or hazard classification, 4. warehouse storage arrangements, 5. mobile compact storage arrangements, 6. alternative solutions, 7. changes to the sprinkler system supply piping (e.g. valves, mains, cross-mains, branch-lines, etc.), or 8. flexible sprinkler pipe. | Priority Fire Systems Ltd
SP-2022-01542 | 2022-09-23 | 1055 DUNSMUIR STREET, Vancouver, BC V7X 1J1 | Sprinkler Permit | Commercial | Tenant Improvement | Completed | Commercial - ADD AND RELOCATE 13 SPRINKLER HEADS *****This application does not include any of the following: 1. Not more than 20 sprinklers (add, relocate, or remove), 2. hydraulic calculations, 3. change in occupancy and /or hazard classification, 4. warehouse storage arrangements, 5. mobile compact storage arrangements, 6. alternative solutions, 7. changes to the sprinkler system supply piping (e.g. valves, mains, cross-mains, branch-lines, etc.), or 8. flexible sprinkler pipe. #800 - 8th floor (demising into #850 and #810) Interior alterations to demise this existing office on the 8th floor (#800) into two units (to be #850 and #810) in this existing commercial building on this site. Scope of work: Construct new demising walls to create 2 suites. Demolish some offices, shower room/water closet. Construct new partition walls, new entry doors, new reception, kitchenette, t-bar ceiling, new handrails installed and new ramp. Electrical and sprinkler work. TENANT: SSR Mining Inc. | Priority Fire Systems Ltd
EP-2022-06672 | 2022-08-16 | 1055 DUNSMUIR STREET, Vancouver, BC V7X 1J1 | Electrical Permit | Commercial | Tenant Improvement | Completed | Installation / Repair - Commercial - Security card access control with electric strike locks for Suites 3104 & 3108. -No mag locks, electric strike locks only. >BP: #3104 - 31st floor Interior alterations to provide improvements to the 31st floor to demise #3104 into two units (to be #3104 & #3108) and provide improvements to #3104 for a new office tenant in this existing commercial building on this site. Separate permit required for any future tenant improvement to unit #3108 Building Sprinklered - Separate sprinkler permit required for proposed sprinkler work. E2 - Retrofit Path: BOMA BESt (Path 1) - No Additional Upgrades Req'd. | Houle Electric Limited
EP-2022-06620 | 2022-08-12 | 1055 DUNSMUIR STREET, Vancouver, BC V7X 1J1 | Electrical Permit | Commercial | Tenant Improvement | Completed | Installation / Repair - Commercial - 23rd floor Add 120v power for furniture workstations -This work is for the base building, not for a tenant. Therefore, no building permit is issued | Canem Systems Ltd
EP-2023-01674 | 2023-06-27 | 1055 DUNSMUIR STREET, Vancouver, BC V7X 1J1 | Electrical Permit | Commercial | Addition | Completed | Installation / Repair - Commercial - Extra Low Voltage Security system – installation of the card reader doors and cameras on floors 29th. >BP: Interior alterations to provide tenant improvements for a new office tenant on the 29th floor (#2900) of this existing commercial building on site. Scope of work: Complete tenant fit out, new interior partition walls, millwork, finishes, new fixtures, maglocks, accessible washroom, HVAC, electrical, plumbing and sprinkler work. TENANT: Osler Hoskin & Harcourt LLP OK For Field Review per DBI Stewart Cowdell - December 7/22 Letters of Assurance submitted: Schedule A and Architectural Schedule B by Michael McNaught, Architect, AIBC., 604.724.7602 Electrical Schedule B by Cameron Ballard, P.Eng., 604.347.9722 Plumbing/Mechanical Schedule B by Eric Cresswell, P.Eng.. 604.684.5995 Building Sprinklered – Separate sprinkler permit required for proposed sprinkler work. E2 - Retrofit Path: BOMA BESt (Path 1) - No Additional Upgrades Req'd Energy checklist is currently no longer required with your Building Permit (BP) application. Some supporting documents are still required at BP stage, specifically Envelope and HVAC, if applicable. Service Water Heating and Lighting supporting documents, if applicable, must be submitted with your related trades permits (e.g. electrical and plumbing). All energy upgrades will be checked during inspections stage. It is the applicant’s responsibility to identify and note all required upgrades including energy upgrades on their BP drawings at BP stage. | Tyco Integrated Fire & Security Canada Inc/Tyco Feu Et Securite Integres Canada Inc
EP-2023-01743 | 2023-03-02 | 1055 DUNSMUIR STREET, Vancouver, BC V7X 1J1 | Electrical Permit | Commercial | Renovation | Completed | Installation / Repair - Commercial - Low voltage wiring for control transformers. Extra low voltage control wiring for VAVs, AC units, LEak Detection, Domestic Hot water, Heat pumps and exhaust fans. >BP: #2900 - 29th Floor Interior alterations to provide tenant improvements for a new office tenant on the 29th floor (#2900) of this existing commercial building on site. Scope of work: Complete tenant fit out, new interior partition walls, millwork, finishes, new fixtures, maglocks, accessible washroom, HVAC, electrical, plumbing and sprinkler work. TENANT: Osler Hoskin & Harcourt LLP | ESC Automation Inc
EP-2023-00797 | 2023-02-01 | 1055 DUNSMUIR STREET, Vancouver, BC V7X 1J1 | Electrical Permit | Commercial | Tenant Improvement | Completed | Installation / Repair - Commercial - Supply power and data for new workstations. Reconfigure lighting for offices and install some occupancy switches and sensors. >BP: #594 - 5th floor (#584 and #594 combining) Interior alterations only to combine #584 and #594 (retaining #594) on the 5th floor in this existing commercial building. Scope of work: Remove and install walls and doors, expand lunch room, millwork, sprinkler electrical, and finishes. Tenant: VOPAY International Inc. OK for field review as per Nehzat J, November 29, 2022. Building Sprinklered – Separate sprinkler permit required for proposed sprinkler work. DBI to determine on site if Schedule B, Structural, is required. E2 - Retrofit Path: BOMA BESt (Path 1) - No Additional Upgrades Req'd. Energy checklist is currently no longer required with your Building Permit application. Some supporting documents are still required at BP stage, specifically Envelope and HVAC, if applicable. Service Water Heating and Lighting supporting documents, if applicable, must be submitted with your related trades permits (e.g. electrical and plumbing). All energy upgrades will be checked during inspections stage. It is the applicant's responsibility to identify and note all required upgrades including energy upgrades on their BP drawings at BP stage. | ALM Electric Inc
EP-2023-03126 | 2023-04-12 | 1055 DUNSMUIR STREET, Vancouver, BC V7X 1J1 | Electrical Permit | Commercial | Tenant Improvement | Completed | Installation / Repair - Commercial - Install new tenant sub-panel and conduit for data/comm room. >BP: #3501 - 35th floor Interior alterations to demolish partition walls and finishes to create a shell office space on the 35th floor (#3501) in this existing commercial building. OK for Field Review for Interior Demolition E2 - Retrofit Path: BOMA BESt (Path 1) - No Additional Upgrades REq'd | Mott Electric General Partnership
PP-2023-01243 | 2023-04-14 | 1055 DUNSMUIR STREET, Vancouver, BC V7X 1J1 | Plumbing Permit | Commercial | Renovation | Completed | Commercial - installation of kitchen sink Note: Any structural work may require a building permit Aug 30/2023-AMEND -add 1 hand sink, 1 mop sink and 1 grease interceptor. -Engineer letter provided | Drips & Drains Plumbing and Heating Ltd
SP-2023-00514 | 2023-04-17 | 1055 DUNSMUIR STREET, Vancouver, BC V7X 1J1 | Sprinkler Permit | Commercial | Tenant Improvement | Completed | Commercial - Add and Relocated Sprinkler Heads >BP: #594 - 5th floor (#584 and #594 combining) Interior alterations only to combine #584 and #594 (retaining #594) on the 5th floor in this existing commercial building. Scope of work: Remove and install walls and doors, expand lunch room, millwork, sprinkler electrical, and finishes. REVISION #1: change accepted 42" pony wall w/ glass above to a typical gypsum board partition, add closet and storage with sliding doors, add one (1) new office at the northeast corner of this tenant space and reuse the existing door, reduce number of power outlets at the workstations. Increase in project value from $130,000.00 to $132,250.00 Feb. 15, 2023 mlh Tenant: VOPAY International Inc. | Viking Fire Protection Inc
EP-2023-05755 | 2023-07-07 | 1055 DUNSMUIR STREET, Vancouver, BC V7X 1J1 | Electrical Permit | Commercial | Addition | Completed | Installation / Repair - Commercial - Extra Low Voltage Security system – installation of the card reader doors and cameras on 30th floor. >BP: #3000 - 30th Floor Interior alterations to provide tenant improvements to a new office tenant in this shell space on the 30th floor (#3000) of this existing commercial building on site. Scope of work: Complete tenant fit out, new interior partition walls, millwork, finishes, new fixtures, maglocks, accessible washroom, HVAC, electrical, plumbing and sprinkler work. REVISION #1: Layout changes, mechanical, electrical and lighting work. Changes to the accessible washroom and HVAC. Increase in project value of $50,000 (from $3,720,000 to $3,770,000). Mar 31/23 - LLL TENANT: Osler Hoskin & Harcourt LLP | Tyco Integrated Fire & Security Canada Inc/Tyco Feu Et Securite Integres Canada Inc
PP-2023-02525 | 2023-07-17 | 1055 DUNSMUIR STREET, Vancouver, BC V7X 1J1 | Plumbing Permit | Commercial | Tenant Improvement | Completed | Commercial - Demo of the existing tenant space. Demo 1 WC, 1 LAV and 1 KS >BP: #3501 - 35th floor Interior alterations to demolish partition walls and finishes to create a shell office space on the 35th floor (#3501) in this existing commercial building. | MCR Mechanical Ltd
EP-2023-06920 | 2023-07-31 | 1055 DUNSMUIR STREET, Vancouver, BC V7X 1J1 | Electrical Permit | Commercial | Tenant Improvement | Completed | Installation / Repair - Commercial - Installation of customer supplied audio visual equipment and associated cabling / terminations. >BP: #2900 - 29th Floor Interior alterations to provide tenant improvements for a new office tenant on the 29th floor (#2900) of this existing commercial building on site. Scope of work: Complete tenant fit out, new interior partition walls, millwork, finishes, new fixtures, maglocks, accessible washroom, HVAC, electrical, plumbing and sprinkler work. TENANT: Osler Hoskin & Harcourt LLP | Corporate Electric Limited
EP-2023-06921 | 2023-07-31 | 1055 DUNSMUIR STREET, Vancouver, BC V7X 1J1 | Electrical Permit | Commercial | Tenant Improvement | Completed | Installation / Repair - Commercial - Installation of customer supplied audio visual equipment and associated cabling / terminations. >BP: #3000 - 30th Floor Interior alterations to provide tenant improvements to a new office tenant in this shell space on the 30th floor (#3000) of this existing commercial building on site. Scope of work: Complete tenant fit out, new interior partition walls, millwork, finishes, new fixtures, maglocks, accessible washroom, HVAC, electrical, plumbing and sprinkler work. REVISION #1: Layout changes, mechanical, electrical and lighting work. Changes to the accessible washroom and HVAC. Increase in project value of $50,000 (from $3,720,000 to $3,770,000). Mar 31/23 - LLL TENANT: Osler Hoskin & Harcourt LLP | Corporate Electric Limited
EP-2023-04417 | 2023-05-23 | 1055 DUNSMUIR STREET, Vancouver, BC V7X 1J1 | Electrical Permit | Commercial | Tenant Improvement | Completed | Installation / Repair - Commercial - Installation of Low Voltage Sound Masking >BP: Interior alterations to provide tenant improvements for a new office tenant on the 29th floor (#2900) of this existing commercial building on site. Scope of work: Complete tenant fit out, new interior partition walls, millwork, finishes, new fixtures, maglocks, accessible washroom, HVAC, electrical, plumbing and sprinkler work. TENANT: Osler Hoskin & Harcourt LLP OK For Field Review per DBI Stewart Cowdell - December 7/22 Letters of Assurance submitted: Schedule A and Architectural Schedule B by Michael McNaught, Architect, AIBC., 604.724.7602 Electrical Schedule B by Cameron Ballard, P.Eng., 604.347.9722 Plumbing/Mechanical Schedule B by Eric Cresswell, P.Eng.. 604.684.5995 Building Sprinklered – Separate sprinkler permit required for proposed sprinkler work. E2 - Retrofit Path: BOMA BESt (Path 1) - No Additional Upgrades Req'd Energy checklist is currently no longer required with your Building Permit (BP) application. Some supporting documents are still required at BP stage, specifically Envelope and HVAC, if applicable. Service Water Heating and Lighting supporting documents, if applicable, must be submitted with your related trades permits (e.g. electrical and plumbing). All energy upgrades will be checked during inspections stage. It is the applicant’s responsibility to identify and note all required upgrades including energy upgrades on their BP drawings at BP stage. | BTM Marketing Group Ltd
EP-2023-04416 | 2023-05-23 | 1055 DUNSMUIR STREET, Vancouver, BC V7X 1J1 | Electrical Permit | Commercial | Tenant Improvement | Completed | Installation / Repair - Commercial - Installation of Low Voltage Sound Masking. >BP: Interior alterations to provide tenant improvements to a new office tenant in this shell space on the 30th floor (#3000) of this existing commercial building on site. Scope of work: Complete tenant fit out, new interior partition walls, millwork, finishes, new fixtures, maglocks, accessible washroom, HVAC, electrical, plumbing and sprinkler work. REVISION #1: Layout changes, mechanical, electrical and lighting work. Changes to the accessible washroom and HVAC. Increase in project value of $50,000 (from $3,720,000 to $3,770,000). Mar 31/23 - LLL TENANT: Osler Hoskin & Harcourt LLP OK For Field Review per DBI Stewart Cowdell - December 7/22 Letters of Assurance submitted: Schedule A and Architectural Schedule B by Michael McNaught, Architect, AIBC., 604.724.7602 Electrical Schedule B by Cameron Ballard, P.Eng., 604.347.9722 Plumbing/Mechanical Schedule B by Eric Cresswell, P.Eng., 604.684.5995 Building Sprinklered – Separate sprinkler permit required for proposed sprinkler work. E2 - Retrofit Path: BOMA BESt (Path 1) - No Additional Upgrades Req'd Energy checklist is currently no longer required with your Building Permit (BP) application. Some supporting documents are still required at BP stage, specifically Envelope and HVAC, if applicable. Service Water Heating and Lighting supporting documents, if applicable, must be submitted with your related trades permits (e.g. electrical and plumbing). All energy upgrades will be checked during inspections stage. It is the applicant’s responsibility to identify and note all required upgrades including energy upgrades on their BP drawings at BP stage. | BTM Marketing Group Ltd
EP-2023-11342 | 2023-12-22 | 1055 DUNSMUIR STREET, Vancouver, BC V7X 1J1 | Electrical Permit | Commercial | Tenant Improvement | Issued | Installation / Repair - Commercial - Demo (including making safe all electrical): Installation of Lighting, Lighting Control - installation to accommodate new lighting and existing lighting. Installation of Power requirements - including security and communications rough-in, Mechanical - electrical requirements, Life Safety - including verification on fire alarm, and Distribution installation. >BP: Interior alterations to provide tenant improvements on this shell space for a new tenant on the 35th floor (#3501) in this existing commercial building. Scope of work: Construct interior partitions to create multiple rooms, open workstation and staff lounge. New millwork, doors, glazing, electrical, plumbing and sprinkler work. TENANT: Travelers Financial Group Schedule A and Architectural Schedule B by Andrew Igel, Architect, AIBC., 778.839.4260 Building Sprinklered – Separate sprinkler permit required for proposed sprinkler work. Energy checklist is currently no longer required with your Building Permit (BP) application. Some supporting documents are still required at BP stage, specifically Envelope and HVAC, if applicable. Service Water Heating and Lighting supporting documents, if applicable, must be submitted with your related trades permits (e.g. electrical and plumbing). | Sasco Contractors Ltd
EP-2024-00562 | NULL | 1055 DUNSMUIR STREET, Vancouver, BC V7X 1J1 | Electrical Permit | Commercial | Addition | Application Incomplete | Installation / Repair - Commercial - Low voltage security system >BP: Interior alterations to provide tenant improvements on this shell space for a new tenant on the 35th floor (#3501) in this existing commercial building. Scope of work: Construct interior partitions to create multiple rooms, open workstation and staff lounge. New millwork, doors, glazing, electrical, plumbing and sprinkler work. TENANT: Travelers Financial Group Schedule A and Architectural Schedule B by Andrew Igel, Architect, AIBC., 778.839.4260 Building Sprinklered – Separate sprinkler permit required for proposed sprinkler work. Energy checklist is currently no longer required with your Building Permit (BP) application. Some supporting documents are still required at BP stage, specifically Envelope and HVAC, if applicable. Service Water Heating and Lighting supporting documents, if applicable, must be submitted with your related trades permits (e.g. electrical and plumbing). | SCOTT SECURITY SYSTEMS LTD
PP-2024-00086 | 2024-01-11 | 1055 DUNSMUIR STREET, Vancouver, BC V7X 1J1 | Plumbing Permit | Commercial | Tenant Improvement | Issued | Commercial - New Sanitary and water pipe, new cast iron drainage and venting, connections, fixture installation, backflow, hydronics. >BP: #3501 - 35th Floor Interior alterations to provide tenant improvements on this shell space for a new tenant on the 35th floor (#3501) in this existing commercial building. Scope of work: Construct interior partitions to create multiple rooms, open workstation and staff lounge. New millwork, doors, glazing, electrical, plumbing and sprinkler work. TENANT: Travelers Financial Group | Broyce Mechanical Ltd
EP-2023-10943 | 2023-12-08 | 1055 DUNSMUIR STREET, Vancouver, BC V7X 1J1 | Electrical Permit | Commercial | Renovation | Issued | Installation / Repair - Commercial - To wire and install four (4) smoke detectors for pre-action systems for two (2) rooms in suite 2800 as per BP. >BP: #2800 - 27th and 28th (full floor) - Interconnecting Stairs. Interior alterations to provide tenant improvements for a new general office tenant on level 27 and 28 and to install an interconnecting stairs connecting the said two floors of this existing commercial building on the site. This project is considered a major renovation and upgrade mechanism triggers F2, S2, N3 and A3 apply to this project. Building Review Notes: 1. This permit has been reviewed under the requirements of the VBBL #12511 (2019) 2. SP-2023-01508 3. AL-2023-00131 (Interconnected Floor Space (Level 27 and Level 28) Revision-1 October 10, 2023 Stamped/issued project drawings on October 10, 2023 | Fina Electrical Systems Ltd
EP-2023-10625 | 2023-12-06 | 1055 DUNSMUIR STREET, Vancouver, BC V7X 1J1 | Electrical Permit | Commercial | Addition | Issued | Installation / Repair - Commercial - Supply & install 21x access control doors, 8x cameras and 1x intercom for Level 27 & Level 28. (strike locks only - NO MAG LOCKS) | Houle Electric Limited
EP-2023-08810 | 2023-09-29 | 1055 DUNSMUIR STREET, Vancouver, BC V7X 1J1 | Electrical Permit | Commercial | Tenant Improvement | Issued | Installation / Repair - Commercial - Demo - Including make safe all electrical Lighting - Re-Install existing fixtures Lighting Control - Installation to accommodate existing lighting Power as required Mechanical - electrical as per Mechanical schedule Life Safety - Including verification on fire alarm Distribution Installation; Feeder for new 75 kVA transformer Data rough-in. >BP: #600 - 6th floor (full floor tenant) Interior alterations to provide tenant improvements for a new office tenant in this existing commercial building on this site. Scope of work: construct select partition walls, doors, finishes, HVAC, electrical, plumbing, mechanical and sprinkler work. TENANT: HP-Poly | Sasco Contractors Ltd
EP-2023-08809 | 2023-09-29 | 1055 DUNSMUIR STREET, Vancouver, BC V7X 1J1 | Electrical Permit | Commercial | Tenant Improvement | Issued | Installation / Repair - Commercial - Distribution and Mechanical; Supply and Install power for cooling units. >BP: Exterior and interior alterations to install cooling units in the mechanical room on the 4th floor to supply the tenant on the 6th floor of this existing sprinklered commercial building. Scope of work includes new air intake louvers and new relief air louvers for condensing units | Sasco Contractors Ltd
SP-2023-01749 | 2023-09-22 | 1055 DUNSMUIR STREET, Vancouver, BC V7X 1J1 | Sprinkler Permit | Commercial | Tenant Improvement | Issued | Commercial - Add and relocate sprinkler heads for tenant improvement. >BP: #600 - 6th floor (full floor tenant) Interior alterations to provide tenant improvements for a new office tenant in this existing commercial building on this site. Scope of work: construct select partition walls, doors, finishes, HVAC, electrical, plumbing, mechanical and sprinkler work. *****This application does not include any of the following: 1. Not more than 20 sprinklers (add, relocate, or remove), 2. hydraulic calculations, 3. change in occupancy and /or hazard classification, 4. warehouse storage arrangements, 5. mobile compact storage arrangements, 6. alternative solutions, 7. changes to the sprinkler system supply piping (e.g. valves, mains, cross-mains, branch-lines, etc.), or 8. flexible sprinkler pipe. | Priority Fire Systems Ltd
EP-2023-07793 | 2023-08-30 | 1055 DUNSMUIR STREET, Vancouver, BC V7X 1J1 | Electrical Permit | Commercial | Tenant Improvement | Completed | Installation / Repair - Commercial - #554 - Office desk receptacles installation. | Mott Electric General Partnership
SP-2023-01508 | 2023-11-21 | 1055 DUNSMUIR STREET, Vancouver, BC V7X 1J1 | Sprinkler Permit | Commercial | Tenant Improvement | Issued | Commercial - For sprinkler system alterations to the 2019 VBBL and NFPA 13, 2013 for the tenant improvements to provide interior alterations for a new general office tenant on level 27 and 28 and to install an interconnecting stairs connecting the said two floors of this existing commercial building on the site. Engineer of Record: Erik Watson-Hurthig 604-209-2594 erikwh@eriksberg.ca Related Permits: 1: AL-2023-00131 (Interconnected Floor Space (Level 27 and Level 28) | Viking Fire Protection Inc
PP-2023-02890 | NULL | 1055 DUNSMUIR STREET, Vancouver, BC V7X 1J1 | Plumbing Permit | Commercial | Tenant Improvement | Application Incomplete | Commercial - Fixtures >BP: #2800 - 27th and 28th (full floor) - Interconnecting Stairs. Interior alterations to provide tenant improvements for a new general office tenant on level 27 and 28 and to install an interconnecting stairs connecting the said two floors of this existing commercial building on the site. This project is considered a major renovation and upgrade mechanism triggers F2, S2, N3 and A3 apply to this project. Building Review Notes: 1. This permit has been reviewed under the requirements of the VBBL #12511 (2019) 2. SP-2023-01508 3. AL-2023-00131 (Interconnected Floor Space (Level 27 and Level 28) Revision-1 October 10, 2023 Stamped/issued project drawings on October 10, 2023 | DAVIDSON BROS MECHANICAL CONTRACTORS
NULL | NULL | 1055 DUNSMUIR STREET, Vancouver, BC V7X 1J1 | Sprinkler Permit | Commercial | Tenant Improvement | Withdrawn | Commercial - Renovations to Level 27 and Level 28. Provide new interconnected stair. | NULL
PP-2023-03787 | 2023-11-01 | 1055 DUNSMUIR STREET, Vancouver, BC V7X 1J1 | Plumbing Permit | Commercial | Tenant Improvement | Issued | Commercial - Fixtures >BP: #2800 - 27th and 28th (full floor) - Interconnecting Stairs. Interior alterations to provide tenant improvements for a new general office tenant on level 27 and 28 and to install an interconnecting stairs connecting the said two floors of this existing commercial building on the site. This project is considered a major renovation and upgrade mechanism triggers F2, S2, N3 and A3 apply to this project. | DAVIDSON BROS MECHANICAL CONTRACTORS
EP-2024-00239 | 2024-01-09 | 1055 DUNSMUIR STREET, Vancouver, BC V7X 1J1 | Electrical Permit | Commercial | Tenant Improvement | Issued | Installation / Repair - Commercial - Installation of AV equipment in board rooms for Teams meetings and local BYOD presentation #2800 - 27th and 28th (full floor) - Interconnecting Stairs. Interior alterations to provide tenant improvements for a new general office tenant on level 27 and 28 and to install an interconnecting stairs connecting the said two floors of this existing commercial building on the site. This project is considered a major renovation and upgrade mechanism triggers F2, S2, N3 and A3 apply to this project. | MVCC VIDEO COMMUNICATIONS
EP-2023-09987 | 2023-11-06 | 1055 DUNSMUIR STREET, Vancouver, BC V7X 1J1 | Electrical Permit | Commercial | Renovation | Issued | Installation / Repair - Commercial - Low Voltage Wiring for Controls Transformers. Extra Low voltage control wiring for VAVs, Heat Pumps, CRAC units, and Leak Detection systems >BP: #2800 - 27th and 28th (full floor) - Interconnecting Stairs. Interior alterations to provide tenant improvements for a new general office tenant on level 27 and 28 and to install an interconnecting stairs connecting the said two floors of this existing commercial building on the site. This project is considered a major renovation and upgrade mechanism triggers F2, S2, N3 and A3 apply to this project. Building Review Notes: 1. This permit has been reviewed under the requirements of the VBBL #12511 (2019) 2. SP-2023-01508 3. AL-2023-00131 (Interconnected Floor Space (Level 27 and Level 28) Revision-1 October 10, 2023 Stamped/issued project drawings on October 10, 2023 | Ainsworth Inc
EP-2023-09433 | 2023-11-15 | 1055 DUNSMUIR STREET, Vancouver, BC V7X 1J1 | Electrical Permit | Commercial | Addition | Completed | Installation / Repair - Commercial - Install 1x access control for Suite 554 main door -No FA or mag lock involved in this project, 1x strike lock only. | Houle Electric Limited
NULL | NULL | 1055 DUNSMUIR STREET, Vancouver, BC V7X 1J1 | Plumbing Permit | Commercial | Tenant Improvement | Withdrawn | Commercial - Fixtures | DAVIDSON BROS MECHANICAL CONTRACTORS
EP-2023-09052 | 2023-10-10 | 1055 DUNSMUIR STREET, Vancouver, BC V7X 1J1 | Electrical Permit | Commercial | Tenant Improvement | Issued | Installation / Repair - Commercial - Demo Including make safe all electrical. Installation of Lighting and Lighting Control. Installation of Power Including security and communications rough-in and Electrical requirements for mechanical. Life Safety - Fire alarm devices/verification. Installation of Distribution, Install Distribution metering, cat6 data cabling, single mode and multmode fiber, cabinet, PDU's, UPS, and patch cables. >BP: Interior alterations to provide tenant improvements for a new general office tenant on level 27 and 28 and to install an interconnecting stairs connecting the said two floors of this existing commercial building on the site. This project is considered a major renovation and upgrade mechanism triggers F2, S2, N3 and A3 apply to this project. Building Review Notes: 1. This permit has been reviewed under the requirements of the VBBL #12511 (2019) 2. SP-2023-01508 3. AL-2023-00131 (Interconnected Floor Space (Level 27 and Level 28) Revision-1 October 10, 2023 Stamped/issued project drawings on October 10, 2023 | Sasco Contractors Ltd
EP-2023-08957 | 2023-10-05 | 1055 DUNSMUIR STREET, Vancouver, BC V7X 1J1 | Electrical Permit | Commercial | Tenant Improvement | Issued | Installation / Repair - Commercial - Installing low voltage wiring (CAT6 & 6A) for office locations. >BP: #600 - 6th floor (full floor tenant) Interior alterations to provide tenant improvements for a new office tenant in this existing commercial building on this site. Scope of work: construct select partition walls, doors, finishes, HVAC, electrical, plumbing, mechanical and sprinkler work. TENANT: HP-Poly Letters of Assurance submitted by: Schedule A and Architectural Schedule B, Renante Solivar, Architect, ph: 604-684-0159 Mechanical and Plumbing Schedule B, Ronald Braun, M.Sc., P.Eng., ph: 604-609-0500 Electrical Schedule B, Roger Dupuis, P.Eng., LEED AP, ph: 604-569-6500 OK for Field Review per W. Wong Energy checklist is currently no longer required with your Building Permit (BP) application. Some supporting documents are still required at BP stage, specifically Envelope and HVAC, if applicable. Service Water Heating and Lighting supporting documents, if applicable, must be submitted with your related trades permits (e.g. electrical and plumbing). | Centre Electric Ltd
EP-2022-03688 | 2022-05-09 | 1055 DUNSMUIR STREET, Vancouver, BC V7X 1J1 | Electrical Permit | Commercial | Tenant Improvement | Completed | Installation / Repair - Commercial - Install Power, Data, and lights >BP: #910 & #930 - 9th floor (TI to #930) Interior alterations to demise the existing full floor office on the 9th floor (#910) into two units to be #910 and #930 and to provide tenant improvements to #930 only in this existing Bentall Four commercial building. Scope of work: construct new demising wall, remove/construct partition walls, doors, ceiling work, HVAC, finishes, floors, lighting, electrical, plumbing, mechanical and sprinkler work. TENANT: Anthem Properties Letters of Assurance submitted by: Schedule A and Architectural Schedule B, Michael D. McNaught, Architect, AIBC, MRAIC, ph: 604-724-7602 Mechanical and Plumbing Schedule B, Ronald Braun, M.Sc., P.Eng., ph: 604-609-0500 Electrical Schedule B, S.S. Dhaliwal, P.Eng., ph: 604-609-0500 OK for Field Review per H. Chow, March 14, 2022. E2 - Retrofit Path: BOMA BESt (Path 1) - No Additional Upgrades required. Energy checklist is currently no longer required with your Building Permit (BP) application. Some supporting documents are still required at BP stage, specifically Envelope and HVAC, if applicable. Service Water Heating and Lighting supporting documents, if applicable, must be submitted with your related trades permits (e.g. electrical and plumbing). All energy upgrades will be checked during inspections stage. It is the applicant’s responsibility to identify and note all required upgrades including energy upgrades on their BP drawings at BP stage. | Canem Systems Ltd
SP-2022-00709 | 2022-08-05 | 1055 DUNSMUIR STREET, Vancouver, BC V7X 1J1 | Sprinkler Permit | Commercial | Tenant Improvement | Completed | Commercial - Sprinkler system alterations to accomodate TI work to demise the existing full floor office on the 9th floor (#910) into two units to be #910 and #930 and to provide tenant improvements to #930. | Viking Fire Protection Inc
PP-2022-01718 | 2022-05-19 | 1055 DUNSMUIR STREET, Vancouver, BC V7X 1J1 | Plumbing Permit | Commercial | Tenant Improvement | Completed | Commercial - tenant office improvement L9 -1055 Dunsmuir >BP: #910 & #930 - 9th floor (TI to #930) Interior alterations to demise the existing full floor office on the 9th floor (#910) into two units to be #910 and #930 and to provide tenant improvements to #930 only in this existing Bentall Four commercial building. Scope of work: construct new demising wall, remove/construct partition walls, doors, ceiling work, HVAC, finishes, floors, lighting, electrical, plumbing, mechanical and sprinkler work. TENANT: Anthem Properties Letters of Assurance submitted by: Schedule A and Architectural Schedule B, Michael D. McNaught, Architect, AIBC, MRAIC, ph: 604-724-7602 Mechanical and Plumbing Schedule B, Ronald Braun, M.Sc., P.Eng., ph: 604-609-0500 Electrical Schedule B, S.S. Dhaliwal, P.Eng., ph: 604-609-0500 OK for Field Review per H. Chow, March 14, 2022. E2 - Retrofit Path: BOMA BESt (Path 1) - No Additional Upgrades required. Energy checklist is currently no longer required with your Building Permit (BP) application. Some supporting documents are still required at BP stage, specifically Envelope and HVAC, if applicable. Service Water Heating and Lighting supporting documents, if applicable, must be submitted with your related trades permits (e.g. electrical and plumbing). All energy upgrades will be checked during inspections stage. It is the applicant’s responsibility to identify and note all required upgrades including energy upgrades on their BP drawings at BP stage. Amend: Sept 8, 2022 Amend Plumbing Permit to Dishwasher Rough-In only - DW to RI only as per inspector | MCR Mechanical Ltd
PP-2022-01974 | 2022-06-14 | 1055 DUNSMUIR STREET, Vancouver, BC V7X 1J1 | Plumbing Permit | Commercial | Tenant Improvement | Completed | Commercial - Plumbing alterations to suit new office space. >BP: #3104 - 31st floor Interior alterations to provide improvements to the 31st floor to demise #3104 into two units (to be #3104 & #3108) and provide improvements to #3104 for a new office tenant in this existing commercial building on this site. Separate permit required for any future tenant improvement to unit #3108 Building Sprinklered - Separate sprinkler permit required for proposed sprinkler work. | Fred Welsh Ltd
SP-2022-00926 | 2022-06-09 | 1055 DUNSMUIR STREET, Vancouver, BC V7X 1J1 | Sprinkler Permit | Commercial | Tenant Improvement | Completed | Commercial - ADD AND RELOCATE 17 SPRINKLER HEADS #3104 - 31st floor Interior alterations to provide improvements to the 31st floor to demise #3104 into two units (to be #3104 & #3108) and provide improvements to #3104 for a new office tenant in this existing commercial building on this site. Separate permit required for any future tenant improvement to unit #3108 *****This application does not include any of the following: 1. Not more than 20 sprinklers (add, relocate, or remove), 2. hydraulic calculations, 3. change in occupancy and /or hazard classification, 4. warehouse storage arrangements, 5. mobile compact storage arrangements, 6. alternative solutions, 7. changes to the sprinkler system supply piping (e.g. valves, mains, cross-mains, branch-lines, etc.), or 8. flexible sprinkler pipe. | Priority Fire Systems Ltd
EP-2022-04989 | 2022-06-15 | 1055 DUNSMUIR STREET, Vancouver, BC V7X 1J1 | Electrical Permit | Commercial | Tenant Improvement | Completed | Installation / Repair - Commercial - Luminaries, lighting control system, and emergency lighting, Electrical panelboard. Fire alarm modification and verification. Data/communication rough-in. >BP: #3104 - 31st floor Interior alterations to provide improvements to the 31st floor to demise #3104 into two units (to be #3104 & #3108) and provide improvements to #3104 for a new office tenant in this existing commercial building on this site. Separate permit required for any future tenant improvement to unit #3108 Building Sprinklered - Separate sprinkler permit required for proposed sprinkler work. | Action Electric Ltd
EP-2022-03146 | 2022-04-20 | 1055 DUNSMUIR STREET, Vancouver, BC V7X 1J1 | Electrical Permit | Commercial | Renovation | Completed | Installation / Repair - Commercial - Add Access Control ,CCTV and Intercom- NO MAG LOCKS >BP: Interior alterations to provide tenant improvements for a new office tenant on the 21st floor (#2164) in this existing commercial building on this site. Scope of work: remove doors, millwork, portion of glazed wall/frame, ceiling tile, grid, lighting and new construction for washroom and kitchen, finishes, lighting, power and data, electrical, plumbing, mechanical and sprinkler. TENANT: Teck Resources Ltd. Letters of Assurance submitted by: Schedule A and Architectural Schedule B, Jason Santeford, Architect, ph: 604-334-4774 Mechanical and Plumbing Schedule B, Ronald Braun, M.Sc., P.Eng., ph: 604-609-0500 Electrical Schedule B, Roger Dupuis, P.Eng., LEED AP, ph: 604-569-6500 OK for Field Review per K. Vogt; Nov 28, 2021 Building Sprinklered - Separate sprinkler permit required for proposed sprinkler work E2 - Lighting - Upgrade to Local Control (per. 9.4.1.1 (a) of ASHRAE 90.1-2016 Energy checklist is currently no longer required with your Building Permit (BP) application. Some supporting documents are still required at BP stage, specifically Envelope and HVAC, if application. Service Water Heating and Lighting supporting documents, if applicable, must be submitted with your related trades permits (e.g. electrical and plumbing). All energy upgrades will be checked during inspections stage. It is the applicant's responsibility to identify and note all required upgrades including energy upgrades on their BP drawings at BP stage. | PALADIN TECHNOLOGIES INC
SP-2022-00500 | 2022-04-06 | 1055 DUNSMUIR STREET, Vancouver, BC V7X 1J1 | Sprinkler Permit | Commercial | Tenant Improvement | Completed | Commercial - ADD AND RELOCATE 3 SPRINKLER HEADS >BP: #2000 - 20th floor (full floor tenant) Interior alterations to provide tenant improvements for this existing full floor office tenant on the 20th floor (#2000) in this existing commercial building. Scope of work: construct partition wall, 2 new doors, relocate light and electrical and sprinkler work. TENANT: GE Building Sprinklered - Separate sprinkler permit required for proposed sprinkler work. OK for Field Review per K. Vogt; Dec. 20, 2021 E2 - Retrofit Path: BOMA BESt (Path 1) - No Additional Upgrades Req'd Energy checklist is currently no longer required with your Building Permit (BP) application. Some supporting documents are still required at BP stage, specifically Envelope and HVAC, if applicable. Service Water Heating and Lighting supporting documents, if applicable, must be submitted with your related trades permits (e.g. electrical and plumbing). All energy upgrades will be checked during inspections stage. It is the applicant's responsibility to identify and note all required upgrades including energy upgrades on their BP drawings at BP stage. | Priority Fire Systems Ltd
EP-2022-02714 | 2022-04-05 | 1055 DUNSMUIR STREET, Vancouver, BC V7X 1J1 | Electrical Permit | Commercial | Renovation | Completed | Installation / Repair - Commercial - extra low voltage controls for 1 VAV and sensor relocation | ESC Automation Inc
PP-2022-00872 | 2022-03-18 | 1055 DUNSMUIR STREET, Vancouver, BC V7X 1J1 | Plumbing Permit | Commercial | Tenant Improvement | Completed | Commercial - 9TH FLOOR - Plumbing alterations to suit new layout 9th Floor - Common Washroom Interior alterations to provide improvements to the common washrooms on the 9th floor in this existing Bentall 4 commercial building. Scope of work: remove/construct new interior finishes including fixtures, toilet partitions, ceiling, wall finishes, floors lighting, plumbing, mechanical and sprinkler work. | Fred Welsh Ltd
EP-2022-02155 | 2022-03-17 | 1055 DUNSMUIR STREET, Vancouver, BC V7X 1J1 | Electrical Permit | Commercial | Tenant Improvement | Completed | Installation / Repair - Commercial - Rough in for 2 security doors, power for 2 auto door openers, relocate (3) existing light fixtures. >BP: Interior alterations to provide tenant improvements for this existing full floor office tenant on the 20th floor (#2000) in this existing commercial building. Scope of work: construct partition wall, 2 new doors, relocate light and electrical and sprinkler work. TENANT: GE Building Sprinklered - Separate sprinkler permit required for proposed sprinkler work. OK for Field Review per K. Vogt; Dec. 20, 2021 E2 - Retrofit Path: BOMA BESt (Path 1) - No Additional Upgrades Req'd Energy checklist is currently no longer required with your Building Permit (BP) application. Some supporting documents are still required at BP stage, specifically Envelope and HVAC, if applicable. Service Water Heating and Lighting supporting documents, if applicable, must be submitted with your related trades permits (e.g. electrical and plumbing). All energy upgrades will be checked during inspections stage. It is the applicant's responsibility to identify and note all required upgrades including energy upgrades on their BP drawings at BP stage. | Mott Electric General Partnership
PP-2022-00939 | 2022-03-22 | 1055 DUNSMUIR STREET, Vancouver, BC V7X 1J1 | Plumbing Permit | Commercial | Renovation | Completed | Commercial - SUITE #3200 - 32ND FLOOR Relocating kitchen #3200 - 32nd floor Interior alterations to this existing office tenant on the 32nd floor (#3200) in this existing commercial building on this site. Scope of work: select removal and construction of partition walls, to reconfigure layout for new open concept kitchen and phone room, relocate etched glazing, electrical, plumbing and sprinkler work. | PACIFIC FLO MECHANICAL
EP-2022-02314 | 2022-03-24 | 1055 DUNSMUIR STREET, Vancouver, BC V7X 1J1 | Electrical Permit | Commercial | Tenant Improvement | Completed | Installation / Repair - Commercial - Addition of built in door Damper and FA monitoring relay | Canem Systems Ltd
EP-2022-01932 | 2022-03-09 | 1055 DUNSMUIR STREET, Vancouver, BC V7X 1J1 | Electrical Permit | Commercial | Tenant Improvement | Completed | Installation / Repair - Commercial - Base Building Washroom: Demo (including making safe all electrical) Lighting - Supply and install as per luminaire schedule Lighting Control - installation to accommodate new lighting GFI Receptacles >BP: 9th Floor - Common Washroom Interior alterations to provide improvements to the common washrooms on the 9th floor in this existing Bentall 4 commercial building. Scope of work: remove/construct new interior finishes including fixtures, toilet partitions, ceiling, wall finishes, floors lighting, plumbing, mechanical and sprinkler work. | Sasco Contractors Ltd
EP-2022-01841 | 2022-03-08 | 1055 DUNSMUIR STREET, Vancouver, BC V7X 1J1 | Electrical Permit | Commercial | Tenant Improvement | Completed | Installation / Repair - Commercial - Lighting Re/Re, Branch Circuits, Power Receptacles -re and re on the lighting fixtures. Adding pendant lights. Adding circuitry for the kitchen and branch wiring. >BP: Interior alterations to this existing office tenant on the 32nd floor (#3200) in this existing commercial building on this site. Scope of work: select removal and construction of partition walls, to reconfigure layout for new open concept kitchen and phone room, relocate etched glazing, electrical, plumbing and sprinkler work. OK for Field Review per K.Vogt. Building Sprinklered - Separate sprinkler permit required for proposed sprinkler work. E2 - Retrofit Path: BOMA BESt (Path 1) - No Additional Upgrades Req'd Energy checklist is currently no longer required with your Building Permit application. Some supporting documents are still required at BP stage, specifically Envelope and HVAC, if applicable. Service Water Heating and Lighting supporting documents, if applicable, must be submitted with your related trades permits (e.g. electrical and plumbing). All energy upgrades will be checked during inspections stage. It is the applicant's responsibility to identify and note all required upgrades including energy upgrades on their BP drawings at BP stage. | Kato Electrical Inc
PP-2022-00093 | 2022-01-14 | 1055 DUNSMUIR STREET, Vancouver, BC V7X 1J1 | Plumbing Permit | Commercial | Tenant Improvement | Completed | Commercial - Mechanical Tenant Improvement - plumbing, HVAC, Controls #2164 - 21st floor Interior alterations to provide tenant improvements for a new office tenant on the 21st floor (#2164) in this existing commercial building on this site. Scope of work: remove doors, millwork, portion of glazed wall/frame, ceiling tile, grid, lighting and new construction for washroom and kitchen, finishes, lighting, power and data, electrical, plumbing, mechanical and sprinkler. TENANT: Teck Resources Ltd. | MCR Mechanical Ltd
EP-2022-00112 | 2022-01-28 | 1055 DUNSMUIR STREET, Vancouver, BC V7X 1J1 | Electrical Permit | Commercial | Tenant Improvement | Completed | Installation / Repair - Commercial - New lighting, branch wiring, communications, security door rough-in and new tenant subpanel -No maglocks, we are only providing empty conduit rough-in to a door. >BP: #2164 - 21st floor Interior alterations to provide tenant improvements for a new office tenant on the 21st floor (#2164) in this existing commercial building on this site. Scope of work: remove doors, millwork, portion of glazed wall/frame, ceiling tile, grid, lighting and new construction for washroom and kitchen, finishes, lighting, power and data, electrical, plumbing, mechanical and sprinkler. TENANT: Teck Resources Ltd. | Western Pacific Enterprises Ltd
EP-2022-00618 | 2022-01-28 | 1055 DUNSMUIR STREET, Vancouver, BC V7X 1J1 | Electrical Permit | Commercial | Tenant Improvement | Completed | Installation / Repair - Commercial - Extra Low Voltage - Installing upgraded Security Alarm System -Unit# 574 | Tyco Integrated Fire & Security Canada Inc/Tyco Feu Et Securite Integres Canada Inc
SP-2022-00223 | 2022-02-17 | 1055 DUNSMUIR STREET, Vancouver, BC V7X 1J1 | Sprinkler Permit | Commercial | Tenant Improvement | Completed | Commercial - 4 ADD AND RELOCATE SPRINKLER HEADS >BP: #3200 - 32nd floor Interior alterations to this existing office tenant on the 32nd floor (#3200) in this existing commercial building on this site. Scope of work: select removal and construction of partition walls, to reconfigure layout for new open concept kitchen and phone room, relocate etched glazing, electrical, plumbing and sprinkler work. OK for Field Review per K.Vogt. Building Sprinklered - Separate sprinkler permit required for proposed sprinkler work. E2 - Retrofit Path: BOMA BESt (Path 1) - No Additional Upgrades Req'd Energy checklist is currently no longer required with your Building Permit application. Some supporting documents are still required at BP stage, specifically Envelope and HVAC, if applicable. *****This application does not include any of the following: 1. Not more than 20 sprinklers (add, relocate, or remove), 2. hydraulic calculations, 3. change in occupancy and /or hazard classification, 4. warehouse storage arrangements, 5. mobile compact storage arrangements, 6. alternative solutions, 7. changes to the sprinkler system supply piping (e.g. valves, mains, cross-mains, branch-lines, etc.), or 8. flexible sprinkler pipe. | Priority Fire Systems Ltd
SP-2022-00211 | 2022-02-15 | 1055 DUNSMUIR STREET, Vancouver, BC V7X 1J1 | Sprinkler Permit | Commercial | Tenant Improvement | Completed | Commercial - replace & relocate sprinkler heads >BP: #2164 - 21st floor Interior alterations to provide tenant improvements for a new office tenant on the 21st floor (#2164) in this existing commercial building on this site. Scope of work: remove doors, millwork, portion of glazed wall/frame, ceiling tile, grid, lighting and new construction for washroom and kitchen, finishes, lighting, power and data, electrical, plumbing, mechanical and sprinkler. TENANT: Teck Resources Ltd. Letters of Assurance submitted by: Schedule A and Architectural Schedule B, Jason Santeford, Architect, ph: 604-334-4774 Mechanical and Plumbing Schedule B, Ronald Braun, M.Sc., P.Eng., ph: 604-609-0500 Electrical Schedule B, Roger Dupuis, P.Eng., LEED AP, ph: 604-569-6500 OK for Field Review per K. Vogt; Nov 28, 2021 Building Sprinklered - Separate sprinkler permit required for proposed sprinkler work Energy checklist is currently no longer required with your Building Permit (BP) application. Some supporting documents are still required at BP stage, specifically Envelope and HVAC, if application. Service Water Heating and Lighting supporting documents, if applicable, must be submitted with your related trades permits (e.g. electrical and plumbing). All energy upgrades will be checked during inspections stage. It is the applicant's responsibility to identify and note all required upgrades including energy upgrades on their BP drawings at BP stage. >*****This application does not include any of the following: 1. Not more than 20 sprinklers (add, relocate, or remove), 2. hydraulic calculations, 3. change in occupancy and /or hazard classification, 4. warehouse storage arrangements, 5. mobile compact storage arrangements, 6. alternative solutions, 7. changes to the sprinkler system supply piping (e.g. valves, mains, cross-mains, branch-lines, etc.), or 8. flexible sprinkler pipe. | Viking Fire Protection Inc
EP-2022-00733 | NULL | 1055 DUNSMUIR STREET, Vancouver, BC V7X 1J1 | Electrical Permit | Commercial | Tenant Improvement | Application Incomplete | Installation / Repair - Commercial - Installation or new panel and transformer | Action Electric Ltd
SP-2022-00137 | 2022-02-04 | 1055 DUNSMUIR STREET, Vancouver, BC V7X 1J1 | Sprinkler Permit | Commercial | Tenant Improvement | Completed | Commercial - RELOCATE 5 SPRINKLER HEADS >BP:9th Floor - Common Washroom Interior alterations to provide improvements to the common washrooms on the 9th floor in this existing Bentall 4 commercial building. Scope of work: remove/construct new interior finishes including fixtures, toilet partitions, ceiling, wall finishes, floors lighting, plumbing, mechanical and sprinkler work. OK For Field Review per K. Vogt - Nov 8, 2021 Building Sprinklered – Separate sprinkler permit required for proposed sprinkler work. Letters of Assurance submitted by: Schedule A and Architectural Schedule B, Michael D McNaught, Architect, AIBC, MRAIC. ph: 604-724-7602 Mechanical and Plumbing Schedule B, Ronald Braun, M.Sc., P.Eng., ph: 778-238-2637 Eelectrical Schedule B, Roger Dupuis, P.Eng., LEED AP ph: 604-569-6500 E2 - Retrofit Path: BOMA BESt (Path 1) - No Additional Upgrades Required. Energy checklist is currently no longer required with your Building Permit (BP) application. Some supporting documents are still required at BP stage, specifically Envelope and HVAC, if applicable. Service Water Heating and Lighting supporting documents, if applicable, must be submitted with your related trades permits (e.g. electrical and plumbing). All energy upgrades will be checked during inspections stage. It is the applicant's responsibility to identify and note all required upgrades including energy upgrades on their BP drawings at BP stage. >*****This application does not include any of the following: 1. Not more than 20 sprinklers (add, relocate, or remove), 2. hydraulic calculations, 3. change in occupancy and /or hazard classification, 4. warehouse storage arrangements, 5. mobile compact storage arrangements, 6. alternative solutions, 7. changes to the sprinkler system supply piping (e.g. valves, mains, cross-mains, branch-lines, etc.), or 8. flexible sprinkler pipe. | Priority Fire Systems Ltd
GP-2023-01814 | 2023-06-13 | 5491 DUMFRIES STREET, Vancouver, BC V5P 3A3 | Gas Permit | Residential | Tenant Improvement | Completed | Residential - replacing 1 water heater with tankless | Resilient Plumbing & Heating Inc
SP-2023-01922 | NULL | 6031 DUNBAR STREET, Vancouver, BC V6N 1W8 | Sprinkler Permit | Commercial | New | Applicant Revisions | Commercial - Installation of new fire sprinkler system 6031 Dunbar -Building A 104 sprinkler heads (26 1st fl, 32 2nd fl, 22 on 3rd fl, 24 on 4th fl) 6035 Dunbar - Building B 76 spinkler heads (27 on 1st fl, 17 on 2nd fl, 32 on 3rd fl) Building Permit for DP-2021-00006 To construct a multiple dwelling consisting of nine rental dwelling units within 2 buildings, with 4 parking spaces on this site, subject to Council Resolution of the Enactment and Form of Development of the CD-1 By-law. Building A: 4 story building with 6 units. Building B: 3 story building with 3 units. Note: This application is reviewed under VBBL 2019. | Fire Busters Inc
SP-2023-01923 | NULL | 6031 DUNBAR STREET, Vancouver, BC V6N 1W8 | Sprinkler Permit | Residential | New | Withdrawn | Residential - Installation of new fire sprinkler system | Fire Busters Inc
PP-2023-03658 | 2023-11-10 | 6031 DUNBAR STREET, Vancouver, BC V6N 1W8 | Plumbing Permit | Commercial | New | Issued | Commercial - Plumbing works **Separate permit and/or submitted drawings required for Civil work** Building A has 40 fixtures Building B has 29 fixtures >BP: Building Permit for DP-2021-00006 To construct a multiple dwelling consisting of nine rental dwelling units within 2 buildings, with 4 parking spaces on this site, subject to Council Resolution of the Enactment and Form of Development of the CD-1 By-law. Building A: 4 story building with 6 units. Building B: 3 story building with 3 units. Note: This application is reviewed under VBBL 2019. | RAHELU PLUMBING & HEATING LTD.
EP-2023-08283 | 2023-10-17 | 6031 DUNBAR STREET, Vancouver, BC V6N 1W8 | Electrical Permit | Commercial | New | Issued | Installation / Repair - Commercial - 9 Units electrical and fire alarm rough wiring and finishing of electrical distribution, panels, underground cables conduits, branch circuits, receptacles, lights. >BP: Building Permit for DP-2021-00006 To construct a multiple dwelling consisting of nine rental dwelling units within 2 buildings, with 4 parking spaces on this site, subject to Council Resolution of the Enactment and Form of Development of the CD-1 By-law. Building A: 4 story building with 6 units. Building B: 3 story building with 3 units. Note: This application is reviewed under VBBL 2019. | Mainpower Electrical Ltd
PP-2022-00456 | 2022-02-09 | 6225 DUNBAR STREET, Vancouver, BC V6N 1X3 | Plumbing Permit | Residential | Addition | Completed | Residential - Drainage and water Rough in for bathtub, toilet, lav, laundry machine and kitchen sink floor drain in mechanical room. Installation of sanitary sump pump on basement floor serving all mentioned above... Exterior and interior alterations to provide improvements to this one family dwelling building on this site. Exterior work to add a front covered porch and new windows on the north and south elevations. Interior alterations to renovate the basement floor. Work to legalize a larger deck and pergola. | Lux Plumbing & Drainage LTD
EP-2022-00464 | 2022-01-24 | 6225 DUNBAR STREET, Vancouver, BC V6N 1X3 | Electrical Permit | Residential | Renovation | Completed | Installation / Repair - Residential - Basement renovation. 2 bedrooms and a media room with a laundry and storage and a bathroom to be added in basement. A/C in rear. >BP: Exterior and interior alterations to provide improvements to this one family dwelling building on this site. Exterior work to add a front covered porch and new windows on the north and south elevations. Interior alterations to renovate the basement floor. Work to legalize a larger deck and pergola. Lagan case #101015347470 AMEND: SEPT 8/2022 A/C UNIT ADDED. LOAD CALCULATIONS UPLOADED >>>Amend: Sept. 15th -both load calcs uploaded in the Application documents tab are ok | Nick's Electric Ltd
GP-2022-01762 | 2022-06-09 | 6225 DUNBAR STREET, Vancouver, BC V6N 1X3 | Gas Permit | Residential | Addition | Completed | Residential - Gas log set installation >BP: Exterior and interior alterations to provide improvements to this one family dwelling building on this site. Exterior work to add a front covered porch and new windows on the north and south elevations. Interior alterations to renovate the basement floor. Work to legalize a larger deck and pergola. Lagan case #101015347470 OK for DB per S.Sajjad, November 30, 2021 OK for Field Review per W.Wong, November 30, 2021 Letters of assurance submitted: Sch B (Struct, Geotech): Henry S.N. Hsu, P.Eng., 604.322.7158 | 496302 BC Ltd
EP-2023-07360 | 2023-08-14 | 1166 E 10TH AVENUE, Vancouver, BC V5T 2B7 | Electrical Permit | Residential | Renovation | Completed | Installation / Repair - Residential - 200A Service Upgrade. Overhead service. | Jackson Electric Ltd
EP-2023-08026 | 2023-09-05 | 5168 DUNBAR STREET, Vancouver, BC V6N 1V7 | Electrical Permit | Residential | Renovation | Completed | Installation / Repair - Residential - Service upgrade to 200A. | Ample Star Electrical Ltd.
EP-2023-07795 | 2023-08-29 | 5192 DUNBAR STREET, Vancouver, BC V6N 1V7 | Electrical Permit | Residential | New | Issued | Installation / Repair - Residential - Installation of Security Alarm, Intercom, TV, Tel, Net, CCTV. >BP: To construct a 2 storey two-family dwelling ($586,250) with a detached accessory building (garage) and 1 open parking at the rear providing 2 parking spaces, having vehicular access from the lane. | Covert Security Solutions Inc
GP-2023-02586 | 2023-09-06 | 5192 DUNBAR STREET, Vancouver, BC V6N 1V7 | Gas Permit | Residential | New | Issued | Residential - 2 Boilers. 2 Ranges & 1 Fireplace There is pipping for fireplace >BP: To construct a 2 storey two-family dwelling ($586,250) with a detached accessory building (garage) and 1 open parking at the rear providing 2 parking spaces, having vehicular access from the lane. | JOT MECHANICAL LTD
SP-2023-01843 | 2023-10-05 | 5192 DUNBAR STREET, Vancouver, BC V6N 1V7 | Sprinkler Permit | Residential | New | Issued | Residential - 2FD - WEST - 5192 DUNBAR ST EAST - 3585 W 36TH AV Install sprinklers in duplex >DB: To construct a 2 storey two-family dwelling with a detached accessory building (garage) and 1 open parking at the rear providing 2 parking spaces, having vehicular access from the lane. 1. A/C proposed – Exterior component located in Rear (East) yard **THIS PERMIT HAS BEEN ISSUED UNDER THE REQUIREMENTS OF VBBL #12511 (2019) ** | Gold Key Fire Protection Ltd
MP-2023-01931 | NULL | 5192 DUNBAR STREET, Vancouver, BC V6N 1V7 | Mechanical Permit | NULL | NULL | Application Incomplete | NULL | Star Sheet Metal Ltd
MP-2023-01052 | 2023-06-08 | 5192 DUNBAR STREET, Vancouver, BC V6N 1V7 | Mechanical Permit | NULL | NULL | Issued | NULL | Dynasty Developments Ltd
PP-2023-01894 | 2023-05-29 | 5192 DUNBAR STREET, Vancouver, BC V6N 1V7 | Plumbing Permit | Residential | New | Issued | Residential - 2FD - WEST - 5192 DUNBAR ST EAST - 3585 W 36TH AV Rough in and waterlines >DB: To construct a 2 storey two-family dwelling with a detached accessory building (garage) and 1 open parking at the rear providing 2 parking spaces, having vehicular access from the lane. 1. A/C proposed – Exterior component located in Rear (East) yard | Dynasty Developments Ltd
EP-2023-06952 | 2023-08-15 | 5192 DUNBAR STREET, Vancouver, BC V6N 1V7 | Electrical Permit | Residential | New | Issued | Installation / Repair - Residential - Duplex house service wiring finishing with 200 amp main service 100 amp each unit >BP: To construct a 2 storey two-family dwelling ($586,250) with a detached accessory building (garage) and 1 open parking at the rear providing 2 parking spaces, having vehicular access from the lane. 1. A/C proposed – Exterior component located in Rear (East) yard 2. Schedule B: (JASWINDER S. BANSAL) P.Eng (604-501-7788) Structural & Geotechnical 3. HPO: Residential Builder- P.S.M Mangement Ltd. Note: This is a 2 storey building pursuant to the Zoning and Development By-Law **THIS PERMIT HAS BEEN ISSUED UNDER THE REQUIREMENTS OF VBBL #12511 (2019) ** | ALPHA TECH ELECTRICAL LTD
PP-2023-01299 | 2023-04-14 | 5192 DUNBAR STREET, Vancouver, BC V6N 1V7 | Plumbing Permit | Residential | New | Issued | Residential - Sump south west corner >BP: To construct a 2 storey two-family dwelling with a detached accessory building (garage) and 1 open parking at the rear providing 2 parking spaces, having vehicular access from the lane. | BigCity Excavation Ltd
EP-2023-01843 | 2023-03-06 | 5192 DUNBAR STREET, Vancouver, BC V6N 1V7 | Electrical Permit | Residential | New | Issued | Temporary Power - Residential - 2FD - To provide temporary power. VALID: MAR 6/2023 TO MAR 5/2024 | ALPHA TECH ELECTRICAL LTD
GP-2023-01037 | 2023-03-24 | 5280 DUNBAR STREET, Vancouver, BC V6N 1V9 | Gas Permit | Residential | Renovation | Completed | Residential - Hot water tank replacement | Reid Brothers Plumbing & Heating Ltd
EP-2023-01978 | 2023-03-07 | 5281 DUNBAR STREET, Vancouver, BC V6N 1W1 | Electrical Permit | Residential | New | Issued | Temporary Power - Residential - To provide temporary power. | Felix Kosi
SP-2023-01255 | 2023-08-03 | 5281 DUNBAR STREET, Vancouver, BC V6N 1W1 | Sprinkler Permit | Residential | New | Issued | Residential - 1FD+SS - Installation of Sprinkler system to new construction residential >DB: To construct a 2 storey with basement single detached house with secondary suite and an attached garage providing 2 parking spaces, having vehicular access from Dunbar Street. The entire building, INCLUDING THE ATTACHED GARAGE to be sprinklered to NFPA 13D. ******THIS PERMIT HAS BEEN ISSUED UNDER THE REQUIREMENTS OF VBBL 2019****** This permit is issued under the VBBL 2019, with updated energy requirements as per bylaw # 12997 effective Jan 01, 2022. 1. Covenant registered at the Land Title Office under CB501423 2. No strata titling permitted for secondary suites 3. A/C located on north side yard more than 11' away from north side property line. 4. Sink located in Brew Room | MG Fire Protection Ltd
EP-2023-04599 | 2023-06-07 | 5281 DUNBAR STREET, Vancouver, BC V6N 1W1 | Electrical Permit | Residential | New | Issued | Installation / Repair - Residential - New House Build , New 200 Amp Service , Low Voltage Basic Install >Permit Amendment Oct 27, 2023 -"HWT added , was going to be gas , now Electric" -"Service Calculation revised" *Document(s) uploaded to "Application Documents" tab for Electrical Inspector review. Documents are at pending status at time of permit amendment approval >BP: To construct a 2 storey with basement single detached house with secondary suite and an attached garage providing 2 parking spaces, having vehicular access from Dunbar Street. The entire building, INCLUDING THE ATTACHED GARAGE to be sprinklered to NFPA 13D. Note: This is a 2 storey building pursuant to the Zoning and Development By-Law ******THIS PERMIT HAS BEEN ISSUED UNDER THE REQUIREMENTS OF VBBL 2019****** This permit is issued under the VBBL 2019, with updated energy requirements as per bylaw # 12997 effective Jan 01, 2022. 1. Covenant registered at the Land Title Office under CB501423 2. No strata titling permitted for secondary suites 3. A/C located on north side yard more than 11' away from north side property line. 4. Sink located in Brew Room 5. Schedule A Shaozhe Guo P.Eng (778-926-0525) 6. Schedule B Shaozhe Guo P.Eng (778-926-0525) Structural 7. Schedule B Xinyu Huu P.Eng (604-783-5379) Geotechnical 8. BC Housing Kerr Construction Inc. | Felix Kosi
PP-2023-02056 | 2023-06-12 | 5281 DUNBAR STREET, Vancouver, BC V6N 1W1 | Plumbing Permit | Residential | New | Issued | Residential - new single family dwelling with suite NOTE: Engineering Assurance letter will be submitted to the Plumbing Inspector on the site. Letter shall conform to the requirements of Vancouver Bulletin 2000-008-EL/PL. >BP: To construct a 2 storey with basement single detached house with secondary suite and an attached garage providing 2 parking spaces, having vehicular access from Dunbar Street. The entire building, INCLUDING THE ATTACHED GARAGE to be sprinklered to NFPA 13D. NOTE: To achieve the required FSR a floor space exclusion of 2% has been applied to this application as per section 10.15.1 of the district schedule, to accommodate improved building performance. Note: This is a 2 storey building pursuant to the Zoning and Development By-Law ******THIS PERMIT HAS BEEN ISSUED UNDER THE REQUIREMENTS OF VBBL 2019****** This permit is issued under the VBBL 2019, with updated energy requirements as per bylaw # 12997 effective Jan 01, 2022. 1. Covenant registered at the Land Title Office under CB501423 2. No strata titling permitted for secondary suites 3. A/C located on north side yard more than 11' away from north side property line. 4. Sink located in Brew Room 5. Schedule A Shaozhe Guo P.Eng (778-926-0525) 6. Schedule B Shaozhe Guo P.Eng (778-926-0525) Structural 7. Schedule B Xinyu Huu P.Eng (604-783-5379) Geotechnical 8. BC Housing Kerr Construction Inc. June 21/2023-AMEND Please add to fixtures an outside sump | Zappone Plumbing & Heating
GP-2023-03110 | 2023-10-18 | 5281 DUNBAR STREET, Vancouver, BC V6N 1W1 | Gas Permit | Residential | New | Issued | Residential - 1 Range, 1 BBQ, 1 Fireplace & 1 Patio Heater/Fire Pit New gas piping 2 pound for appliances >BP: To construct a 2 storey with basement single detached house with secondary suite and an attached garage providing 2 parking spaces, having vehicular access from Dunbar Street. | Zappone Plumbing & Heating
MP-2023-01865 | 2023-10-19 | 5281 DUNBAR STREET, Vancouver, BC V6N 1W1 | Mechanical Permit | NULL | NULL | Issued | NULL | Zappone Plumbing & Heating
EP-2023-08348 | 2023-09-15 | 5292 DUNBAR STREET, Vancouver, BC V6N 1V9 | Electrical Permit | Residential | Renovation | Completed | Installation / Repair - Residential - Service upgrade from one hundred amp to two hundred amp. | Alert Electric Ltd
NULL | NULL | 5371 DUNBAR STREET, Vancouver, BC V6N 1W2 | Electrical Permit | Residential | Addition | Draft | Installation / Repair - Residential - -Install 40A Breaker in the Main Panel -Supply and install 8 AWG 3C NMD90 from the Main Panel, inside wall, to a junction box on the exterior wall beside Basement Door -Supply and install 8AWG 3C Teck from junction box across the top of the basement door and under on the Patio Rafters to a junction box on the closest support beam to the fence -Trench from the Patio Support Beam to the Fence - minimum 26' -Supply and install 3/4" PVC Conduit and Cabling from junction box, along the fence line to a junction box on the back wall of the garage at the eave line -Supply and install 8 AWG 3C Teck from the junction box along the eave line to the EV Charger Location (Hardwired) -Test connections and commission installation -Tidy site and dispose of garbage correctly and safely | TDR Electric Inc
EP-2023-05915 | 2023-07-12 | 2538 CROWN STREET, Vancouver, BC V6R 3V8 | Electrical Permit | Residential | Renovation | Issued | Installation / Repair - Residential - Fire damage repair work >BP: Exterior alterations for fire damage repair to a chimney in this existing Single Detached House on this site. OK to process as DTI as per J. Zhang June 21, 2023 | High Mark Electrical and Mechanical Ltd
EP-2023-08107 | 2023-09-18 | 2538 CROWN STREET, Vancouver, BC V6R 3V8 | Electrical Permit | Residential | Renovation | Completed | Installation / Repair - Residential - **TO CONTINUE WORK STARTED BY PREVIOUS (EP-2023-05915) Repair electrical wiring due to fire only >BP: Exterior alterations for fire damage repair to a chimney in this existing Single Detached House on this site. REVISION#1: Change of Applicant from Platinum Professional Claims Services to Jutta Wiemers DBA: A S Properties Ltd and added Belfor Property Restoration as the contractor. September 7, 2023 OK to process as DTI as per J. Zhang June 21, 2023 | Santec Electric Inc
NULL | NULL | 2538 CROWN STREET, Vancouver, BC V6R 3V8 | Electrical Permit | Residential | Renovation | Draft | Installation / Repair - Residential - repair electrical wiring due to fire. | Santec Electric Inc
SP-2023-01800 | 2023-10-06 | 2988 CROWN STREET, Vancouver, BC V6R 3W3 | Sprinkler Permit | Residential | Addition | Issued | Residential - installation of a new fire sprinkler system. - Comply with 11.4.7.1 for conversion to a strata property and as per 11.2.1.6 for relocated buildings, reconstruction. - Sprinklered to NFPA 13D >BP: To alter and convert this existing one-family character dwelling to a two storey multiple conversion dwelling (Building 1) containing two dwelling units Building 2: see BP-2023-00306 (infill) BRB Notes: - Comply with 11.4.7.1 for conversion to a strata property and as per 11.2.1.6 for relocated buildings, reconstruction. - Sprinklered to NFPA 13D -11.7.1.5. - energy upgrades | CENTRE LINE FIRE SPRINKLERS LTD
PP-2023-03970 | 2023-11-10 | 2988 CROWN STREET, Vancouver, BC V6R 3W3 | Plumbing Permit | Residential | Renovation | Issued | Residential - Installation of new plumbing fixtures for duplex >BP: To alter and convert this existing one-family character dwelling to a two storey multiple conversion dwelling (Building 1) containing two dwelling units Nov 10/2023-AMEND To add 15 fixtures from the other side of the duplex (2990 Crown) | Drips & Drains Plumbing and Heating Ltd
EP-2023-10562 | 2024-01-30 | 2988 CROWN STREET, Vancouver, BC V6R 3W3 | Electrical Permit | Residential | New | Issued | Installation / Repair - Residential - ¦ INFILL- 1FD: 400A ¦ NFPA 13R ¦ This application is in conjunction with BP-2023-00306 to provide full electrical services to infill. *An approved mechanical permit is required for the installation of air conditioning or heat pump unit before a final electrical inspection will be performed >BP: To construct an infill one-family dwelling (Building 2) at the rear of the site, providing two parking spaces having vehicular access from the W 14th Avenue. Building 1: BP-2023-00305 BRB review notes: - Building sprinklered to NFPA 13R - Stratification proposed - 10.2.1.5 -energy | Hall Electrical Ltd
EP-2023-10527 | 2024-01-30 | 2988 CROWN STREET, Vancouver, BC V6R 3W3 | Electrical Permit | Residential | Addition | Issued | Installation / Repair - Residential - ¦ MCD- 2FD: 150A ¦ NFPA 13D ¦ Full house renovation wiring. 240V/400A Single phase. *An approved mechanical permit is required for the installation of air conditioning or heat pump unit before a final electrical inspection will be performed >BP: To alter and convert this existing one-family character dwelling to a two storey multiple conversion dwelling (Building 1) containing two dwelling units Building 2: see BP-2023-00306 (infill) BRB Notes: -Comply with 11.4.7.1 for conversion to a strata property and as per 11.2.1.6 for relocated buildings, reconstruction. -Sprinklered to NFPA 13D -11.7.1.5. - energy upgrades | Hall Electrical Ltd
EP-2023-05316 | 2023-06-13 | 2988 CROWN STREET, Vancouver, BC V6R 3W3 | Electrical Permit | Residential | New | Issued | Temporary Power - Residential - To provide temporary power. | Hall Electrical Ltd
GP-2022-01481 | 2022-05-12 | 3019 CROWN STREET, Vancouver, BC V6R 3W4 | Gas Permit | Residential | Renovation | Completed | Residential - Replace boiler and range | WESTBRIDGE PLUMBING & HEATING LTD
PP-2022-00056 | 2022-01-11 | 3019 CROWN STREET, Vancouver, BC V6R 3W4 | Plumbing Permit | Residential | Renovation | Completed | Residential - 1cloth washer, 1 WC, 1 wash basin, 1 shower >Exterior/Interior alterations to convert 580SF of crawlspace to habitable space, and change use from one family dwelling to one family dwelling with secondary suite. Scope of work to add 3 new windows on the north elevation in basement. | WESTBRIDGE PLUMBING & HEATING LTD
SP-2022-00170 | 2022-02-08 | 3019 CROWN STREET, Vancouver, BC V6R 3W4 | Sprinkler Permit | Residential | Addition | Completed | Residential - CONVERT CRAWL SPACE INTO LEGAL SECOND SUITE >BP: Exterior/Interior alterations to convert 580SF of crawlspace to habitable space, and change use from one family dwelling to one family dwelling with secondary suite. Scope of work to add 3 new windows on the north elevation in basement. Addressing notes: #1- 3019 Crown St - One Family Dwelling (1st & 2nd floor) #2- 3019 Crown St - Secondary Suite ( bsmt) Addresses assigned per the approved plans. Street access must be provided & maintained at all times and the building addresses posted to be visible from the street in accordance with the Building By-law prior to Final Inspection. Notes: 1. Dampproofing to comply with Vancouver Building By-law requirements; Letters of Assurance may be required. 2. Structural Schedule B rcvd S Guo 778.926.0525 3. No strata-titling will be permitted. 4. This is a two-storey building pursuant to the Zoning and Development By-law. 5. An annual Vancouver Business License must be obtained prior to the rental of this approved one-family dwelling and/or secondary suite on this site. | Spectrum Fire Protection Ltd
EP-2022-00862 | 2022-02-04 | 3019 CROWN STREET, Vancouver, BC V6R 3W4 | Electrical Permit | Residential | Renovation | Completed | Installation / Repair - Residential - Legalize secondary suite, including one coach bedroom, storage room, kitchen, washroom and entertainment room. Will install nice plugs smoke alarms once the panel and the washer dryer -service not affected BP: Exterior/Interior alterations to convert 580SF of crawlspace to habitable space, and change use from one family dwelling to one family dwelling with secondary suite. Scope of work to add 3 new windows on the north elevation in basement. | Ling-Tec Electrical Service Ltd
EP-2022-01526 | 2022-02-25 | 3556 CORDIALE DRIVE, Vancouver, BC | Electrical Permit | Commercial | Tenant Improvement | Completed | Installation / Repair - Commercial - Install interconnected smoke detectors, wiring in the basement up to Code. Interior alterations to finish basement with smoke detectors, new baseboard heaters and electrical wiring. To add new interior walls, two piece bathroom, laundry sink and drywall ceilings at this existing residential building on this site. | VS Electric Ltd
NULL | NULL | 3556 CORDIALE DRIVE, Vancouver, BC | Plumbing Permit | Residential | Renovation - Dwelling Unit(s) only | Withdrawn | Residential - ADD 2 PC BATHROOM | Donald Earl Hansvall
PP-2022-01262 | 2022-04-13 | 3556 CORDIALE DRIVE, Vancouver, BC | Plumbing Permit | Commercial | Renovation - Dwelling Unit(s) only | Completed | Commercial - ADD 2 PIECE BATHROOM IN BASEMENT Interior alterations to finish basement with smoke detectors, new baseboard heaters and electrical wiring. To add new interior walls, two piece bathroom, laundry sink and drywall ceilings at this existing residential building on this site. | Donald Earl Hansvall
EP-2022-01523 | 2022-02-25 | 3592 CORDIALE DRIVE, Vancouver, BC | Electrical Permit | Commercial | Tenant Improvement | Completed | Installation / Repair - Commercial - Install interconnected smoke detectors, wiring in the basement up to Code. Interior alterations to finish basement with smoke detectors, new baseboard heaters and electrical wiring. To enclosed laundry room with swing door, add new interior walls and drywall ceilings to at this existing residential building on this site. | VS Electric Ltd
EP-2022-01440 | 2022-02-24 | 3610 CORDIALE DRIVE, Vancouver, BC | Electrical Permit | Commercial | Tenant Improvement | Completed | Installation / Repair - Commercial - Install interconnected smoke detectors, wiring in the basement up to Code >BP: Interior alterations to finish basement with smoke detectors, new baseboard heaters and electrical wiring. To add new interior walls at this existing residential building on this site. No energy upgrade required. | VS Electric Ltd
GP-2023-03344 | 2023-11-03 | 4583 CONNAUGHT DRIVE, Vancouver, BC V6J 4E1 | Gas Permit | Residential | Renovation | Completed | Residential - 1 Fireplace REMOVE AND REINSTALL GAS LOG SET | The LM Fireplace Warehouse Ltd.
EP-2023-09800 | 2023-11-09 | 6999 CYPRESS STREET, Vancouver, BC V6P 5L9 | Electrical Permit | Residential | Addition | Issued | Installation / Repair - Residential - INSTALLATION OF SECURITY SYSTEM | ADT Security Services Canada Inc
EP-2022-08989 | 2022-10-27 | 7011 CYPRESS STREET, Vancouver, BC V6P 5M2 | Electrical Permit | Residential | Renovation | Completed | Installation / Repair - Residential - Dedicated circuit for Back up heat -The back up heat is with the furnace, they have removed their gas furnace and installed an electric one This is just an electrical addition to it as the heat pump only works until a certain degree, once temperatures drop below this degree the back up heat would kick on and turn the furnace on | Pacific Star Electric Inc
MP-2022-00489 | 2022-10-28 | 7011 CYPRESS STREET, Vancouver, BC V6P 5M2 | Mechanical Permit | NULL | NULL | Completed | NULL | Thomson Industries Ltd
EP-2022-04818 | 2022-06-09 | 7011 CYPRESS STREET, Vancouver, BC V6P 5M2 | Electrical Permit | Residential | Renovation | Completed | Installation / Repair - Residential - 200A overhead service upgrade & install a Dedicated circuit for AC. | Pacific Star Electric Inc
EP-2022-08364 | 2022-10-05 | 7012 CYPRESS STREET, Vancouver, BC V6P 5M3 | Electrical Permit | Residential | Renovation | Completed | Installation / Repair - Residential - Replace the remaining knob & tube wiring in the top floor of the house. Add additional smoke detectors in bedrooms. Provide AFCI protection on new wiring. -Drywall has been removed on the top floor for knob and tube wiring removal. -No work is being performed in relation to the electrical service. Bonding is only taking place within the new branch circuit wiring. | Kybe Electrical Contracting Ltd
GP-2023-01730 | 2023-06-02 | 7012 CYPRESS STREET, Vancouver, BC V6P 5M3 | Gas Permit | Residential | Renovation | Completed | Residential - Fulgor 30" Dual Fuel Range | Han Appliances & Refrigeration Ltd
EP-2022-05877 | 2022-07-12 | 7061 CYPRESS STREET, Vancouver, BC V6P 5M2 | Electrical Permit | Residential | Addition | Expired | Temporary Power - Residential - To provide temporary power. | Aidea Solutions Ltd
EP-2023-08768 | 2023-09-28 | 7061 CYPRESS STREET, Vancouver, BC V6P 5M2 | Electrical Permit | Commercial | Addition | Completed | Installation / Repair - Commercial - Security alarm installation and Programing. >BP: To retain, relocate, upgrade, construct a 3 storey major horizontal addition, and to convert this single family building to a multi-family dwelling (Main house- Building 1) containing 4 dwelling units and a single car parking garage having vehicle access from Cypress St. Related to BP-2020-03275 Note: total number of strata units on this site - 5 Building 1 (Main house) - 4 units Building 2 (Infill )- 1 unit The existing building is upgraded to F4, S4, N4, A4 and E6. This building is sprinklered to NFPA 13R. This permit was reviewed and issued under VBBL 2019 and during the COVID19 pandemic. REV #2 (also see DP-2023-00123 for minor amendment) - August 4th,2023 - Tina J - Interior alterations to Unit A and B – Crawlspace access added - Interior alterations to Unit B – 2nd Storey bathroom and bedroom changes - Interior alterations to Unit E – Main floor powder room changes - Interior alterations to Unit E – 2nd Storey bathroom and laundry room changes; - Interior alterations to Unit E – 2nd storey joist extension above stairs - New concrete wall and pad at rear for electrical meters | AIGO TECHNOLOGY INC
PP-2023-02991 | 2023-08-23 | 7061 CYPRESS STREET, Vancouver, BC V6P 5M2 | Plumbing Permit | Residential | New | Completed | Residential - install irrigation system | Zhongmin Zhao DBA Colorful Garden
GP-2022-01280 | 2022-05-02 | 7061 CYPRESS STREET, Vancouver, BC V6P 5M2 | Gas Permit | Residential | New | Completed | Residential - new gas installation | Avion Mechanical Ltd
GP-2022-01327 | NULL | 7061 CYPRESS STREET, Vancouver, BC V6P 5M2 | Gas Permit | Residential | New | Withdrawn | Residential - Installation of 1 gas fireplace - venting and hook up ony | Urban Fireplaces Ltd
GP-2022-01249 | 2022-04-28 | 7061 CYPRESS STREET, Vancouver, BC V6P 5M2 | Gas Permit | Residential | New | Completed | Residential - Installation of 1 gas permit - venting and hook up only >To retain, relocate, upgrade, construct a 3 storey major horizontal addition, and to convert this single family building to a multi-family dwelling (Main house- Building 1) containing 4 dwelling units and a single car parking garage having vehicle access from Cypress St. Related to BP-2020-03275 Note: total number of strata units on this site - 5 Building 1 (Main house) - 4 units Building 2 (Infill )- 1 unit The existing building is upgraded to F4, S4, N4, A4 and E6. This building is sprinklered to NFPA 13R. This permit was reviewed and issued under VBBL 2019 and during the COVID19 pandemic. | Urban Fireplaces Ltd
EP-2022-02033 | 2022-05-05 | 7061 CYPRESS STREET, Vancouver, BC V6P 5M2 | Electrical Permit | Commercial | Addition | Completed | Installation / Repair - Commercial - Installation / Repair - Residential - 5 units Townhome - Residential - 6 Single Meter service.one meter 1 phases 100 amps for public area. Rest of 5 meters are 1 phase 125 AMPS for each unit . Each unit service is 125 AMPS. New house wiring: single phase service, panel. All outlet, roughing and connection, lighting system and all electrical equipment connection. Plus prewire data cables and communication with finishing. Total 400 Amps 240 V 1 Phase 3 Wires from BC Hydro Service 6 Meter system. One set is Duplex metering system for back construction. Fourplex Metering system for front construction. Unit A: 2 storey unit, Unit B: 2 storey unit. Unit C: 3 storey unit. Unit D: 4 storey unit. Unit E: 2 storey unit. >Permit Amendment Aug 30, 2023 -"According to inspector request,upload the lastest version eletrical calculation for this project with Load Calculation" *Document(s) uploaded to "Application Documents" tab for Electrical Inspector >BP: To retain, relocate, upgrade, construct a 3 storey major horizontal addition, and to convert this single family building to a multi-family dwelling (Main house- Building 1) containing 4 dwelling units and a single car parking garage having vehicle access from Cypress St. Related to BP-2020-03275 Note: total number of strata units on this site - 5 Building 1 (Main house) - 4 units Building 2 (Infill )- 1 unit The existing building is upgraded to F4, S4, N4, A4 and E6. This building is sprinklered to NFPA 13R. This permit was reviewed and issued under VBBL 2019 and during the COVID19 pandemic. | Aidea Solutions Ltd
PP-2022-00380 | 2022-02-04 | 7061 CYPRESS STREET, Vancouver, BC V6P 5M2 | Plumbing Permit | Residential | New | Completed | Residential - new plumbing To retain, relocate, upgrade, construct a 3 storey major horizontal addition, and to convert this single family building to a multi-family dwelling (Main house- Building 1) containing 4 dwelling units and a single car parking garage having vehicle access from Cypress St. Related to BP-2020-03275 >>Amend: Sept. 6th, 2023 as per notes on PP-2022-00381 to add the following plumbing fixtures onto this permit -below grade: 2 WC; 2 LAV; 2 TUBS; 1 AW; 1 FD -above grade #1: 1 WC; 1 LAV; 1 Kitchen; 1 SHWR -above grade #2: 1 WC; 2 LAV; 1 TUB | Avion Mechanical Ltd
SP-2021-01438 | 2022-01-07 | 7061 CYPRESS STREET, Vancouver, BC V6P 5M2 | Sprinkler Permit | Commercial | Addition | Completed | Commercial - To install sprinkler to NFPA 13R 2013 in the newly converted multi-family dwelling (Main house- Building 1) containing 4 dwelling units and a single car parking garage having vehicle access from Cypress St. Related to SP-2021-01505 | Spectrum Fire Protection Ltd
GP-2024-00029 | 2024-01-05 | 3055 CROWN STREET, Vancouver, BC V6R 3W4 | Gas Permit | Residential | Renovation | Completed | Residential - hot water tank replacement | Reid Brothers Plumbing & Heating Ltd
GP-2023-03603 | 2023-11-17 | 1495 DOGWOOD AVENUE, Vancouver, BC V6P 1J9 | Gas Permit | Residential | Renovation | Completed | Residential - replace furnace; | Hillcrest Plumbing & Heating (1991) Ltd
GP-2023-02162 | 2023-07-20 | 1495 DOGWOOD AVENUE, Vancouver, BC V6P 1J9 | Gas Permit | Residential | Renovation | Completed | Residential - Hot water tank re&re. Reference: CF-2023-007583 | Hillcrest Plumbing & Heating (1991) Ltd
EP-2022-08670 | NULL | 6248 DOMAN STREET, Vancouver, BC V5S 3G6 | Electrical Permit | Residential | New | Withdrawn | Installation / Repair - Residential - Service relocation, main house to laneway house. Main service-200 amp Main house meter-100 amp Laneway meter-100 amp | SUNSTONE ELECTRIC LTD
EP-2022-08672 | 2022-10-13 | 6248 DOMAN STREET, Vancouver, BC V5S 3G6 | Electrical Permit | Residential | New | Completed | Installation / Repair - Residential - Service relocation main house to Laneway house. Main service-200 amp House meter-100 amp Laneway meter-100 amp Amend: June 15th, 2023 fix the option of service inspection (Grounding/Bonding) | SUNSTONE ELECTRIC LTD
EP-2022-07169 | 2022-08-25 | 5795 DUMFRIES STREET, Vancouver, BC V5P 3A7 | Electrical Permit | Residential | New | Expired | Temporary Power - Residential - To provide temporary power. NOTE: Work authorized by this permit is for placement of a temporary power pole only and does not authorize any site construction and/or excavation. A separate Building Permit will be required prior to commencement of any other work on this site. | Tatla Electrical Ltd
MP-2023-01312 | 2023-07-18 | 5795 DUMFRIES STREET, Vancouver, BC V5P 3A7 | Mechanical Permit | NULL | NULL | Issued | NULL | PROCASA DEVELOPMENTS LTD.
NULL | NULL | 5795 DUMFRIES STREET, Vancouver, BC V5P 3A7 | Mechanical Permit | NULL | NULL | Draft | NULL | NULL
PP-2023-01689 | 2023-05-12 | 5795 DUMFRIES STREET, Vancouver, BC V5P 3A7 | Plumbing Permit | Residential | New | Issued | Residential - 2FD+2SS - Sump installation | Bison Excavation & Demolition
PP-2023-01638 | 2023-05-09 | 5795 DUMFRIES STREET, Vancouver, BC V5P 3A7 | Plumbing Permit | Residential | New | Issued | Residential - 2FD+2SS - Plumbing And Heating >DB: To construct a two-storey two-family dwelling with two secondary suites located in the basement, with a detached accessory building (garage) at the rear providing 2 parking spaces, having vehicular access from the lane. Note: This is a 2 storey building pursuant to the Zoning and Development By-Law 1. A/C units proposed in rear yard 2. Bar sinks proposed in main floor The entire building, to be sprinklered to 2 x NFPA 13D. AMEND: JUN 6/2023 ADD THE FOLLOWING: >Basement : WC 1 Basin 1 Tub 1 Sink 1 Dishwasher 1 Hot water tank 1 Floor Drain 1 washing machine / Dryer 1 >Main floor WC 1 Basin 1 sink 1 Fridge 1 Dishwasher 1 >Upper floor WC 2 Basins 3 Shower 2 , W/D 1 | PROCASA DEVELOPMENTS LTD.
PP-2023-01639 | NULL | 5795 DUMFRIES STREET, Vancouver, BC V5P 3A7 | Plumbing Permit | Residential | New | Withdrawn | Residential - Plumbing and Heating >BP: To construct a two-storey two-family dwelling with two secondary suites located in the basement, with a detached accessory building (garage) at the rear providing 2 parking spaces, having vehicular access from the lane. Note: This is a 2 storey building pursuant to the Zoning and Development By-Law 1. A/C units proposed in rear yard 2. Bar sinks proposed in main floor 3. Schedule B: Jason Hui, P.Eng. (778.319.3403) Structural 4. Schedule B: Paul A. Davies (604.770.0355) Geotechnical 5. HPO: Manav Developments Inc May 11/2023-AMEND -withdraw the permit and request refund . | PROCASA DEVELOPMENTS LTD.
NULL | NULL | 5795 DUMFRIES STREET, Vancouver, BC V5P 3A7 | Plumbing Permit | Residential | New | Draft | Residential - Plumbing & Heating rough-in and installation | NULL
EP-2023-04057 | 2023-06-09 | 5795 DUMFRIES STREET, Vancouver, BC V5P 3A7 | Electrical Permit | Residential | New | Issued | Installation / Repair - Residential - Electrical wiring for: new duplex with secondary suite The basement is heated by radiant heat and powered by gas *An approved mechanical permit is required for the installation of air conditioning or heat pump unit at the time of installation before an electrical inspection will be performed >BP: To construct a two-storey two-family dwelling with two secondary suites located in the basement, with a detached accessory building (garage) at the rear providing 2 parking spaces, having vehicular access from the lane. Note: This is a 2 storey building pursuant to the Zoning and Development By-Law 1. A/C units proposed in rear yard 2. Bar sinks proposed in main floor 3. Schedule B: Jason Hui, P.Eng. (778.319.3403) Structural 4. Schedule B: Paul A. Davies (604.770.0355) Geotechnical 5. HPO: Manav Developments Inc. NORTH UNIT #1-5795 Dumfries St - One Family Dwelling (1st-2nd floor) #2-5795 Dumfries St - Secondary Suite (basement) SOUTH UNIT #1-5797 Dumfries St - One Family Dwelling (1st-2nd floor) #2-5797 Dumfries St - Secondary Suite (basement) | Tatla Electrical Ltd
EP-2023-08905 | 2023-10-04 | 5795 DUMFRIES STREET, Vancouver, BC V5P 3A7 | Electrical Permit | Residential | New | Issued | Temporary Power - Residential - To provide temporary power. -Renewal for: EP-2022-07169 -Valid Aug. 26, 2023 - Aug. 25, 2024 | Tatla Electrical Ltd
EP-2023-07717 | 2023-08-25 | 5795 DUMFRIES STREET, Vancouver, BC V5P 3A7 | Electrical Permit | Residential | New | Issued | Installation / Repair - Residential - Wiring and finishing of extra low voltage. >BP: To construct a two-storey two-family dwelling with two secondary suites located in the basement, with a detached accessory building (garage) at the rear providing 2 parking spaces, having vehicular access from the lane. Amend: Sept 13, 2023 New job value is $4000 Final value: $ 5900 | Creative Security Solutions Ltd
GP-2023-02542 | 2023-09-05 | 5795 DUMFRIES STREET, Vancouver, BC V5P 3A7 | Gas Permit | Residential | New | Issued | Residential - 2 Ranges, 2 BBQ's, 2 Dryers & 2 Boilers >BP: To construct a two-storey two-family dwelling with two secondary suites located in the basement, with a detached accessory building (garage) at the rear providing 2 parking spaces, having vehicular access from the lane. | Red Leaf Mechanical Ltd
SP-2023-01662 | 2023-09-12 | 5795 DUMFRIES STREET, Vancouver, BC V5P 3A7 | Sprinkler Permit | Residential | New | Issued | Residential - 2FD+2SS - NORTH - 5795 DUMFRIES ST - #1 & #2 SOUTH - 5797 DUMFRIES ST - #1 & #2 Install sprinklers in Duplex >DB: To construct a two-storey two-family dwelling with two secondary suites located in the basement, with a detached accessory building (garage) at the rear providing 2 parking spaces, having vehicular access from the lane. Note: This is a 2 storey building pursuant to the Zoning and Development By-Law 1. A/C units proposed in rear yard 2. Bar sinks proposed in main floor ******THIS PERMIT HAS BEEN ISSUED UNDER THE REQUIREMENTS OF VBBL #12511 (2019)****** The entire building, to be sprinklered to 2 x NFPA 13D. | Gold Key Fire Protection Ltd
EP-2023-03995 | 2023-05-26 | 5839 DUMFRIES STREET, Vancouver, BC V5P 3A7 | Electrical Permit | Residential | Tenant Improvement | Completed | Installation / Repair - Residential - • Install 40A double pole breaker and run #8/3 AWG Cu TECK cable from panel located in house. Trenched approximately 65ft towards separate garage. • Install 30A double pole breaker and run #10/3 AWG Cu TECK cable from panel to A/C disconnect, Approximately 8ft. *An approved mechanical permit is required for the installation of air conditioning or heat pump unit at the time of installation before an electrical inspection will be performed *Permit Amendment Jul 11, 2023: Customer would no longer like AC installed. Any wiring for AC will be disconnected and removed. | Fortress Electric Ltd
EP-2022-09657 | NULL | 5839 DUMFRIES STREET, Vancouver, BC V5P 3A7 | Electrical Permit | Residential | Addition | Withdrawn | Installation / Repair - Residential - Install 40A double pole breaker and run #8/3 AWG Cu TECK cable from panel located in house. Trenched approximately 65ft towards separate garage. Install 30A double pole breaker and run #10/3 AWG Cu TECK cable from panel to A/C disconnect, Approximately 8ft. | NULL
GP-2023-01305 | 2023-04-20 | 5845 DUMFRIES STREET, Vancouver, BC V5P 3A7 | Gas Permit | Residential | Renovation | Completed | Residential - Re&re Boiler | Milani Plumbing Heating & Air Conditioning Ltd
PP-2022-00524 | 2022-02-15 | 5909 DUMFRIES STREET, Vancouver, BC V5P 3B1 | Plumbing Permit | Residential | New | Completed | Residential - installation of a sump | K P Excavating & Demolition Ltd
PP-2022-01184 | 2022-04-07 | 5909 DUMFRIES STREET, Vancouver, BC V5P 3B1 | Plumbing Permit | Residential | New | Completed | Residential - 1FD+SS - plumbing To construct a 2 storey one-family dwelling with a secondary suite located in the Basement with an open parking pad, providing 1 parking space, having vehicular access from the 20' Lane. 1. Covenant registered at the Land Title Office under CA6739488 2. No Strata Titling permitted 3. A/C proposed – Exterior component located in North(exterior side yard), Interior component located in Basement 4. Bar sink located in Basement Recreation room | Sukhvinder Singh
SP-2022-00958 | 2022-06-14 | 5909 DUMFRIES STREET, Vancouver, BC V5P 3B1 | Sprinkler Permit | Residential | New | Completed | Residential - 1FD+SS - NEW HOME To construct a 2 storey one-family dwelling with a secondary suite located in the Basement with an open parking pad, providing 1 parking space, having vehicular access from the 20' Lane. 1. Covenant registered at the Land Title Office under CA6739488 2. No Strata Titling permitted 3. A/C proposed – Exterior component located in North(exterior side yard), Interior component located in Basement 4. Bar sink located in Basement Recreation room | SBMS Construction Ltd
GP-2022-01650 | 2022-06-01 | 5909 DUMFRIES STREET, Vancouver, BC V5P 3B1 | Gas Permit | Residential | New | Completed | Residential - One complete boiler and piping only for two stoves and two bqq | Ultra Mechanical Ltd
EP-2022-04538 | NULL | 5909 DUMFRIES STREET, Vancouver, BC V5P 3B1 | Electrical Permit | Residential | New | Withdrawn | Installation / Repair - Residential - new construction. house >BP: To construct a 2 storey one-family dwelling with a secondary suite located in the Basement ($1,067,250) with an open parking pad, providing 1 parking space, having vehicular access from the 20' Lane. 1. Covenant registered at the Land Title Office under CA6739488 2. No Strata Titling permitted 3. A/C proposed – Exterior component located in North(exterior side yard), Interior component located in Basement 4. Bar sink located in Basement Recreation room 5. Schedule B: (Makhan S. Dhillon) P.Eng (604.537.6271) Structural & Geotechnical 6. HPO: Residential Builder- Bawa Kaillery (Owner Builder) Note: This is a 2 storey building pursuant to the Zoning and Development By-Law Address Information: Principle Dwelling: 5909 Dumfries St Secondary Suite: 1470 E 43 Ave Laneway home: 1468 E 43 Ave Addresses have been assigned per the approved plans, access to the rear unit is from the West side. This access must be provided & maintained at all times and the building addresses posted to be visible from the street in accordance with the Building By-law. **THIS PERMIT HAS BEEN ISSUED UNDER THE REQUIREMENTS OF VBBL #12511 (2019) AND THE GREEN HOMES PROGRAM** ****ALL PROJECT COORINATOR NOTES HAS BEEN ACCEPTED BY THE APPLICANT**** | Ngoc K Nguyen
EP-2022-06975 | 2022-08-18 | 5909 DUMFRIES STREET, Vancouver, BC V5P 3B1 | Electrical Permit | Residential | New | Expired | Temporary Power - Residential - TEMPORARY POWER POLE VALID: AUG 16/2022 TO AUG 15/2023 EXPIRED PERMIT: EP-2021-06057 | Ngoc K Nguyen
EP-2022-07426 | NULL | 5909 DUMFRIES STREET, Vancouver, BC V5P 3B1 | Electrical Permit | Residential | New | Withdrawn | Installation / Repair - Residential - wire house | Ngoc K Nguyen
EP-2022-08351 | 2022-10-04 | 5909 DUMFRIES STREET, Vancouver, BC V5P 3B1 | Electrical Permit | Residential | New | Completed | Installation / Repair - Residential - Rough wiring of security alarm, tv, telephone and completion of security alarm >BP: To construct a 2 storey one-family dwelling with a secondary suite located in the Basement ($1,067,250) with an open parking pad, providing 1 parking space, having vehicular access from the 20' Lane. 1. Covenant registered at the Land Title Office under CA6739488 2. No Strata Titling permitted 3. A/C proposed – Exterior component located in North(exterior side yard), Interior component located in Basement 4. Bar sink located in Basement Recreation room 5. Schedule B: (Makhan S. Dhillon) P.Eng (604.537.6271) Structural & Geotechnical 6. HPO: Residential Builder- Bawa Kaillery (Owner Builder) AMEND: MAY 2/2023 Total amendment job value $4000 including materials and labour | Supersonic Security System Inc.
EP-2022-07951 | 2022-09-29 | 5909 DUMFRIES STREET, Vancouver, BC V5P 3B1 | Electrical Permit | Residential | New | Completed | Installation / Repair - Residential - NEW WIRING FOR: new single family dwelling >BP: To construct a 2 storey one-family dwelling with a secondary suite located in the Basement ($1,067,250) with an open parking pad, providing 1 parking space, having vehicular access from the 20' Lane. 1. Covenant registered at the Land Title Office under CA6739488 2. No Strata Titling permitted 3. A/C proposed – Exterior component located in North(exterior side yard), Interior component located in Basement 4. Bar sink located in Basement Recreation room 5. Schedule B: (Makhan S. Dhillon) P.Eng (604.537.6271) Structural & Geotechnical 6. HPO: Residential Builder- Bawa Kaillery (Owner Builder) Amend: Nov 8, 2022 updated load calculation | Ngoc K Nguyen
GP-2022-02180 | 2022-07-27 | 5909 DUMFRIES STREET, Vancouver, BC V5P 3B1 | Gas Permit | Residential | New | Completed | Residential - Venting & Hookup Only >BP: To construct a 2 storey one-family dwelling with a secondary suite located in the Basement ($1,067,250) with an open parking pad, providing 1 parking space, having vehicular access from the 20' Lane. 1. Covenant registered at the Land Title Office under CA6739488 2. No Strata Titling permitted 3. A/C proposed – Exterior component located in North(exterior side yard), Interior component located in Basement 4. Bar sink located in Basement Recreation room 5. Schedule B: (Makhan S. Dhillon) P.Eng (604.537.6271) Structural & Geotechnical 6. HPO: Residential Builder- Bawa Kaillery (Owner Builder) Note: This is a 2 storey building pursuant to the Zoning and Development By-Law | REAL LIGHTING & FIREPLACES LTD
EP-2024-00282 | 2024-01-18 | 1529 E 10TH AVENUE, Vancouver, BC V5N 1X6 | Electrical Permit | Residential | Renovation | Issued | Installation / Repair - Residential - 200 amp overhead service upgrade, install new 2'' mast, install new 250 kcmil feeders , install new ground plate, install new 200 amp panel, install new 200 amp meter base | York Electrical Ltd
EP-2022-05140 | 2022-06-16 | 1546 E 10TH AVENUE, Vancouver, BC V5N 1X5 | Electrical Permit | Residential | New | Expired | Temporary Power - Residential - To provide temporary power. | OPTIMUM ELECTRICAL LTD
PP-2023-01545 | 2023-05-02 | 1546 E 10TH AVENUE, Vancouver, BC V5N 1X5 | Plumbing Permit | Residential | New | Completed | Residential - 2FD - FRONT - 1546 E 10TH AV BACK - 1544 E 10TH AV New Duplex Construction The entire building, INCLUDING THE ATTACHED GARAGE (if applicable), to be sprinklered to 2 x NFPA 13D. >DB: To construct a two and a half storey two-family dwelling with a detached garage providing 2 parking spaces, having vehicular access from the street. 1. A/C units proposed in rear yard & second storey 2. No Bar sinks proposed | L G PLUMBING AND HEATING LTD
MP-2023-00751 | 2023-05-01 | 1546 E 10TH AVENUE, Vancouver, BC V5N 1X5 | Mechanical Permit | NULL | NULL | Completed | NULL | L G PLUMBING AND HEATING LTD
EP-2023-04288 | 2023-06-01 | 1546 E 10TH AVENUE, Vancouver, BC V5N 1X5 | Electrical Permit | Residential | New | Completed | Installation / Repair - Residential - Wiring and service for new duplex *An approved mechanical permit is required for the installation of air conditioning or heat pump unit at the time of installation before an electrical inspection will be performed >BP: To construct a two and a half storey two-family dwelling ($794,022.50) with a detached garage providing 2 parking spaces, having vehicular access from the street. Note: This Building Permit will remain in a suspended status until the associated (green) Demolition Permit BP-2022-00774 is completed. 1. A/C units proposed in rear yard & second storey 2. No Bar sinks proposed 3. Schedule B: Md. Shahidul Alam (604.653.7475) Structural & Geotechnical 4. HPO: Residential Builder - Khan Home Design Ltd. ***This permit is issued under the VBBL 2019, with updated energy requirements as per bylaw # 12997 effective Jan 01, 2022.*** | G.S.G. Electric Ltd.
SP-2023-00994 | 2023-06-09 | 1546 E 10TH AVENUE, Vancouver, BC V5N 1X5 | Sprinkler Permit | Residential | New | Completed | Residential - To Install 35 Sprinkler heads >BP: To construct a two and a half storey two-family dwelling with a detached garage providing 2 parking spaces, having vehicular access from the street. 1. A/C units proposed in rear yard & second storey 2. No Bar sinks proposed 3. Schedule B: Md. Shahidul Alam (604.653.7475) Structural & Geotechnical 4. HPO: Residential Builder - Khan Home Design Ltd. | General Sprinkler Systems Ltd
GP-2023-01720 | 2023-06-02 | 1546 E 10TH AVENUE, Vancouver, BC V5N 1X5 | Gas Permit | Residential | New | Completed | Residential - 2 boilers, 2 range, 2 bbq >BP: To construct a two and a half storey two-family dwelling | Deep Gas Fitting Ltd.
GP-2023-00013 | 2023-01-03 | 1640 E 11TH AVENUE, Vancouver, BC V5N 1Y7 | Gas Permit | Residential | Renovation | Completed | Residential - install gas furnace | ROMA Heating Ltd
NULL | NULL | 6275 DUNBAR STREET, Vancouver, BC V6N 1X3 | Gas Permit | Residential | Renovation | Draft | Residential - replace gas fired hot water tank with gas fired on demand hot water heater | NULL
NULL | NULL | 4825 CONNAUGHT DRIVE, Vancouver, BC V6J 4E4 | Gas Permit | Residential | Renovation | Withdrawn | Residential - a regular 40 gallon hot water tank replaced by a new tankless water heater | NULL
EP-2022-02670 | 2022-04-01 | 5026 CONNAUGHT DRIVE, Vancouver, BC V6M 3G1 | Electrical Permit | Commercial | NULL | Expired | Movie Set / Filming - To allow for Movie Set/Filming Applicant shall provide completed Contractor Declaration form, and dates of filming and associated location(s) to csinspection.clerks@vancouver.ca prior to the commencement of filming. Visit vancouver.ca/inspections for more details. | Pinky Project Canada Limited
EP-2023-05211 | 2023-06-12 | 3075 COURTENAY STREET, Vancouver, BC V6R 3X8 | Electrical Permit | Residential | New | Issued | Temporary Power - Residential - To provide temporary power. | CHEEMA ELECTRIC LTD
PP-2023-02465 | 2023-07-12 | 3075 COURTENAY STREET, Vancouver, BC V6R 3X8 | Plumbing Permit | Residential | New | Issued | Residential - 2FD - NORTH - 3075 COURTENAY ST SOUTH - 4203 W 15TH AV New plumbing install >DB: To construct a two-storey two-family dwelling with a detached accessory building (garage) at the rear providing 2 parking spaces, having vehicular access from the lane. The entire building, INCLUDING THE ATTACHED GARAGE (if applicable), to be sprinklered to 2 x NFPA 13D. Note: This is a 2 storey building pursuant to the Zoning and Development By-Law 1. A/C units proposed in rear yard & attic 2. No Bar sinks proposed ***This permit is issued under the VBBL 2019, with updated energy requirements as per bylaw # 12997 effective Jan 01, 2022.*** | CRK Plumbing and Heating Ltd
PP-2023-02196 | 2023-06-21 | 3075 COURTENAY STREET, Vancouver, BC V6R 3X8 | Plumbing Permit | Residential | New | Issued | Residential - 2FD - ONE SUMP NO PUMP | Canadian Excavating Ltd
MP-2023-01656 | 2023-09-12 | 3075 COURTENAY STREET, Vancouver, BC V6R 3X8 | Mechanical Permit | NULL | NULL | Issued | NULL | CRK Plumbing and Heating Ltd
EP-2023-08411 | 2023-10-23 | 3075 COURTENAY STREET, Vancouver, BC V6R 3X8 | Electrical Permit | Residential | New | Issued | Installation / Repair - Residential - New service, rough wiring and finishing Main Service 400 amps 200 amp per unit. >BP: To construct a two-storey two-family dwelling ($709,000) with a detached accessory building (garage) at the rear providing 2 parking spaces, having vehicular access from the lane. The entire building, INCLUDING THE ATTACHED GARAGE (if applicable), to be sprinklered to 2 x NFPA 13D. Note: This Building Permit will remain in a suspended status until the associated (green) Demolition Permit BP-2023-00090 is completed. Note: This is a 2 storey building pursuant to the Zoning and Development By-Law 1. A/C units proposed in rear yard & atticMP-2023-01656: Issued 2. No Bar sinks proposed 3. Schedule B: Alan Prahalad, P.Eng (604.831.1431) Structural & Geotechnical 4. HPO: Residential Builder - Oakland Construction Ltd. | CHEEMA ELECTRIC LTD
GP-2023-02838 | 2023-09-27 | 3075 COURTENAY STREET, Vancouver, BC V6R 3X8 | Gas Permit | Residential | New | Issued | Residential - Complete to 2 stoves and 2 bbq's >BP: To construct a two-storey two-family dwelling ($709,000) with a detached accessory building (garage) at the rear providing 2 parking spaces, having vehicular access from the lane. | A & J GAS SERVICES LTD
SP-2023-01747 | 2023-09-22 | 3075 COURTENAY STREET, Vancouver, BC V6R 3X8 | Sprinkler Permit | Residential | New | Issued | Residential - installation of a new fire sprinkler system >BP: To construct a two-storey two-family dwelling with a detached accessory building (garage) at the rear providing 2 parking spaces, having vehicular access from the lane. The entire building, INCLUDING THE ATTACHED GARAGE (if applicable), to be sprinklered to 2 x NFPA 13D. Note: This is a 2 storey building pursuant to the Zoning and Development By-Law 1. A/C units proposed in rear yard & attic 2. No Bar sinks proposed 3. Schedule B: Alan Prahalad, P.Eng (604.831.1431) Structural & Geotechnical 4. HPO: Residential Builder - Oakland Construction Ltd. | CENTRE LINE FIRE SPRINKLERS LTD
EP-2023-09683 | 2023-11-06 | 3075 COURTENAY STREET, Vancouver, BC V6R 3X8 | Electrical Permit | Residential | New | Issued | Installation / Repair - Residential - Low voltage for TV, telephone, date, speakers, intercom, cameras and alarm rough-wiring >BP: To construct a two-storey two-family dwelling ($709,000) with a detached accessory building (garage) at the rear providing 2 parking spaces, having vehicular access from the lane. The entire building, INCLUDING THE ATTACHED GARAGE (if applicable), to be sprinklered to 2 x NFPA 13D. Note: This is a 2 storey building pursuant to the Zoning and Development By-Law 1. A/C units proposed in rear yard & attic 2. No Bar sinks proposed 3. Schedule B: Alan Prahalad, P.Eng (604.831.1431) Structural & Geotechnical 4. HPO: Residential Builder - Oakland Construction Ltd. ***This permit is issued under the VBBL 2019, with updated energy requirements as per bylaw # 12997 effective Jan 01, 2022.*** | Techway Secuirty & Communication Ltd
GP-2022-00054 | 2022-01-11 | 3122 COURTENAY STREET, Vancouver, BC V6R 3Y1 | Gas Permit | Residential | Renovation | Completed | Residential - FURNACE AND HWT INSTALLATION | Eaton's Heating Ltd
NULL | NULL | 3122 COURTENAY STREET, Vancouver, BC V6R 3Y1 | Gas Permit | Residential | Renovation | Withdrawn | Residential - FURNACE AND HWT INSTALLATION | NULL
EP-2023-10458 | NULL | 2050 COMMERCIAL DRIVE, Vancouver, BC V5N 4A9 | Electrical Permit | Commercial | Addition | Application Incomplete | Installation / Repair - Commercial - Installing a new circuit breaker for a AC unit. | Skynoor Electric Ltd
EP-2023-05972 | 2023-07-13 | 6265 DOMAN STREET, Vancouver, BC V5S 3G8 | Electrical Permit | Residential | Tenant Improvement | Completed | Installation / Repair - Residential - Electrical work for mini split installation *MP-2023-01220: Issued (Heating and Cooling) | Moore And Russell Heating And Air Conditioning Ltd
MP-2023-01220 | 2023-07-04 | 6265 DOMAN STREET, Vancouver, BC V5S 3G8 | Mechanical Permit | NULL | NULL | Completed | NULL | Moore & Russell Heating Ltd
EP-2022-06007 | 2022-07-20 | 6410 DOMAN STREET, Vancouver, BC V5S 3G9 | Electrical Permit | Residential | New | Completed | Installation / Repair - Residential - Re locate the service -Now main service relocate for new laneway house #3-6410 Doman St | G N ELECTRIC LTD
EP-2023-10478 | 2023-11-21 | 3300 DEERING ISLAND PLACE, Vancouver, BC V6N 4H9 | Electrical Permit | Residential | Addition | Issued | Installation / Repair - Residential - Installation of security system | ADT Security Services Canada Inc
EP-2023-05374 | 2023-06-28 | 3308 DEERING ISLAND PLACE, Vancouver, BC V6N 4H9 | Electrical Permit | Residential | Renovation | Completed | Installation / Repair - Residential - tool shed lighting and plugs install >BP: Interior and Exterior alteration to this exiting SFD to add an addition to the rear of the main floor and convert the main floor to a secondary suite. This is a sprinklered building. Geotechnical/Structural Schedule B submitted by William Wu - 778.847.9818 Note: - No strata-titling will be permitted. - This is a two-storey building pursuant to the Zoning and Development By-law. - An annual Vancouver Business License must be obtained prior to the rental of this approved one-family dwelling and/or secondary suite on this site. - Provide minimum headroom of 6’-6” over 80% of the suite area and all exit routes. - Smoke alarms to be installed in compliance with Subsection 9.10.19., Division B of the Vancouver Building By-law (2019) - Carbon monoxide alarms shall be installed in conformance to Subsections 6.2.4. and 9.32.4., Division B of the Vancouver Building By-law | Green Mountain Multitech Ltd
EP-2023-04391 | NULL | 3308 DEERING ISLAND PLACE, Vancouver, BC V6N 4H9 | Electrical Permit | Residential | Renovation | Withdrawn | Installation / Repair - Residential - lighting and plugs install in tool house | Green Mountain Multitech Ltd
EP-2022-00034 | 2022-03-23 | 3308 DEERING ISLAND PLACE, Vancouver, BC V6N 4H9 | Electrical Permit | Residential | Renovation | Completed | Installation / Repair - Residential - house renovation, sub panel install , plugs, lighting rewiring >BP: Interior and Exterior alteration to this exiting SFD to add an addition to the rear of the main floor and convert the main floor to a secondary suite. #1-3308 Deering Island Pl - One Family Dwelling (1st, 2nd, & 3rd floor) #2-3308 Deering Island Pl - Secondary Suite (east portion of 1st floor) Address and suite numbers assigned as per approved plans for Fire and Emergency response. The address number is to be posted on the building to be visible from the street and the suite numbers are to be posted at the suite entries in accordance with the Building By-law prior to final inspection. Geotechnical/Structural Schedule B submitted by William Wu - 778.847.9818 Note: - No strata-titling will be permitted. - This is a two-storey building pursuant to the Zoning and Development By-law. - An annual Vancouver Business License must be obtained prior to the rental of this approved one-family dwelling and/or secondary suite on this site. - Provide minimum headroom of 6’-6” over 80% of the suite area and all exit routes. - Smoke alarms to be installed in compliance with Subsection 9.10.19., Division B of the Vancouver Building By-law (2019) - Carbon monoxide alarms shall be installed in conformance to Subsections 6.2.4. and 9.32.4., Division B of the Vancouver Building By-law | Green Mountain Multitech Ltd
GP-2022-00482 | 2022-03-17 | 3308 DEERING ISLAND PLACE, Vancouver, BC V6N 4H9 | Gas Permit | Residential | Renovation | Completed | Residential - INSTALL 1 GAS FIREPLACE, BASIC UP AND OUT, USING EXISTING GAS LINE Interior and Exterior alteration to this exiting SFD to add an addition to the rear of the main floor and convert the main floor to a secondary suite. | The LM Fireplace Warehouse Ltd.
PP-2021-03886 | 2022-03-16 | 3308 DEERING ISLAND PLACE, Vancouver, BC V6N 4H9 | Plumbing Permit | Residential | Addition | Completed | Residential - Addition and alteration of plumbing work Interior and Exterior alteration to this exiting SFD to add an addition to the rear of the main floor and convert the main floor to a secondary suite. | Ang Chen
GP-2021-03964 | 2022-03-16 | 3308 DEERING ISLAND PLACE, Vancouver, BC V6N 4H9 | Gas Permit | Residential | Addition | Completed | Residential - Addition and alteration of Gas fitting work -The scope of work will be new installation of 3 appliances : one range at 90,000 BTU, one BBQ grill at 40,000BTU and one back-up generator at 60,000BTU >Interior and Exterior alteration to this exiting SFD to add an addition to the rear of the main floor and convert the main floor to a secondary suite. Address and suite numbers assigned as per approved plans for Fire and Emergency response. The address number is to be posted on the building to be visible from the street and the suite numbers are to be posted at the suite entries in accordance with the Building By-law prior to final inspection. Geotechnical/Structural Schedule B submitted by William Wu - 778.847.9818 Note: - No strata-titling will be permitted. - This is a two-storey building pursuant to the Zoning and Development By-law. - An annual Vancouver Business License must be obtained prior to the rental of this approved one-family dwelling and/or secondary suite on this site. - Provide minimum headroom of 6’-6” over 80% of the suite area and all exit routes. - Smoke alarms to be installed in compliance with Subsection 9.10.19., Division B of the Vancouver Building By-law (2019) - Carbon monoxide alarms shall be installed in conformance to Subsections 6.2.4. and 9.32.4., Division B of the Vancouver Building By-law | Ang Chen
SP-2022-00467 | 2022-04-04 | 3308 DEERING ISLAND PLACE, Vancouver, BC V6N 4H9 | Sprinkler Permit | Residential | Renovation | Completed | Residential - To install a new sprinkler system >BP: Interior and Exterior alteration to this exiting SFD to add an addition to the rear of the main floor and convert the main floor to a secondary suite. #1-3308 Deering Island Pl - One Family Dwelling (1st, 2nd, & 3rd floor) #2-3308 Deering Island Pl - Secondary Suite (east portion of 1st floor) Address and suite numbers assigned as per approved plans for Fire and Emergency response. The address number is to be posted on the building to be visible from the street and the suite numbers are to be posted at the suite entries in accordance with the Building By-law prior to final inspection. This is a sprinklered building. Geotechnical/Structural Schedule B submitted by William Wu - 778.847.9818 Note: - No strata-titling will be permitted. - This is a two-storey building pursuant to the Zoning and Development By-law. - An annual Vancouver Business License must be obtained prior to the rental of this approved one-family dwelling and/or secondary suite on this site. - Provide minimum headroom of 6’-6” over 80% of the suite area and all exit routes. - Smoke alarms to be installed in compliance with Subsection 9.10.19., Division B of the Vancouver Building By-law (2019) - Carbon monoxide alarms shall be installed in conformance to Subsections 6.2.4. and 9.32.4., Division B of the Vancouver Building By-law | NewTech Fire Protection Ltd
EP-2022-04063 | 2022-05-18 | 3308 DEERING ISLAND PLACE, Vancouver, BC V6N 4H9 | Electrical Permit | Residential | New | Completed | Installation / Repair - Residential - Install Security Alarm system only. Rough in and Finishing >Interior and Exterior alteration to this exiting SFD to add an addition to the rear of the main floor and convert the main floor to a secondary suite. | Magnificent Security Inc.
GP-2022-02976 | 2022-10-03 | 6009 DUMFRIES STREET, Vancouver, BC V5P 3B1 | Gas Permit | Residential | Tenant Improvement | Completed | Residential - Re Re Boiler and Hot water tank | Moore & Russell Heating Ltd
EP-2022-07851 | 2022-09-27 | 6068 DUMFRIES STREET, Vancouver, BC V5P 3A9 | Electrical Permit | Residential | Renovation | Completed | Installation / Repair - Residential - Remove range receptacle and breaker in the basement kitchen **Mandatory Electrical work only -CF-2022-009022 | Technics Electric Ltd
GP-2022-02261 | 2022-08-02 | 6128 DUMFRIES STREET, Vancouver, BC V5P 3B3 | Gas Permit | Residential | New | Completed | Residential - Switching to a condensing boiler | Bluewater Mechanical Ltd
GP-2023-00613 | 2023-02-21 | 6261 DUMFRIES STREET, Vancouver, BC V5P 3B2 | Gas Permit | Residential | Renovation | Completed | Residential - RE AND RE FURNACE | Samra Heating & Cooling Ltd
EP-2023-04647 | 2023-06-02 | 6324 DUMFRIES STREET, Vancouver, BC V5P 3B4 | Electrical Permit | Residential | Addition | Completed | Installation / Repair - Residential - Upgrade overhead service from 100A 120/340V 1P to 200A 120/240V 1P | Gewang Electric Ltd
MP-2023-00337 | 2023-03-09 | 6426 DUNBAR STREET, Vancouver, BC V6N 1X6 | Mechanical Permit | NULL | NULL | Completed | NULL | Ashton Service Group/Ashton Mechanical Ltd.
EP-2023-01682 | 2023-03-01 | 6556 DUMFRIES STREET, Vancouver, BC V5P 3B7 | Electrical Permit | Residential | Addition | Completed | Installation / Repair - Residential - Install a 60 amp sub panel inside garage and and install 14-50 NEMA receptacle inside garage for Grizzl-E level 2 smart EV charger. | BC Highlight Electric Corp
EP-2022-02172 | 2022-03-17 | 6596 DUMFRIES STREET, Vancouver, BC V5P 3B7 | Electrical Permit | Residential | New | Expired | Temporary Power - Residential - To provide temporary power. | Dragon Electric Ltd
EP-2023-00723 | 2023-01-30 | 6596 DUMFRIES STREET, Vancouver, BC V5P 3B7 | Electrical Permit | Residential | New | Completed | Installation / Repair - Residential - 1FD+SS - #1 & #2 - alarm,cable,phone,data,intercom. COMPLETE SECURITY ALARM SYSTEM >DB: To construct a 2 storey + basement one-family dwelling with a secondary suite located in the basement with open parking pad , at the rear providing 1 parking spaces, having vehicular access from the lane. This is a 2 storey building pursuant to the Zoning and Development By-Law 1- No strata titling permitted 2- Bar sink proposed in main floor. 3- A/C unit proposed in rear yard. The entire building, to be sprinklered to NFPA 13D. | Supertech Systems Ltd